## Data
ManufactureName | ManufactureCountryAR | ManufactureCountry | ProductNumber | ProductName | GenericName | Description | DescriptionAr
Cochlear Limited | استراليا | Australia | ME0000001632SFDAA00043 | Nucleus® 7 Aqua+ | Nucleus® 7 Aqua+ | The Nucleus® 7 Aqua+ (Compact) is provided for recipients who wish to wear their Nucleus® 7 Sound Processor (Model CP1000) in swimming or bathing situations. When used in conjunction with the CP1000 Aqua+ Coil, this accessory provides sufficient waterproofing for use in water of up to 3m depth.
Cochlear Limited | استراليا | Australia | ME0000001632SFDAA00051 | Cochlear™ Coil Spacer | Cochlear™ Coil Spacer | The Coil Spacer may be clipped on to the RF Coil to slightly increase the distance between the Sound Processor Magnet and implant magnet to reduce the attractive force between them. It is intended for recipients with a very thin skin flap.
Cochlear Limited | استراليا | Australia | ME0000001632SFDAA00053 | Cochlear™ Koala Clip | Cochlear™ Koala Clip | Some recipients may need, or desire, to attach the CP1001 Sound Processor or CP1002 Sound Processor to their clothing, for example during vigorous activity or for very young children. The CP1001/CP1002 Koala Clip provide a spring-loaded clip that can be attached to the CP1001 Sound Processor or CP1002 Sound Processor and then clipped to the recipient’s clothing.
Cochlear Limited | استراليا | Australia | ME0000001632SFDAA00049 | Cochlear™ Hybrid™ Earhook with Removal Tool | Cochlear™ Hybrid™ Earhook with Removal Tool | "Users of the CP1000 Hybrid system use the CP1000 Hybrid Earhook Adaptor to facilitate attaching the Hybrid Receivers to the Sound Processor. The CP1000 Receiver Removal Tool releases the Acoustic Component tamper-resist feature, then the Hybrid Earhook can be removed from the Processing Unit."
Cochlear Limited | استراليا | Australia | ME0000001632SFDAA00044 | Cochlear™ Y Battery Charger | Cochlear™ Y Battery Charger | The Cochlear Y Battery Charger allows the user to recharge a CP1000 Compact or Standard rechargeable lithium ion battery.
Cochlear Limited | استراليا | Australia | ME0000001632SFDAA00042 | Nucleus® 7 SE Aqua+ | Nucleus® 7 SE Aqua+ | The Nucleus® 7 SE Aqua+ is provided for recipients who wish to wear their Nucleus® 7 SE Sound Processor (Model CP1001) or Nucleus® 7 S Sound Processor (Model CP1002) in swimming or bathing situations. When used in conjunction with the CP1000 Aqua+ Coil, this accessory provides sufficient waterproofing for use in water of up to 3m depth.
Cochlear Limited | استراليا | Australia | ME0000001027SFDAA00001 | Cochlear SoftWear™ Pad | Cochlear SoftWear™ Pad | Cochlear SoftWear™ Pad is used to relieve the discomfort that the pressure to the skin can cause to the patient when using the Coil or Sound Processor (SP) magnet. The SoftWear pad effectively distributes the pressure and reduces peak pressure zones. It is stuck onto the coil/Sound Processor to provide cushioning between the device and the head.
Cochlear Limited | استراليا | Australia | ME0000001632SFDAA00048 | Cochlear™ LiteWear Fixing Aids | Cochlear™ LiteWear Fixing Aids | Cochlear LiteWear Fixing Aids are intended to be used in conjunction with a compatible LiteWear Case or a Freedom Babyworn Retention Case to secure the Case to an article of clothing in the region of the neck/shoulder of the recipient, away from the Sound Processor that is in the normal location behind the ear.
Cochlear Limited | استراليا | Australia | ME0000001632SFDAA00060 | Cochlear™ Monitor Earphone Adaptor with earphones | Cochlear™ Monitor Earphone Adaptor with earphones | "The Cochlear™ Monitor Earphone Adaptor (MEA) is a sandwich module connected between the Processing Unit and the Battery Module. When connected the CP1000 MEA allows a recipient’s carer and/or, audiologists/clinicians to use a pair of standard 3.5mm earphones to listen to the sounds that the Sound Processor microphones are picking up. This will allow them to check that the recipient’s sound processor is working correctly."
Cochlear Limited | استراليا | Australia | ME0000001632SFDAA00061 | Cochlear™ Magnet Reverse Polarity | Cochlear™ Magnet Reverse Polarity | Alignment of the coils is achieved by means of magnets, which align the centres of the coils and ensures the RF link is optimally aligned. The magnets provide the necessary physical retention of the coil on the head of the recipient, so it does not fall off.
Cochlear Limited | استراليا | Australia | ME0000001026SFDAA00002 | Cochlear™ Wired Programming Pod | Cochlear™ Wired Programming Pod | The Wired Programming Pod is intended to provide a wired data communication interface between a compatible Cochlear Sound Processor and a programming device, e.g. PC or mobile device, with clinical programming software (Custom Sound or Nucleus Fitting Software) installed.
Cochlear Limited | استراليا | Australia | ME0000001632SFDAA00045 | Cochlear™ Wireless Programming Pod | Cochlear™ Wireless Programming Pod | The Wireless Programming Pod is intended to provide a wireless data communication interface between a compatible Cochlear Processing unit and a programming device, e.g. PC or mobile device, with a clinical programming software (Custom Sound or Nucleus Fitting Software) installed.
Cochlear Limited | استراليا | Australia | ME0000001632SFDAA00059 | Cochlear™ Snugfit | Cochlear™ Snugfit | For some recipients, extra retention may be required over and above the earhook options provided with the CP1000 Sound Processor. This may be for comfort or security reasons, or for use during sporting activities, or other. For these recipients, the CP1000 Snugfits are provided and come in 3 sizes: small, medium and large.
Cochlear Limited | استراليا | Australia | ME0000001632SFDAA00066 | Cochlear™ Earhook | Cochlear™ Earhook | Cochlear™ Earhook is a retention accessory designed to ensure the recipient can comfortably and securely wear their sound processor. For everyday wear behind the ear, there are 3 CP1000 Earhook sizes (small, medium and large). The size required will depend on each individual recipient’s ear shape and size.
Cochlear Limited | استراليا | Australia | ME0000001632SFDAA00067 | Cochlear™ Nucleus® 7 Headband | Cochlear™ Nucleus® 7 Headband | "Cochlear™ Nucleus® 7 Headband Headband is intended for everyday use by securely mounting the PU and Battery Module off-the-ear. It comes in two sizes in three colours. CP1000 Headband consists of a 30mm wide fabric band which fits around the head and has features to retain either one or two CP1000 SP. There are two Headband sizes (Small and Extra Small) which differ in the length of the band but retain the SP/s in the same manner. The ends of the band attach to each other using Velcro, which allows the band circumference to be adjusted."
Cochlear Limited | استراليا | Australia | ME0000001632SFDAA00046 | Cochlear™ USB Battery Charger | Cochlear™ USB Battery Charger | The Cochlear USB Battery Charger allows the user to recharge a CP1000 Compact or Standard rechargeable lithium ion battery.
Cochlear Limited | استراليا | Australia | ME0000001632SFDAA00050 | Cochlear™ Earmould Adaptor | Cochlear™ Earmould Adaptor | "Earmould Adaptor is a retention accessory designed to ensure the recipient can comfortably and securely wear their sound processor. For some recipients, retention is best achieved by using an earmould connected to the CP1000 Sound Processor."
Cochlear Limited | استراليا | Australia | ME0000001632SFDAA00047 | Cochlear™ Tamper Resistant Earhook | Cochlear™ Tamper Resistant Earhook | The CP1000 Tamper-resistant Earhook has been provided for use with young children. This is designed so that removal of the CP1000 Tamper-resistant Earhook can only be achieved by removing the CP1000 Battery from the CP1000 Processing Unit first, which is lockable to the CP1000 Processing Unit.
Cochlear Limited | استراليا | Australia | ME0000001632SFDAA00064 | Cochlear™ Hugfit™ | Cochlear™ Hugfit™ | CP1000 Hugfits have been designed to accommodate the retention needs of young children, who may not get sufficient retention from CP1000 Earhooks and whose ears may be too small and/or delicate for the CP1000 Snugfit solution. The CP1000 Hugfits come in 3 sizes: small, extra small and extra extra small.
Cochlear Limited | استراليا | Australia | ME0000001632SFDAA00068 | Cochlear™ Magnet | Cochlear™ Magnet | Alignment of the coils is achieved by means of magnets, which align the centres of the coils and ensures the RF link is optimally aligned. The magnets provide the necessary physical retention of the coil on the head of the recipient, so it does not fall off.
Cochlear Limited | استراليا | Australia | ME0000001632SFDAA00054 | Cochlear™ Remote Control | Cochlear™ Remote Control | The CR310 is a small handheld remote control for Nucleus 7 Series Sound Processors.
Cochlear Limited | استراليا | Australia | ME0000001632SFDAA00055 | Cochlear™ Programming Cable | Cochlear™ Programming Cable | The Cochlear™ Programming Cable consists of a cable/shoe assembly designed to provide a connection from the processing unit to Cochlear™ Wired Programming Pod.
Cochlear Limited | استراليا | Australia | ME0000001632SFDAA00052 | Cochlear™ Battery Holder | Cochlear™ Battery Holder | "A battery module consists of the Cochlear Battery Holder and Cochlear Battery Cover. The Cochlear Battery Holder houses two disposable zinc-air batteries connected in series and provides electrical connection of the batteries to the NEUF connector which further connects to the Processing Unit."
Cochlear Limited | استراليا | Australia | ME0000001632SFDAA00063 | Cochlear™ LiteWear Cable | Cochlear™ LiteWear Cable | The Cochlear LiteWear Cable is an extension cable that allows the battery (standard rechargeable, compact rechargeable, or 2ZnAir) to be mounted to a piece of clothing in the region of the neck/shoulder of the recipient, away from the Sound Processor that is in the normal location behind the ear. The cable connects between the Sound Processor and the battery, where the battery is locked in a retention case that is itself secured to the recipient’s clothing.
Cochlear Limited | استراليا | Australia | ME0000001632SFDAA00058 | Cochlear™ Compact Rechargeable Battery Module | Cochlear™ Compact Rechargeable Battery Module | The Cochlear Rechargeable Batteries are rechargeable lithium ion batteries specifically designed for use with the CP1000 processing unit. The compact battery has a capacity of 91 mAh. The CP1000 Compact Rechargeable battery is designed for recipients who require a smaller or lighter configuration of the sound processor. Both batteries provide 3.0 to 4.2V and interface with the processing unit via a NEUF connector.
Cochlear Limited | استراليا | Australia | ME0000001632SFDAA00069 | Cochlear™ Battery Cover | Cochlear™ Battery Cover | A battery module consists of the Cochlear Battery Holder and Cochlear Battery Cover. Battery Cover holds the batteries in place within the battery holder and it is retained in place with the aid of a locking mechanism.
Cochlear Limited | استراليا | Australia | ME0000001632SFDAA00041 | Cochlear™ Hybrid™ Ear Lock | Cochlear™ Hybrid™ Ear Lock | Hybrid Ear Lock is a soft retention lock that can be put over the Hybrid Receiver and interlock with the concha bowl to hold the receiver in place.
Cochlear Limited | استراليا | Australia | ME0000001632SFDAA00057 | Cochlear™ Standard Rechargeable Battery Module | Cochlear™ Standard Rechargeable Battery Module | The Cochlear Rechargeable Batteries are rechargeable lithium ion batteries specifically designed for use with the CP1000 processing unit. The standard battery has a capacity of 183 mAh.
Cochlear Limited | استراليا | Australia | ME0000001632SFDAA00062 | Cochlear™ LiteWear Case | Cochlear™ LiteWear Case | The Cochlear LiteWear Case is used in conjunction with the Cochlear LiteWear Cable and facilitates attaching the CP1000 battery, which is attached to the Cochlear LiteWear Cable (standard rechargeable, compact rechargeable, or 2ZnAir Battery Module) to a piece of clothing in the region of the neck/shoulder of the recipient, away from the Sound Processor that is in the normal location behind the ear.
SDI Ltd., | استراليا | Australia | ME0000007570SFDAA00042 | Promix 2 | ProMix®2 | Universal high speed capsule mixer with a high precision microprocessor controlled timer providing consistent and accurate mixing, ensuring the optimal handling and clinical characteristics of mixed materials. The capsule mixer is designed for the mixing of any encapsulated dental restorative materials
SDI Ltd., | استراليا | Australia | ME0000007570SFDAA00042 | Promix 2 | ProMix®2 | Universal high speed capsule mixer with a high precision microprocessor controlled timer providing consistent and accurate mixing, ensuring the optimal handling and clinical characteristics of mixed materials. The capsule mixer is designed for the mixing of any encapsulated dental restorative materials
SDI Ltd., | استراليا | Australia | ME0000007570SFDAA00048 | RADII XPERT LED CURING LIGHT | LED Cordless curing light | LED Curing light
SDI Limited | استراليا | Australia | ME0000005503SFDAA00001 | Amalgamator Dentsply Sirona | Amalgamator | Amalgamator Universal high speed capsule mixer with a high precision microprocessor controlled timer providing consistent and accurate mixing, ensuring the optimal handling and clinical characteristics of mixed materials. The capsule mixer is designed for the mixing of any encapsulated dental restorative materials.
Starpharma Pty. Ltd. | استراليا | Australia | ME0000016184SFDAA00003 | VIRALEZE™ | VIRALEZE Nasal Spray | Antiviral Nasal Spray | بخاخ انفي مضاد للفيروسات
Cochlear Limited | استراليا | Australia | ME0000001632SFDAA00065 | Cochlear™ Headworn Adaptor | Cochlear™ Headworn Adaptor | For those recipients who cannot or do not wish to wear their CP1000 Sound Processor on their ear, the CP1000 Headworn Adaptor is provided to allow the assembly to be retained on the head solely by magnetic attraction to the implant. It comes in both left- and right-hand side versions depending upon which side of the head the recipient's implant is positioned.
Cochlear Limited | استراليا | Australia | ME0000001632SFDAA00070 | Kanso® Halo Accessory | Kanso® Halo Accessory | cochlear implant system accessory
Fairmont Medical Products Pty Ltd | استراليا | Australia | ME0000006961SFDAA00002 | Telepac | container for telescope | Plastic Pack used during telescope sterilization ,transport and storage
Forme Medical Pty Ltd | استراليا | Australia | ME0000006778SFDAA00001 | Medical Examination Couhes | Medical Examination Couhes | It's an electrically powered medical devices used to position the patient a sitting, semi-sitting, horizontal or reclined posture for easy access and patient comfort during an examination, treatment or minor procedures.
ToLife Technologies Pty Ltd | استراليا | Australia | ME0000011432SFDAA00001 | V-Comb | V-Comb | v comb is revolutionary device that incorporates coming and vacuuming to eliminate head lice and eggs . | يساعد في إزالة قمل الرأس والبيض من الشعر بينما يمشط المستخدم مع الجهاز. يحتوي الجهاز على فراغ داخلي يرسم ما هو موجود على أسنان المشط داخل مرشحات يمكن التخلص منها موجودة داخل الجهاز.
Australian Marine Bio-Tech (Group) Pty Ltd | استراليا | Australia | ME0000013064SFDAA00001 | THERMAL PATCH | THERMAL PATCH | Term Air heating/cooling pad, single-use, non-sterile | ربر باتش
BresMedical Pty Ltd | استراليا | Australia | ME0000015516SFDAA00001 | ImplaNav | IMPLANT NAVIGATION SYSTEM | IMPLANT NAVIGATION SYSTEM
Visionflex Pty Ltd | استراليا | Australia | ME0000017131SFDAA00001 | ProEX Teleheath Hub System Kit | ProEX Teleheath Hub System Kit | The ProEX facilitates patient examinations for screening purposes via high quality images derived from a range of medical examination accessories (not supplied with standard kit). Examinations may also be streamed live through a video conferencing connection to a specialist for remote visualisations. Featuring a high-end multi-core processor and advanced electronic design, the ProEX can record multiple types of data streams and store them in solid state memory inside the unit in an encrypted format, from where it can be sent to other clinicians via WiFi, over the Mobile Network via USB.
Visionflex Pty Ltd | استراليا | Australia | ME0000017131SFDAA00003 | ProEX Mobile Telehealth Hub System Kit | ProEX Mobile Telehealth Hub System Kit | The ProEX Mobile facilitates patient examinations for screening purposes via high quality images derived from a range of medical examination accessories (not supplied with standard kit). Examinations may also be streamed live through a video conferencing connection to a specialist for remote visualization. Featuring a high-end multi-core processor and advanced electronic design, the ProEX Mobile can record multiple types of data streams and store them in solid state memory inside the unit in an encrypted format, from where it can be sent to other clinicians via WiFi, over the Mobile Network, or via USB.
Visionflex Pty Ltd | استراليا | Australia | ME0000017131SFDAA00002 | GEIS | General Exam Camera | The General Exam Imaging System Camera, GEIS camera, is a high quality, high resolution imaging device that can be easily installed and operated from any computer capable of displaying Universal Video Class (UVC) imaging device outputs.
Visionflex Pty Ltd | استراليا | Australia | ME0000017131SFDAA00005 | Universal FSC2 Handpiece | Universal FSC2 Handpiece | The FSC2 camera handpiece and interchangeable endoscope probes facilitate medical examinations, for use with the Visionflex ProEX patient data storage and video conferencing system. The light weight camera handpiece can be adapted to a new examination task in seconds including visualisation of the ear, nose and throat areas, as well as dermatology and the dental region.
Visionflex Pty Ltd | استراليا | Australia | ME0000017131SFDAA00012 | Multifunctional Handpiece FSC3 | Multifunctional Handpiece FSC3 | The FSC3 camera handpiece in conjunction with the HD Base and a monitor forms a visualisation system. When used with a compatible monitor, the FSC3 camera delivers a native full HD image resolution using progressive scanning (1080p). A variety of endoscope probes can be connected to the camera handpiece. The camera handpiece is equipped with an integrated LED light source. The brightness can be adjusted using the HD Base controller.
Visionflex Pty Ltd | استراليا | Australia | ME0000017131SFDAA00013 | Otoscope Probe | Otoscope Probe | The FSC2 camera handpiece and interchangeable endoscope probes facilitate medical examinations, for use with the Visionflex ProEX patient data storage and video conferencing system. The light weight camera handpiece can be adapted to a new examination task in seconds including visualisation of the ear, nose and throat areas, as well as dermatology and the dental region.
Visionflex Pty Ltd | استراليا | Australia | ME0000017131SFDAA00014 | HD BASE KIT | HD BASE KIT | The HD Base for Medical Endoscopy device is a controller for use in medical endoscopy. The combination of the controller and camera head result in a camera based on CMOS technology. When used with a compatible monitor, the camera delivers a native full HD image resolution using progressive scanning (1080p). In addition to the general setting options, the camera offers various endoscopic application profiles. These profiles are preconfigured to offer an optimized image display, however, the profiles can also be modified and customized for specific requirements. Two additional profiles can also be configured. The general setting options include language selection for the configuration menu and monitor displays and camera head button settings. The default language setting is English. The controller can be used with various camera heads.
Visionflex Pty Ltd | استراليا | Australia | ME0000017131SFDAA00015 | Dermatology Probe | Dermatology Probe | The FSC2 camera handpiece and interchangeable endoscope probes facilitate medical examinations, for use with the Visionflex ProEX patient data storage and video conferencing system. The light weight camera handpiece can be adapted to a new examination task in seconds including visualisation of the ear, nose and throat areas, as well as dermatology and the dental region.
Visionflex Pty Ltd | استراليا | Australia | ME0000017131SFDAA00016 | General Equipment Probe | General Equipment Probe | The FSC2 camera handpiece and interchangeable endoscope probes facilitate medical examinations, for use with the Visionflex ProEX patient data storage and video conferencing system. The light weight camera handpiece can be adapted to a new examination task in seconds including visualisation of the ear, nose and throat areas, as well as dermatology and the dental region.
Anatomics Pty Ltd | استراليا | Australia | ME0000001225SFDAA00050 | SkullPro Patient-Matched | Post surgical head / Neck grment | SkullPro Patient-Matched
Fairmont Medical Products Pty Ltd | استراليا | Australia | ME0000006961SFDAA00011 | Fairmont Disposable Warming Blanket | Warming Blanket | Non sterile warming blankets provide quicke and responsive warm air flow by hugging the contours of the patient
AirPhysio Pty Ltd | استراليا | Australia | ME0000022214SFDAA00001 | AirPhysio Medical | AirPhysio Medical | uses an all natural Oscillating Positive Expiratory Pressure (OPEP) process to create pressure and vibration causing the mucus to loosen and move progressively up the airways, to the throat, until it can be coughed out or swallowed | جهاز ضغط الزفير الايجابي
Gammasonics Institute for Medical Research Pty Ltd | استراليا | Australia | ME0000004167SFDAA00020 | Gammaprobe Surgical Explorer | Probe surgical | The Non sterile gamma probe is to assist sentinel node biopsy during surgery
Ego Pharmaceuticals Pty Ltd | استراليا | Australia | ME0000006237SFDAA00006 | Moov Head Lice Shampoo | Moov Head Lice Shampoo | Kills head lice. Supplied with a shower cap for convenient treatment | يقتل قمل الرأس ، مزود بغطاء استحمام لعلاج مناسب
Ego Pharmaceuticals Pty Ltd | استراليا | Australia | ME0000006237SFDAA00007 | Moov Head Lice combing Conditioner | Conditioner | Helps make lice and egg detection and removal easy. | يساعد في تسهيل اكتشاف القمل والبيض وإزالته
ToLife Technologies Pty Ltd | استراليا | Australia | ME0000011432SFDAA00003 | v-comb | v-comb | SUPRA VACCUM POWERED , CHEMICAL FREE DEVICE ELIMINATES EDD AND HEAD LICE .
SDI Ltd., | استراليا | Australia | ME0000007570SFDAA00005 | Radii Cal | LED Cordless curing light
SDI Ltd., | استراليا | Australia | ME0000007570SFDAA00008 | Riva Applicator | Glass Ionomer Applicator
SDI Ltd., | استراليا | Australia | ME0000007570SFDAA00009 | Points | Applicator points use during dental filling material
SDI Ltd., | استراليا | Australia | ME0000007570SFDAA00004 | Radii plus | LED Cordless curing light
SDI Ltd., | استراليا | Australia | ME0000007570SFDAA00006 | Ultramat S | High speed amalgamator
SDI Ltd., | استراليا | Australia | ME0000007570SFDAA00007 | Ultramat 2 | High speed amalgamator
AUS Systems Pty Limited | استراليا | Australia | ME0000003226SFDAA00001 | RBI2 | Reusable Handpiece | A reusable handpiece desined as holder for the speciment -taking capsule during a rectal suction biopsy (RSB) this is a reusable device.
AUS Systems Pty Limited | استراليا | Australia | ME0000003226SFDAA00001 | RBI2 | Reusable Handpiece | A reusable handpiece desined as holder for the speciment -taking capsule during a rectal suction biopsy (RSB) this is a reusable device.
Respiri Limited | استراليا | Australia | ME0000000635SFDAA00018 | Wheezo | WheezeRate Detector | WheezeRate Detector
AUS Systems Pty Limited | استراليا | Australia | ME0000003228SFDAA00001 | rbi2 Sterilisable container | rbi2 Sterilisable container | To hold instrument during sterilion and storage
AUS Systems Pty Limited | استراليا | Australia | ME0000003228SFDAA00001 | rbi2 Sterilisable container | rbi2 Sterilisable container | To hold instrument during sterilion and storage
Gabriel Scientific OU | استونيا | Estonia | ME0000000416SFDAA00003 | SleepAngel | SleepAngel | Barrier Pillows that prevents transmission of Bacteria, Viruses, and molds | مخدات طبية تمنع انتشار العدوى
PAMPAMED SRL | الارجنتين | Argentina | ME0000003817SFDAA00010 | FMF Dynamic Compressor System | Dynamic Compressor System | Gradual correction of thorax asymmetries, especially pectus carinatum
PAMPAMED SRL | الارجنتين | Argentina | ME0000003817SFDAA00011 | FMF Thoracic Compressor System Briefcase | FMF dynamic compressor system Manual measuring Briefcase | Manual measuring brief case consists of: Force meter, Chest measurement caliper, Measuring tape, CPF adapter for mini compression plate, FMF screwdriver | حقيبة ادوات لقياس جدار الصدر التحدبي تشمل جهاز الكترونني
Terragene S.A | الارجنتين | Argentina | ME0000010717SFDAA00001 | Chemdye | Self-adhesive Labels for Strerilization
Terragene S.A | الارجنتين | Argentina | ME0000010717SFDAA00003 | Chemdye | Cleaning Indicators for Efficiency tests in Thermal Disinfection Washer Machines
Terragene S.A | الارجنتين | Argentina | ME0000010717SFDAA00004 | Chemdye | Test for CLeaning Monitoring of Ultrasonic Washers
Terragene S.A | الارجنتين | Argentina | ME0000010717SFDAA00005 | Chemdye | Test Strips with Chemical Indicator for Helix-PCD
Terragene S.A | الارجنتين | Argentina | ME0000010717SFDAA00006 | Chemdye | Hygiene Monitoring System
Terragene S.A | الارجنتين | Argentina | ME0000010717SFDAA00007 | Chemdye | Hygine Monitoring system Protein Pen Detection system
Terragene S.A | الارجنتين | Argentina | ME0000010717SFDAA00008 | Chemink | Marker for Sterilization Processes
Terragene S.A | الارجنتين | Argentina | ME0000010717SFDAA00010 | Chemdye | Bowie & Dick Test Card
Terragene S.A | الارجنتين | Argentina | ME0000010717SFDAA00011 | Chemdye | Bowie & Dick Test Pack
Terragene S.A | الارجنتين | Argentina | ME0000010717SFDAA00012 | Integron | Chemical Indicators for Sterilization
Terragene S.A | الارجنتين | Argentina | ME0000010717SFDAA00013 | Integron | Integrator Indicator for Steam Sterilization Proceses
Terragene S.A | الارجنتين | Argentina | ME0000010717SFDAA00014 | Bionova | Mini Bio Auto-Reader
Terragene S.A | الارجنتين | Argentina | ME0000010717SFDAA00015 | Bionova | PCD Process Challenge Device
Terragene S.A | الارجنتين | Argentina | ME0000010717SFDAA00017 | Chemdye | Chemical Indicators for Sterilization
Terragene S.A | الارجنتين | Argentina | ME0000010717SFDAA00023 | Bionova PCD Process Challenge Device | PCD Process Challenge Device
Terragene S.A | الارجنتين | Argentina | ME0000010717SFDAA00002 | Bionova | MiniPro Auto-Reader | Bionova
Terragene S.A | الارجنتين | Argentina | ME0000010717SFDAA00009 | Cintape | Self-Adhesive Tape | Cintape
Terragene S.A | الارجنتين | Argentina | ME0000010717SFDAA00016 | Bionova | Rapid Readout Biological Indicators | Bionova
Terragene S.A | الارجنتين | Argentina | ME0000010717SFDAA00018 | Integron | Chemical Indicators for Sterilization | Chemical Indicators for Sterilization
Terragene S.A | الارجنتين | Argentina | ME0000010717SFDAA00019 | Chemdye | Hygiene Monitoring System | Chemdye
Terragene S.A | الارجنتين | Argentina | ME0000010717SFDAA00020 | Bionova Auto-Reader | Auto-Reader | Bionova Auto-Reader
Terragene S.A | الارجنتين | Argentina | ME0000010717SFDAA00021 | Bionova Rapid, Super Rapid and Ultra Rapid Readout Biological Indicator | Rapid, Super Rapid and Ultra Rapid Readout Biological Indicators | Rapid, Super Rapid and Ultra Rapid Readout Biological Indicators
Terragene S.A | الارجنتين | Argentina | ME0000010717SFDAA00022 | Bionova Super Rapid Readout Fluorecence System | Super Rapid Readout Fluorecence System | Super Rapid Readout Fluorecence System
BRIX S.R.L | الارجنتين | Argentina | ME0000000462SFDAA00069 | Brix 3000® | Papain | Brix 3000® is a medical product for transient use (less than 60 minutes) minimal invasive but not surgical, non-sterile, not active and without measurement functions, it is a gel aims to remove the decay of patients, being used by a professional dentist. | يعتبر بريكس 3000 ® جهازاً طبياً للإستخدام المؤقت )أقل من 60 دقيقة( وهو الحد الأدنى من التدخل الجراحى ولكن ليس جراحياً، وهو منتج غير معقم، وبدون وظائف قياس، فهو يهدف الى ازالة تسوس الأسنان ولا يتم استخدامه إلا من أطباء الأسنان المتخصصين فقط
Terragene S.A | الارجنتين | Argentina | ME0000010717SFDAA00024 | Bionova PCD Process Challenge Device | PCD Process Challenge Device | Process Challenge
Terragene S.A | الارجنتين | Argentina | ME0000010717SFDAA00030 | Trazanto | Trazanto | Trazanto
SILVESTRIN FABRIS S.R.L | الارجنتين | Argentina | ME0000006574SFDAA00003 | SILFAB-AEROKAM ANTI -STATIC VALVE HOLDING CHAMBER | SILFAB-AEROKAM ANTI -STATIC VALVE HOLDING CHAMBER | SILFAB-AEROKAM ANTI -STATIC VALVE HOLDING CHAMBER
Terragene S.A | الارجنتين | Argentina | ME0000010717SFDAA00029 | Bionova® Photon INSTANT AUTO-READER | Bionova® Photon INSTANT AUTO-READER | Bionova® Photon INSTANT AUTO-READER
Terragene S.A | الارجنتين | Argentina | ME0000010717SFDAA00028 | Bionova® Hyper AUTO-READER | Bionova® Hyper AUTO-READER | Bionova® Hyper AUTO-READER
KIMS S.R.L | الارجنتين | Argentina | ME0000002985SFDAA00002 | Yellow Pack | Tyvek Reels Pouch | Tyvek Reels Pouch
KIMS S.R.L | الارجنتين | Argentina | ME0000002359SFDAA00002 | KIMS | Smart Incubator | Smart Incubator
KIMS S.R.L | الارجنتين | Argentina | ME0000002945SFDAA00002 | KIMS | Bowie & Dick Test Sheet for steam | Bowie & Dick Test sheet for steam
KIMS S.R.L | الارجنتين | Argentina | ME0000002944SFDAA00002 | Yellow Pack | Tyvek Flat Reels | Tyvek Flat Reels
ITAL-LENTI SRI | الارجنتين | Argentina | ME0000002940SFDAA00210 | KIMS | Steam Indicator Tape | Steam Indicator Tape
KIMS S.R.L | الارجنتين | Argentina | ME0000002984SFDAA00005 | KIMS | Type 4 Hydrogen Peroxide Sterilization Indicator | Type 4 Hydrogen Peroxide Sterilization Indicator
KIMS S.R.L | الارجنتين | Argentina | ME0000002983SFDAA00001 | ESTERCONT Rapid Ultra | Rapid read out biological indicator | Rapid read-out biological indicator
KIMS S.R.L | الارجنتين | Argentina | ME0000002948SFDAA00005 | KIMS | Crepe Medical Paper Sheet | Crepe Medical Paper Sheet
Nuxen S.R.L | الارجنتين | Argentina | ME0000007001SFDAA00003 | M10 XR | Injectable polymer cartridge | Polymer for the manufacture of dental base
Nuxen S.R.L | الارجنتين | Argentina | ME0000007001SFDAA00009 | BULKFLEX TENAZ | Injectable polymer in bulk | Polyamide for the manufacture of denture base
ITAL-LENTI SRI | الارجنتين | Argentina | ME0000002942SFDAA00007 | Yellow Pack | Sterilization Paper Bag | Sterilization Paper Bag
Kims S.R.L. | الارجنتين | Argentina | ME0000002360SFDAA00002 | ESTERCONT Rapid One | Biological Indicators | Biological Indicators
Nuxen S.R.L | الارجنتين | Argentina | ME0000007001SFDAA00010 | BULKFLEX VERSATILE | Injectable polymer in bulk | Polyamide for the manufacture of denture base
KIMS S.R.L | الارجنتين | Argentina | ME0000002943SFDAA00002 | KIMS | Type 6 Steam sterilization Emulator | Type 6 Steam Sterilization Emulator
KIMS S.R.L | الارجنتين | Argentina | ME0000002950SFDAA00323 | Yellow Pack | Gussetted pouch reels | Gussetted Pouch Reels
Nuxen S.R.L | الارجنتين | Argentina | ME0000007001SFDAA00002 | FLUENCE SR | Injectable polymer cartridge | Polyamide for the manufacture of denture base
Nuxen S.R.L | الارجنتين | Argentina | ME0000007001SFDAA00008 | BULKFLEX ACRYNEL | Injectable PMMA in bulk | Injectable PMMA for the manufacture of denture bases
Nuxen S.R.L | الارجنتين | Argentina | ME0000007001SFDAA00001 | Acetal AC | Injectable acetal resin cartidge | Injectable acetal resin cartidge for making dentures and claps
Nuxen S.R.L | الارجنتين | Argentina | ME0000007001SFDAA00007 | BULKFLEX ACETAL | Injectable acetal resin in bulk | Injectable acetal resin for making denture bases and claps
Nuxen S.R.L | الارجنتين | Argentina | ME0000007001SFDAA00004 | SUPRA SF | Injectable polymer cartridge | Polymer for the manufacture of denture base
Assistance S.R.L | الارجنتين | Argentina | ME0000004828SFDAA00010 | Nitfree Terminator Lice Comb | Lice Comb | Head lice comb with long rounded stainless steel teeth, positioned very close together, It is used to get rid of lice and nits
Amman Pharmaceutical Industries | الاردن | Jordan | ME0000002588SFDAA00005 | Licemafi | Dimethicone Dual Formula Spray | spray for the elimination of Head Lice and Nits | بخاخ للقضاء على القمل والصيبان
Eon Dental Jordan | الاردن | Jordan | ME0000005002SFDAA00012 | EON Aligner | Clear Aligner | Customized Orthodontic Appliance. | جهاز تقويم أسنان صنع خصيصا لهذا المريض
Dr. Antonios Charalambides, author. rep. of Pella Pharmaceutical Co Ltd Jo | الاردن | Jordan | ME0000009117SFDAA00001 | Delice Solution | Dimethicone ( blend ) |  | علاج جسدي لشعر فروة الرأس في حالة الإصابة بقمل الرأس وبيضه
FINE Hygienic Paper Co | الاردن | Jordan | ME0000001761SFDAA00001 | Fine Guard Superior Infection Prevention | Superior Infection Prevention | Face Mask
FINE Hygienic Paper Co | الاردن | Jordan | ME0000001761SFDAA00002 | Fine Guard Comfort Reusable Protective Mask | Fine Guard Comfort Reusable Protective Mask | Reusable Protective Mask
شركة السنابل للصناعات التحويلية | الاردن | Jordan | ME0000017369SFDAA00002 | Life COVERALL | Life | أفرهول غطاء لكامل الجسم | لايف كفر أول
شركة السنابل للصناعات التحويلية | الاردن | Jordan | ME0000017377SFDAA00001 | Disposable Gowns | Life | Laminated Non woven Fluid Barrier, Long coat, Long sleeves with elastic at sleeves opening, Neck and waist tied in back. | لايف
شركه السنابل للصناعات التحويليه | الاردن | Jordan | ME0000001296SFDAA00001 | Life Adult Briefs | Life | An adult diaper is a diaper made to be worn by a person with a body larger than that of an infant or toddler. Diapers can be necessary for adults with various conditions, such as incontinence, mobility impairment, severe diarrhea or dementia. Adult diapers are made in various forms, including those resembling traditional child diapers, underpants, and pads resembling sanitary napkins (known as incontinence pads). Super absorbent polymer is primarily used to absorb bodily wastes and liquids. | حفاضات
شركة السنابل للصناعات التحويلية | الاردن | Jordan | ME0000017369SFDAA00003 | Life | Life | Life under pad are specially designed to provide the maximum degree of protection for beds and seats from accidental involuntary urination and can also be used in cases of medical procedures, It is content layers for absorption and the presence of special layers to prevent the leakage of liquid from the under pad, as it guarantees protection of surfaces and preserving them from wet. | تم تصميم لايف خصيصًا لتوفير أقصى درجات الحماية للأسرة والمقاعد من التبول اللاإرادي العرضي ويمكن أيضًا استخدامها في حالات الإجراءات الطبية ، فهي عبارة عن طبقات محتوى للامتصاص ووجود طبقات خاصة لمنع تسرب السائل من الضمادة السفلية حيث تضمن حماية الأسطح وحمايتها من البلل.
شركة السنابل للصناعات التحويلية | الاردن | Jordan | ME0000017369SFDAA00004 | Life Underpad | Life Underpad | Underpad | غطاء حامي للسرير
Philadelphia Pharmaceuticals Ltd., | الاردن | Jordan | ME0000004212SFDAA00001 | Lycex Gel | Lycex Gel | Lycex® head lice Removal kit helps to remove lice and eggs from the hair and scalp. | لايسك جل مع مشط يعمل علي ازالة القمل و بيوضه من الشعر و فروة الرأس.
Baby Life for Manufacturing of Hygienic Products | الاردن | Jordan | ME0000006079SFDAA00001 | Life Under Pad | Life Under Pad | Under Pad | غطاء حامي للسرير
Baby Life For Manufacturing of Hygienic Products | الاردن | Jordan | ME0000005962SFDAA00001 | Adults Briefs - Unisex briefs | Life Adult Briefs | Adults briefs | فوط كبار السن
Baby Life for Manufacturing of Hygienic Products | الاردن | Jordan | ME0000006078SFDAA00001 | Life Under Pad | Under Pad | Under Pad | غطاء جامي للسرير
Baby Life for Manufacturing of Hygienic Products | الاردن | Jordan | ME0000006064SFDAA00001 | Life Adults Briefs - UniSex | Adults Briefs | Adults Briefs | فوط كبار السن
Sana Pharma | الاردن | Jordan | ME0000006882SFDAA00001 | Scarosil | silicone gel | Scarosil is a silicone gel it is not sticky, dries quickly and is used for Management of new and existing scars. | سكاروسيل جل هو عبارة عن سيليكون جل سريع الجفاف وغير لاصق ويستخدم لعلاج أثار الجروح القديمة والجديدة.
Baby Life for Manufacturing of Hygienic product | الاردن | Jordan | ME0000002290SFDAA00009 | SETA & MORO | SETA underpad packaging (25 &50)& MORO underpad | Underpads are designed to provide maximum absorbency for urine loss. The specially designed core is soft, breathable and comfortable for the user. | تم تصميم المفارش الحامية للسريرلتوفيرأقصى قدر من الامتصاص. وصمم خصيصاً من الداخل ليكون ناعم ومسامي ومريح للمستخدم.
Sana Pharma | الاردن | Jordan | ME0000006882SFDAA00002 | StoPoux | anti-lice spray | Spray used to kill head lice and their eggs | بخاخ للقضاء على قمل الشعر و بيضه
Sana Pharma | الاردن | Jordan | ME0000006882SFDAA00003 | Scarosil Plus | silicone gel | Silicone plus gel with SPF 30 | سيليكون جل
United Medical Industries Limited Co. L.L.C | الامارات العربية المتحدة | United Arab Emirates | ME0000007898SFDAA00001 | UNIMED Gloves - LATEX EXAMINATION GLOVES POWDER FREE | Medical Examination Gloves | Medical Examination Gloves
United Medical Industries Limited Co. L.L.C | الامارات العربية المتحدة | United Arab Emirates | ME0000007898SFDAA00002 | UNIMED Gloves - LATEX EXAMINATION GLOVES HIGH PROTECTION POWDER FREE | Medical Examination Gloves | Medical Examination Gloves
United Medical Industries Limited Co. L.L.C | الامارات العربية المتحدة | United Arab Emirates | ME0000007898SFDAA00003 | UNIMED Gloves - LATEX EXAMINATION GLOVES HIGH RISK 13 mil THICK POWDER FREE | Medical Examination Gloves | Medical Examination Gloves
United Medical Industries Limited Co. L.L.C | الامارات العربية المتحدة | United Arab Emirates | ME0000007898SFDAA00004 | UNIMED Gloves - NITRILE EXAMINATION GLOVES POWDER FREE | Medical Examination Gloves | Medical Examination Gloves
United Medical Industries Limited Co. L.L.C | الامارات العربية المتحدة | United Arab Emirates | ME0000007898SFDAA00005 | UNIMED Gloves - NITRILE EXAMINATION GLOVES HIGH RISK POWDER FREE | Medical Examination Gloves | Medical Examination Gloves
London Healthcare | الامارات العربية المتحدة | United Arab Emirates | ME0000009138SFDAA00028 | Uni-Soft Cold/Hot Pack | Cold/Hot Pack | Cold/Hot Pack
London Healthcare | الامارات العربية المتحدة | United Arab Emirates | ME0000008578SFDAA00005 | Unigrip | Lumbar/Sacral Support | Lumbar/Sacral Support
London Healthcare | الامارات العربية المتحدة | United Arab Emirates | ME0000009138SFDAA00031 | Uni-Mask Extra Disposable Face Mask 3 ply | Uni-Mask Extra Disposable Face Mask 3 ply | Uni-Mask Extra Disposable Face Mask 3 ply
MAGRABI LENS INNOVATION CENTER L.L.C | الامارات العربية المتحدة | United Arab Emirates | ME0000001513SFDAA00001 | OPHTHALMIC LENSES | OPHTHALMIC LENSES | OPHTHALMIC LENSES | العدسات العيون
Essilor Optical Supplies LLC | الامارات العربية المتحدة | United Arab Emirates | ME0000019249SFDAA00001 | SV STYLIS | SV STYLIS | عدسات نظارات من لدائن بلاستيكية | عدسات للنظارات
London Healthcare | الامارات العربية المتحدة | United Arab Emirates | ME0000009138SFDAA00033 | Uni-Spot Heel Support | Heel Support | Heel Support
London Healthcare Limited | الامارات العربية المتحدة | United Arab Emirates | ME0000000060SFDAA00007 | Uni-Spot Elasticated Supports | Elastic Support for Ankle, Wrist, Elbow, Knee, Thigh | Elastic Supports For Joints of Ankle, Knee, Wrist, Elbow & Thigh
London Healthcare | الامارات العربية المتحدة | United Arab Emirates | ME0000009138SFDAA00036 | Uni-Grip Arm Sling | Arm Sling | Used to support and keep still (immobilize) for broken (fractured) or dislocated arm or shoulder
Paramed International FZ Co. | الامارات العربية المتحدة | United Arab Emirates | ME0000007933SFDAA00001 | Roll in Chair Cot Cavalier | Stretcher | Roll-in Chair Cot ( New Cavalier) - Automatic Loading with 10G Crash Test
Paramed International FZ Co. | الامارات العربية المتحدة | United Arab Emirates | ME0000007933SFDAA00001 | Roll in Chair Cot Cavalier | Stretcher | Roll-in Chair Cot ( New Cavalier) - Automatic Loading with 10G Crash Test
London Healthcare | الامارات العربية المتحدة | United Arab Emirates | ME0000009138SFDAA00001 | Uni-Spot (Adjustable wrist Brace with Metal Splint) | Wrist Brace
London Healthcare | الامارات العربية المتحدة | United Arab Emirates | ME0000009138SFDAA00002 | Uni-Grip (Elasticated Tubular Support Bandage) | Elasticated Tubular Support Bandage
London Healthcare | الامارات العربية المتحدة | United Arab Emirates | ME0000009138SFDAA00003 | Uni-Collar (Soft Cervical Collar-Special) | Soft Cervical Collar
London Healthcare | الامارات العربية المتحدة | United Arab Emirates | ME0000009138SFDAA00004 | Uni-Spot FLESH (ELBOW SUPPORT | Elasticated Support
London Healthcare | الامارات العربية المتحدة | United Arab Emirates | ME0000009138SFDAA00005 | Uni-Grip Adjustable Lumbar/Abdominal Support | Lumbar/Abdominal Support
London Healthcare | الامارات العربية المتحدة | United Arab Emirates | ME0000009138SFDAA00006 | UNI-SPOT HERNIA AID | HERNIA AID
London Healthcare | الامارات العربية المتحدة | United Arab Emirates | ME0000009138SFDAA00007 | Uni-Grip Abdominal Support | Abdominal Support
London Healthcare | الامارات العربية المتحدة | United Arab Emirates | ME0000009138SFDAA00008 | Uni-Grip THERMOPAD | THERMOPAD
London Healthcare | الامارات العربية المتحدة | United Arab Emirates | ME0000009138SFDAA00009 | Uni-Grip Clavicle Brace | Clavicle Brace
London Healthcare | الامارات العربية المتحدة | United Arab Emirates | ME0000009138SFDAA00010 | Uni-Collar Hard Cervical Collar | Hard Cervical Collar
London Healthcare | الامارات العربية المتحدة | United Arab Emirates | ME0000009138SFDAA00011 | Uni-Grip Elastic Bandage | Elastic Bandage
London Healthcare | الامارات العربية المتحدة | United Arab Emirates | ME0000009138SFDAA00012 | Uni-Grip | Surgical Suspensory Bandage
London Healthcare | الامارات العربية المتحدة | United Arab Emirates | ME0000009138SFDAA00013 | Uni-Spot FLESH (EXTENDED WRIST SUPPORT) | Elasticated Support
London Healthcare | الامارات العربية المتحدة | United Arab Emirates | ME0000009138SFDAA00014 | Uni-Spot FLESH (Anti embolism stocking-Regular) | Anti-Embolism stocking
London Healthcare | الامارات العربية المتحدة | United Arab Emirates | ME0000009138SFDAA00015 | Uni-Collar Sling | Uni-Collar Sling
London Healthcare | الامارات العربية المتحدة | United Arab Emirates | ME0000009138SFDAA00016 | Uni-Sling shoulder Immobiliser | Arm Sling
London Healthcare | الامارات العربية المتحدة | United Arab Emirates | ME0000009138SFDAA00017 | Uni-Spot (ANKLE SUPPORT) | Elasticated Support
London Healthcare | الامارات العربية المتحدة | United Arab Emirates | ME0000009138SFDAA00018 | Uni-Spot (EXTENDED WRIST SUPPORT) | Elasticated Support
London Healthcare | الامارات العربية المتحدة | United Arab Emirates | ME0000009138SFDAA00019 | Vinly Examination Gloves-Powder Free | Examination Gloves
London Healthcare | الامارات العربية المتحدة | United Arab Emirates | ME0000009138SFDAA00020 | Uni-Band Conforming Bandage | Conforming Bandage
London Healthcare | الامارات العربية المتحدة | United Arab Emirates | ME0000009138SFDAA00021 | Uni-Crepe (Crepe Bandage) | Crepe Bandage
London Healthcare | الامارات العربية المتحدة | United Arab Emirates | ME0000009138SFDAA00022 | Uni-Nette Plain Stockinette | Plain Stockinette
London Healthcare | الامارات العربية المتحدة | United Arab Emirates | ME0000009138SFDAA00023 | Uni-Gauze Sterile Plain Gauze Swabs | Plain Gauze Swabs
London Healthcare | الامارات العربية المتحدة | United Arab Emirates | ME0000009138SFDAA00024 | Uni-Gauze Tubular Bandage | Tubular Bandage
London Healthcare | الامارات العربية المتحدة | United Arab Emirates | ME0000009138SFDAA00025 | Uni-Spot (Anti embolism stocking-Regular) | Anti-Embolism stocking
Blue Leaves Paper Production LLC | الامارات العربية المتحدة | United Arab Emirates | ME0000000108SFDAA00014 | HARMONY PLUS UNDERPADS | DISPOSABLE UNDERPADS | DISPOSABLE UNDERPADS
High Quality Medical and Surgical Requisties Manufacturing L.L.C | الامارات العربية المتحدة | United Arab Emirates | ME0000000083SFDAA00005 | High Quality Latex Examination Gloves | High Quality Latex Examination Gloves | Latex Examination Gloves
Innovative Non Woven Solutions | الامارات العربية المتحدة | United Arab Emirates | ME0000001165SFDAA00006 | Innovative Non Woven Solutions L.L.C | Isolation Gowns | Used when there is a medium to high risk of contamination and a need for larger critical zones than traditional surgical gowns.
Innovative Non Woven Solutions | الامارات العربية المتحدة | United Arab Emirates | ME0000001165SFDAA00005 | Innovative Non Woven Solutions L.L.C | Surgical Gown | Personal protective garment intended to be worn by health care personnel during surgical procedures to protect both the patient and health care personnel from the transfer of microorganisms, body fluids, and particulate matter.
High Quality Medical and Surgical Requisties Manufacturing L.L.C | الامارات العربية المتحدة | United Arab Emirates | ME0000000083SFDAA00008 | Protect Face Mask | Protect Face Mask | Face Mask
Abu Dhabi Medical Devices Company LLC | الامارات العربية المتحدة | United Arab Emirates | ME0000010641SFDAA00004 | MEDECO Surgical Face Mask | Surgical Face Mask | Surgical Face Mask | قناع الوجه الجراحي
Abu Dhabi Medical Devices Co. LLC | الامارات العربية المتحدة | United Arab Emirates | ME0000010617SFDAA00018 | MEDECO Surgical Face Mask | 3 Ply non woven disposable face mask | Single-use face mask for medical, surgical, and general purposes. | قناع حماية من التلوث والأمراض التنفسية
High Quality Medical and Surgical Requisties Manufacturing L.L.C | الامارات العربية المتحدة | United Arab Emirates | ME0000000083SFDAA00018 | Super Care Underpads | Super Care Underpads | Underpads | سوبر كير مفارش صحية
High Quality Medical and Surgical Requisties Manufacturing L.L.C | الامارات العربية المتحدة | United Arab Emirates | ME0000000083SFDAA00009 | AKM Alcohol Swabs | Alcohol Swabs | Alcohol Swabs
High Quality Medical and Surgical Requisties Manufacturing L.L.C | الامارات العربية المتحدة | United Arab Emirates | ME0000000083SFDAA00011 | Life Care Underpads | Life Care Underpads | Underpads | مفارش صحية
High Quality Medical and Surgical Requisties Manufacturing L.L.C | الامارات العربية المتحدة | United Arab Emirates | ME0000000083SFDAA00010 | AKM Super Absorbent UNDERPADS | Disposable UNDERPADS | Disposable UNDERPADS | مفارش صحية
London Healthcare | الامارات العربية المتحدة | United Arab Emirates | ME0000003417SFDAA00003 | Uni-Spot Heel Support | Heel Support | Heel Support | دعم الكعب
London Healthcare | الامارات العربية المتحدة | United Arab Emirates | ME0000003418SFDAA00014 | Uni-Spot Foot Support | Foot Support | Foot Support | دعامة القدم
High Quality Medical and Surgical Requisties Manufacturing L.L.C | الامارات العربية المتحدة | United Arab Emirates | ME0000000083SFDAA00012 | Protect Powder Free Latex Examination Gloves | Protect Powder Free Latex Examination Gloves | Powder Free Latex Examination Gloves
High Quality Medical and Surgical Requisties Manufacturing L.L.C | الامارات العربية المتحدة | United Arab Emirates | ME0000000083SFDAA00014 | Life Care Examination Paper Roll | Examination Paper Roll | Examination Paper Roll
London Healthcare | الامارات العربية المتحدة | United Arab Emirates | ME0000009138SFDAA00035 | Uni-Grip Lumbar/Sacral Support | Lumbar/Sacral Support | To support the lumbar back region of the body
London Healthcare Limited | الامارات العربية المتحدة | United Arab Emirates | ME0000000060SFDAA00010 | Uni-Grip Arm Sling | Orthosis for arm | Orthosis for arm
London Healthcare Limited | الامارات العربية المتحدة | United Arab Emirates | ME0000000060SFDAA00008 | Uni-Cast Orthopaedic Under Cast Padding | Plaster Cloth Gauze Bandage | Plaster Cloth Gauze Bandage
London Healthcare Limited | الامارات العربية المتحدة | United Arab Emirates | ME0000000060SFDAA00011 | Uni-Nette Plain Stockinette | Tubular bandage | Tubular bandage
London Healthcare Limited | الامارات العربية المتحدة | United Arab Emirates | ME0000000060SFDAA00009 | Uni-Grip Adjustable Lumbar Abdominal Support | Orthosis for abdomen | Orthosis for abdomen
London Healthcare Limited | الامارات العربية المتحدة | United Arab Emirates | ME0000000060SFDAA00012 | Uni-Grip Elasticated Tubular Support Bandage | Bandage | Bandage
HIGH QUALITY MEDICAL&SURGICAL REQUISITES MANF LLC | الامارات العربية المتحدة | United Arab Emirates | ME0000007184SFDAA00001 | Care Plus. Sanita-Servu | Under Pads | Under pads super protection
HIGH QUALITY MEDICAL&SURGICAL REQUISITES MANF LLC | الامارات العربية المتحدة | United Arab Emirates | ME0000000307SFDAA00008 | Care Plus Sanita-servu | Alcohol Swabs | Alcohol Swabs for Skin Cleaning prior to injection | مسحات طبية
High Quality Medical and Surgical Requisties Manufacturing L.L.C | الامارات العربية المتحدة | United Arab Emirates | ME0000000083SFDAA00017 | ELEGANT ALCOHOL PREP SWABS | ELEGANT ALCOHOL PREP SWABS | ALCOHOL PREP SWABS
High Quality Medical and Surgical Requisties Manufacturing L.L.C | الامارات العربية المتحدة | United Arab Emirates | ME0000000083SFDAA00001 | HQ Alcohol Swabs | Alcohol Swabs | Single use alcohol swabs
Blue Leaves Paper Production LLC | الامارات العربية المتحدة | United Arab Emirates | ME0000000108SFDAA00001 | Disposable Under-Pads | Disposable Under-Pads | Single use under pads
London Healthcare | الامارات العربية المتحدة | United Arab Emirates | ME0000002112SFDAA00003 | Uni-Grip | Elasticated Tubular Support Bandage | Elasticated Tubular support Bandage
London Healthcare | الامارات العربية المتحدة | United Arab Emirates | ME0000002116SFDAA00001 | Uni-Grip | Traction Kit Adhesive & Non Adhesive | Skin Traction Kits
London Healthcare | الامارات العربية المتحدة | United Arab Emirates | ME0000002111SFDAA00004 | Uni-Nette, Plain Stockinette | Plain Stockinette | Tubular Compression Roll
London Healthcare | الامارات العربية المتحدة | United Arab Emirates | ME0000002113SFDAA00007 | Uni-Spot Anti-Embolism Stockings, knee & Thigh | Anti Embolism Stockings | Anti Embolism Stocking
High Quality Medical and Surgical Requisties Manufacturing L.L.C | الامارات العربية المتحدة | United Arab Emirates | ME0000000083SFDAA00019 | BIO CARE ( HQ PLUS) PRE INJECTION ALCOHOL SWABS | BIO CARE ( HQ PLUS) PRE INJECTION ALCOHOL SWABS | BIO CARE ( HQ PLUS) PRE INJECTION ALCOHOL SWABS
High Quality Medical and Surgical Requisties Manufacturing L.L.C | الامارات العربية المتحدة | United Arab Emirates | ME0000000083SFDAA00020 | HARMONY PLUS UNDERPADS | HARMONY PLUS UNDERPADS | HARMONY PLUS UNDERPADS | هارموني بلس
London Healthcare | الامارات العربية المتحدة | United Arab Emirates | ME0000009138SFDAA00027 | Uni-Soft Instant Cold Pack | Cold Pack | Cold Pack
DGS Diagnostic A/S | الإتحاد الأوربي | EUROBIAN UNITED | ME0000006933SFDAA00001 | Disposables Snap Electrodes | Electrodes | Disposables Snap Electrodes 60 pcs
DGS Diagnostic A/S | الإتحاد الأوربي | EUROBIAN UNITED | ME0000006933SFDAA00003 | Sanibel Probe tubes | Probe tube | It is a Probe tube for REM system.
JANA INDUSTRIES W.L.L. | البحرين | Bahrain | ME0000013442SFDAA00001 | ROBO CAST | ROBO CAST
DHAMAN MEDICAL DISINFECTANT CO. W.L.L | البحرين | Bahrain | ME0000010300SFDAA00001 | Adantium Dent D | Adantium Dent D
DHAMAN MEDICAL DISINFECTANT CO. W.L.L | البحرين | Bahrain | ME0000010300SFDAA00002 | Adantium OPA | Adantium OPA
DHAMAN MEDICAL DISINFECTANT CO. W.L.L | البحرين | Bahrain | ME0000010300SFDAA00003 | Adantium Lubricant Oil | Adantium Lubricant Oil
DHAMAN MEDICAL DISINFECTANT CO. W.L.L | البحرين | Bahrain | ME0000010300SFDAA00004 | Adantium Instro Foam Spray | Adantium Instro Foam Spray
DHAMAN MEDICAL DISINFECTANT CO. W.L.L | البحرين | Bahrain | ME0000010300SFDAA00005 | Adantium Surf Spray D20 | Adantium Surf Spray D20
DHAMAN MEDICAL DISINFECTANT CO. W.L.L | البحرين | Bahrain | ME0000010300SFDAA00006 | Exjum Scrub CX | Exjum Scrub CX
DHAMAN MEDICAL DISINFECTANT CO. W.L.L | البحرين | Bahrain | ME0000010300SFDAA00007 | Adantium Alkaline | Adantium Alkaline
DHAMAN MEDICAL DISINFECTANT CO. W.L.L | البحرين | Bahrain | ME0000010300SFDAA00008 | Adantium Enzymatic | Adantium Enzymatic
DHAMAN MEDICAL DISINFECTANT CO. W.L.L | البحرين | Bahrain | ME0000010300SFDAA00009 | Adantium Surf Spray B70 | Adantium Surf Spray B70
IBN SINA MEDICAL FACTORY | البحرين | Bahrain | ME0000015785SFDAA00001 | IBN SINA MEDICAL | Heat Sealing and Self Sealing Sterilization Pouch
IBN SINA MEDICAL FACTORY | البحرين | Bahrain | ME0000015785SFDAA00002 | IBN SINA MEDICAL | BLOOD SPECIMEN CONTAINER
IBN SINA MEDICAL FACTORY | البحرين | Bahrain | ME0000015785SFDAA00003 | IBN SINA MEDICAL | URINE SPECIMEN CONTAINER
IBN SINA MEDICAL FACTORY | البحرين | Bahrain | ME0000015785SFDAA00004 | IBN SINA MEDICAL | CREPE AND NON WOVEN STERILIZATION WRAPPING PAPER
IBN SINA MEDICAL FACTORY | البحرين | Bahrain | ME0000015785SFDAA00005 | IBN SINA MEDICAL | PETRI DISH
IBN SINA MEDICAL FACTORY | البحرين | Bahrain | ME0000015785SFDAA00006 | IBN SINA MEDICAL | STERILIZATION REELS
DENTSCARE LTDA | البرازيل | Brazil | ME0000008269SFDAA00001 | Condac Porcelana | Acid Conditioning Agent | Condac Porcelana is a gel with a low viscosity containing Hydrofluoric Acid at 4, 5 and 10%.
DENTSCARE LTDA. | البرازيل | Brazil | ME0000008273SFDAA00001 | ALLCEM VENEER TRY IN | Pigment paste | Allcem Veneer Try-in is a pigment paste, water soluble, with the goal of providing color proof of indirect restorations, ceramics or resin laboratory,
DENTSCARE LTDA. | البرازيل | Brazil | ME0000008273SFDAA00002 | CONDAC37 | Water based gel | Condac 37% is water-based gel containing Phosphoric acid at 37%, with low viscosity and thixotropic properties.
DENTSCARE LTDA. | البرازيل | Brazil | ME0000008273SFDAA00003 | Desensibilize KF | Gel | Desensibilize KF is a desensitizing gel of low viscosity which basically has the neural action of the Potassium Nitrate.
DENTSCARE LTDA. | البرازيل | Brazil | ME0000008273SFDAA00004 | Top dam | Top dam | Top dam is a light cured resin which replaces the rubber dam (complete isolation) in some cases, where the isolation related to the gingiva is sufficient.
DENTSCARE LTDA. | البرازيل | Brazil | ME0000008273SFDAA00005 | HEMOSTHASE GEL | Gel | Hemosthase Gel is a thixotropic gel based on Aluminum Chloride at 25% that helps to control bleeding from periodontal tissue manipulation.
DENTSCARE LTDA. | البرازيل | Brazil | ME0000008273SFDAA00007 | Diamond Pro | Sandpaper disks | Sandpaper disks are flexible, available in 4 grifts (Coarse, Medium, Fine and Superfine) and two diameters (8 and 12 mm).
DENTSCARE LTDA. | البرازيل | Brazil | ME0000008273SFDAA00008 | Diamond R | Polishing paste | The polishing paste DIAMOND R was developed in order to obtain polishing in resins. In its formulation it has carbowax, which acts as an excipient and lubricant for the polishing device avoiding generating too much heat and abrasives with very fine granulation.
JJGC Indústria e Comércio de Materiais Dentários SA - NEODENT | البرازيل | Brazil | ME0000012115SFDAA00008 | GM Implant Impression Coping | GM Implant Impression Coping | Implant Impression Coping
Bio-Art Equipamentos Odontologicos Ltda | البرازيل | Brazil | ME0000000841SFDAA00001 | Facebow Elite | Facebows | Elite Facebow brings an articulated and fixation system for the fork that allows a faster registration process for the professional and comfortable for the patient.
JJGC Indústria e Comércio de Materiais Dentários SA – NEODENT | البرازيل | Brazil | ME0000011399SFDAA00167 | DRILL GUIDE FOR NGS GM | DRILL GUIDE FOR NGS GM | Non-Sterile Stainless Steel GM Neodent Guided Surgery Drill
JJGC Indústria e Comércio de Materiais Dentários SA – NEODENT | البرازيل | Brazil | ME0000011399SFDAA00168 | AS SCREWDRIVER FOR TORQUE WRENCH | AS SCREWDRIVER FOR TORQUE WRENCH | Non-Sterile Stainless Steel Drivers being available in versions with a fitting for a Torque Wrench.
DENTSCARE LTDA | البرازيل | Brazil | ME0000008269SFDAA00024 | Whiteness RM | Stain remover by microabrasion | Stain remover by microabrasion
DENTSCARE LTDA | البرازيل | Brazil | ME0000008269SFDAA00025 | Diamond Excel | Diamond polishing paste | Polishing and shining porcelain, dental enamel, resins and other restoring materials. It can be used in prosthetic laboratories too.
DENTSCARE LTDA | البرازيل | Brazil | ME0000008269SFDAA00026 | Arcflex | Lip Retractor | Lip and cheek retractor, tongue protection and jaw resting platforms.
3R Industria E Comercio LTDA | البرازيل | Brazil | ME0000009485SFDAA00002 | POLIDONT POLISHING KIT | Polishing Kit | Dental Finishing and Polishing Sandpaper
Orthometric Industria e comercio de produtos medicos e odontologicos Ltda | البرازيل | Brazil | ME0000006949SFDAA00002 | Orthodontic Bracket | Dental Bracket | Dental Orthodontic Bracket
Angelus Industria de Produtos Odontologicos S/A | البرازيل | Brazil | ME0000012841SFDAA00015 | SPLENDOR - SAP | SPLENDOR - SAP | Support of prosthetic crowns and restorations
TDV Dental Ltda | البرازيل | Brazil | ME0000003285SFDAA00001 | Unimatrix R | Unimatrix R | Preformed sectional matrices system for Class II restorations.
TDV Dental Ltda | البرازيل | Brazil | ME0000003285SFDAA00003 | Contact + Gold | Contact + Gold | Instrument to easily reconstruct contact points in Class II restorations with composites.
TDV Dental Ltda | البرازيل | Brazil | ME0000003285SFDAA00004 | IsoTape | IsoTape | Tape for teeth isolation during acid conditioning
TDV Dental Ltda | البرازيل | Brazil | ME0000003285SFDAA00002 | Microcut | Microcut | Hack-saw frame designed to remove excesses from the interproximal area.
TDV Dental Ltda | البرازيل | Brazil | ME0000003285SFDAA00005 | Esthetic Plus | Esthetic Plus | Anti-adherent silicone brushes for composites shaping. Available with 8 interchangeable brushes (tips) with 4 different shapes and 2 hardness (hard and soft).
TDV Dental Ltda | البرازيل | Brazil | ME0000003285SFDAA00006 | Cervical Matrix | Cervical Matrix | Shell shaped transparent matrices indicated for modelling composites in Class V restorations.
TDV Dental Ltda | البرازيل | Brazil | ME0000003285SFDAA00008 | UNIMATRIX | UNIMATRIX | Preformed sectional matrices system indicated for Class II restorations.
TDV Dental Ltda | البرازيل | Brazil | ME0000003285SFDAA00009 | Unimatrix Plier | Dental instruments | Forceps to use with preformed sectional matrices system indicated for Class II restorations.
ORTHO PAUHER IND. COM. E DIST. LTDA. | البرازيل | Brazil | ME0000005826SFDAA00001 | Freestanding Patient Positioner, Reusable | Freestanding Patient Positioner, Reusable | PATIENT POSITIONERS FOR PATIENTS DURING SURGERY
3R INDUSTRIA E COMERCIO EIRE-LI. | البرازيل | Brazil | ME0000006843SFDAA00004 | MICRODONT STEEL POLISHING & FINISHING STRIPS | DENTAL ABRASIVE STRIP | Provide finishing and polishing, generating greater smoothness and brightness, thus being greater aesthetics and naturalness to the dental element
3R INDUSTRIA E COMERCIO EIRE-LI. | البرازيل | Brazil | ME0000007039SFDAA00001 | POLYSETER MATRIX BAND | POLYSETER MATRIX BAND | The Polyester Matrix Band is considered a contaminated instrument and appropriate handling precautions are required.
3R INDUSTRIA E COMERCIO EIRE-LI. | البرازيل | Brazil | ME0000007070SFDAA00001 | DIAMOND BURS | DIAMOND BURS | Dental Diamond Burs is a device for use in dental treatment that is connected to a handpiece (turbine, micromotor).
3R INDUSTRIA E COMERCIO EIRE-LI. | البرازيل | Brazil | ME0000007162SFDAA00016 | DENTAL ACCESSORIES | DENTAL ACCESSORIES | The Dental Accessories Products are used in Dental surgery & Treatment procedure According to Surgical Dentistry techniques or medical required criteria.
Orthometric Industria e comercio de produtos medicos e odontologicos Ltda | البرازيل | Brazil | ME0000006951SFDAA00002 | Elastics | Elastics | Orthodontic Elastics
Orthometric Industria e comercio de produtos medicos e odontologicos Ltda | البرازيل | Brazil | ME0000006950SFDAA00013 | Orthodontic Wire | Wire | Dental Metal Orthodontic Wire
Orthometric Industria e comercio de produtos medicos e odontologicos Ltda | البرازيل | Brazil | ME0000006953SFDAA00001 | Tube | Tube | Orthodontic Tubes
3R INDUSTRIA E COMERCIO EIRE-LI. | البرازيل | Brazil | ME0000007256SFDAA00002 | DIAMOND DISC | DIAMOND DISC | Diamond discs are manufactured for prosthetic laboratories used in porcelain, acrylic, and metal.
Orthometric Industria e comercio de produtos medicos e odontologicos Ltda | البرازيل | Brazil | ME0000006951SFDAA00005 | Band | Band | Stainless Steel Dental Band
Aditek do Brasil Ltda | البرازيل | Brazil | ME0000007675SFDAA00001 | ARCHWIRE ORTHODONTIC | ARCHWIRE ORTHODONTIC | DENTAL ORTHODONTIC ARCHWIRE
Aditek do Brasil Ltda | البرازيل | Brazil | ME0000007952SFDAA00001 | ORTHODONTIC Brackets | ORTHODONTIC Brackets | The use of Aditek orthodontic Ceramic Brackets is restricted to dental professionals with qualifications in orthodontics.
Bio-Art Equipamentos Odontologicos Ltda | البرازيل | Brazil | ME0000013641SFDAA00006 | Articulator | Articulator | To simulate the maxillo-mandibular relation and movements of patients with the purpose of studying occlusion and allow production of dental devices that will be further used by patients.
TDV Dental Ltda | البرازيل | Brazil | ME0000003285SFDAA00012 | ANATOMIC WEDGES/TRANSLUCID WEDGES | DENTAL WEDGES | Anatomically shaped wedges for a better adjustment to the interproximal spaces and to separate adjacent teeth.
TDV Dental Ltda | البرازيل | Brazil | ME0000003285SFDAA00011 | PROPHYLACTIC STRIP | PROPHYLACTIC STRIP | A hand-held dental instrument for removing calculus and other accretions from the surface of teeth during dental cleaning and periodontal therapy.
Bio-Art Equipamentos Odontologicos Ltda | البرازيل | Brazil | ME0000013641SFDAA00007 | Sheets Thermoforming Material | Thermoforming Material | The vacuum forming sheet is a consumable material used for production of dental trays. It is available in round or square formats and produced with EVA, PP, PVC and PET-G laminated polymers and is used to fixing brackets, matrix for composed resin, provisory bridge, copings, surgical guide, fluoridation.
TDV Dental Ltda | البرازيل | Brazil | ME0000003285SFDAA00013 | METALLIC MATRIX AND POLYESTER MATRIX | DENTAL MATRICES | Preformed matrix strip indicated for Class II composite restorations.
TDV Dental Ltda | البرازيل | Brazil | ME0000003285SFDAA00014 | DIAMOND STRIP AND SERRATED DIAMOND STRIP | Diamond steel strip | Diamond steel strip indicated for finishing of filling materials and orthodontic stripping.
DENTSCARE LTDA. | البرازيل | Brazil | ME0000008273SFDAA00006 | Diamond | Polishing felt discs
JJGC Indústria e Comércio de Materiais Dentários SA - NEODENT | البرازيل | Brazil | ME0000012115SFDAA00001 | Titanium Tweezers | Titanium Tweezers
JJGC Indústria e Comércio de Materiais Dentários SA - NEODENT | البرازيل | Brazil | ME0000012115SFDAA00002 | Kit Case | Kit Case
JJGC Indústria e Comércio de Materiais Dentários SA - NEODENT | البرازيل | Brazil | ME0000012115SFDAA00003 | Prosthetic Surgical Guide and Guide Pin | Prosthetic Surgical Guide and Guide Pin
JJGC Indústria e Comércio de Materiais Dentários SA - NEODENT | البرازيل | Brazil | ME0000012115SFDAA00004 | GM Implant Driver - Torque Wrench | GM Implant Driver - Torque Wrench | Implant Driver
JJGC Indústria e Comércio de Materiais Dentários SA - NEODENT | البرازيل | Brazil | ME0000012115SFDAA00005 | Direction Indicator | Direction Indicator
JJGC Indústria e Comércio de Materiais Dentários SA - NEODENT | البرازيل | Brazil | ME0000012115SFDAA00006 | Click Universal Abutment Impression Coping | Click Universal Abutment Impression Coping
JJGC Indústria e Comércio de Materiais Dentários SA - NEODENT | البرازيل | Brazil | ME0000012115SFDAA00007 | Neo Screwdriver Torque Connection | Neo Screwdriver Torque Connection
JJGC Indústria e Comércio de Materiais Dentários SA - NEODENT | البرازيل | Brazil | ME0000012115SFDAA00009 | Slim Conical Abutment Open-Tray Impression Coping | Slim Conical Abutment Open-Tray Impression Coping
JJGC Indústria e Comércio de Materiais Dentários SA - NEODENT | البرازيل | Brazil | ME0000012115SFDAA00010 | Abutment Closed-Tray Impression Coping | Abutment Closed-Tray Impression Coping
JJGC Indústria e Comércio de Materiais Dentários SA - NEODENT | البرازيل | Brazil | ME0000012115SFDAA00011 | GM Height Measurer | GM Height Measurer
JJGC Indústria e Comércio de Materiais Dentários SA - NEODENT | البرازيل | Brazil | ME0000012115SFDAA00012 | Intraoral Scanbody | Intraoral Scanbody
JJGC Indústria e Comércio de Materiais Dentários SA - NEODENT | البرازيل | Brazil | ME0000012115SFDAA00013 | Manual Screwdriver | Manual Screwdriver
JJGC Indústria e Comércio de Materiais Dentários SA - NEODENT | البرازيل | Brazil | ME0000012115SFDAA00014 | Guided Surgery GM Connection for Torque Wrench | Guided Surgery GM Connection for Torque Wrench
JJGC Indústria e Comércio de Materiais Dentários SA - NEODENT | البرازيل | Brazil | ME0000012115SFDAA00015 | Guided Surgery GM Guide Stabilizer | Guided Surgery GM Guide Stabilizer
JJGC Indústria e Comércio de Materiais Dentários SA - NEODENT | البرازيل | Brazil | ME0000012115SFDAA00016 | Hex Connection - Torque Wrench | Hex Connection - Torque Wrench
JJGC Indústria e Comércio de Materiais Dentários SA - NEODENT | البرازيل | Brazil | ME0000012115SFDAA00017 | Surgical Labial Retractor | Retractor
JJGC Indústria e Comércio de Materiais Dentários SA - NEODENT | البرازيل | Brazil | ME0000012115SFDAA00018 | Space Planning Instrument 7/9 mm | Space Planning Instrument 7/9 mm
JJGC Indústria e Comércio de Materiais Dentários SA - NEODENT | البرازيل | Brazil | ME0000012115SFDAA00019 | Surgical Hammer | Surgical Hammer
JJGC Indústria e Comércio de Materiais Dentários SA - NEODENT | البرازيل | Brazil | ME0000012115SFDAA00020 | GM Surgical Kit Case | GM Surgical Kit Case
JJGC Indústria e Comércio de Materiais Dentários SA - NEODENT | البرازيل | Brazil | ME0000012115SFDAA00021 | GM Anatomic Abutment Try-In | GM Anatomic Abutment Try-In
JJGC Indústria e Comércio de Materiais Dentários SA - NEODENT | البرازيل | Brazil | ME0000012115SFDAA00022 | Guided Surgery Drill Guide | Guided Surgery Drill Guide
JJGC Indústria e Comércio de Materiais Dentários SA - NEODENT | البرازيل | Brazil | ME0000012115SFDAA00023 | Sleeve for Guided Surgery System | Sleeve for Guided Surgery System
JJGC Indústria e Comércio de Materiais Dentários SA - NEODENT | البرازيل | Brazil | ME0000012115SFDAA00024 | Angle Measurer | Angle Measurer
JJGC Indústria e Comércio de Materiais Dentários SA - NEODENT | البرازيل | Brazil | ME0000012115SFDAA00025 | Concave Osteotome | Concave Osteotome
JJGC Indústria e Comércio de Materiais Dentários SA - NEODENT | البرازيل | Brazil | ME0000012115SFDAA00026 | Convex Osteotome | Convex Osteotome
JJGC Indústria e Comércio de Materiais Dentários SA - NEODENT | البرازيل | Brazil | ME0000012115SFDAA00027 | Sinus Lift Curette | Sinus Lift Curette
JJGC Indústria e Comércio de Materiais Dentários SA - NEODENT | البرازيل | Brazil | ME0000012115SFDAA00028 | GM Abutment Try-In | GM Abutment Try-In
JJGC Indústria e Comércio de Materiais Dentários SA - NEODENT | البرازيل | Brazil | ME0000012115SFDAA00029 | Abutment Intraoral Scanbody | Abutment Intraoral Scanbody
JJGC Indústria e Comércio de Materiais Dentários SA - NEODENT | البرازيل | Brazil | ME0000012115SFDAA00030 | Depth Probe | Depth Probe
JJGC Indústria e Comércio de Materiais Dentários SA - NEODENT | البرازيل | Brazil | ME0000012115SFDAA00031 | Torque Wrench | Torque Wrench
JJGC Indústria e Comércio de Materiais Dentários SA - NEODENT | البرازيل | Brazil | ME0000012115SFDAA00032 | GM Prosthetic Kit Case | GM Prosthetic Kit Case
JJGC Indústria e Comércio de Materiais Dentários SA - NEODENT | البرازيل | Brazil | ME0000012115SFDAA00033 | Manual Screwdriver Torque | Manual Screwdriver Torque
JJGC Indústria e Comércio de Materiais Dentários SA - NEODENT | البرازيل | Brazil | ME0000012115SFDAA00034 | Manual Implant Driver - Contra-angle | Manual Implant Driver - Contra-angle
JJGC Indústria e Comércio de Materiais Dentários SA - NEODENT | البرازيل | Brazil | ME0000012115SFDAA00035 | Hexagonal Prosthetic Driver - Torque Wrench | Hexagonal Prosthetic Driver - Torque Wrench
JJGC Indústria e Comércio de Materiais Dentários SA - NEODENT | البرازيل | Brazil | ME0000012115SFDAA00036 | Neo Manual Screwdriver | Neo Manual Screwdriver
Ortho Pauher lnd. Com . E Dist. LTDA | البرازيل | Brazil | ME0000010982SFDAA00001 | External Silicone Breast Form | External Silicone Breast Form
Orthometric Industria e Comercio de Produtos Medicos e Odontologicos Ltda | البرازيل | Brazil | ME0000012881SFDAA00001 | CERAMIC BRACKETS ORTHOMETRIC | Brackets Orthodontic
Orthometric Industria e Comercio de Produtos Medicos e Odontologicos Ltda | البرازيل | Brazil | ME0000012881SFDAA00002 | METAL BRACKETS ORTHOMETRIC | Brackets Orthodontic
Orthometric Industria e Comercio de Produtos Medicos e Odontologicos Ltda | البرازيل | Brazil | ME0000012881SFDAA00003 | ELASTIC CHAIN | ELASTOMERICS
Orthometric Industria e Comercio de Produtos Medicos e Odontologicos Ltda | البرازيل | Brazil | ME0000012881SFDAA00004 | INTRAORAL ELASTICS | ELASTOMERICS
Orthometric Industria e Comercio de Produtos Medicos e Odontologicos Ltda | البرازيل | Brazil | ME0000012881SFDAA00005 | LIGATURE MODULAR | ELASTOMERICS
Orthometric Industria e Comercio de Produtos Medicos e Odontologicos Ltda | البرازيل | Brazil | ME0000012881SFDAA00006 | TUBES ORTHOMETRIC | TUBE ORTHODONTIC
Orthometric Industria e Comercio de Produtos Medicos e Odontologicos Ltda | البرازيل | Brazil | ME0000012881SFDAA00007 | FLEXY NITI ARCHWIRES | WIRE ORTHODONTIC
APRAMED INDUSTRIA E COMERCIO DE APARELHOS MEDICOS LTDAS | البرازيل | Brazil | ME0000007903SFDAA00001 | APRAMED REFRACTION UNIT | APRAMED REFRACTION UNIT | APRAMED REFRACTION UNIT
Fanem LTDA | البرازيل | Brazil | ME0000002916SFDAA00009 | Hospital Baby Bassinet | Bassinet | Hospital Bassinets developed to safely and comfortably accommodate the newborns at term up to 7 Kg, who do not present intercurrences during their hospitalization in neonatal units, such as: nursery, joint accommodation and emergency care units.
ALLIAGE S/A INDUSTRIAS MEDICO ODONTOLOGICA | البرازيل | Brazil | ME0000000285SFDAA00001 | Water Unit | Water Unit | Water unit for odontological use
ALLIAGE S/A INDUSTRIAS MEDICO ODONTOLOGICA | البرازيل | Brazil | ME0000013798SFDAA00007 | Dental Chair | Dental Chair | Chair for patient accommodation during dental treatment.
ALLIAGE S/A INDUSTRIAS MEDICO ODONTOLOGICA | البرازيل | Brazil | ME0000013798SFDAA00006 | Sirius G8 Dental Light | Dental Light | Illuminating Dental Light for dentistry use adjustable up to 35.000 Lux. Smooth movements and dull white as the standard color, compatible with all surroundings
ALLIAGE S/A INDUSTRIAS MEDICO ODONTOLOGICA | البرازيل | Brazil | ME0000013798SFDAA00002 | Dental Delivery Units | Dental Delivery Units and Accessories | Support the working active instruments of the Surgeon, such as: triple syringe, high rotation, low rotation, ultrasound, photopolymerizer, among others, as well as it accommodates the working material.
Alliage S/A Industrias Medico Odontologica | البرازيل | Brazil | ME0000000178SFDAA00005 | DENTAL CHAIR | DENTAL CHAIR | Chair for patient accommodation during dental treatment
Alliage S/A Industrias Medico Odontologica | البرازيل | Brazil | ME0000000178SFDAA00005 | DENTAL CHAIR | DENTAL CHAIR | Chair for patient accommodation during dental treatment
Alliage S/A Industrias Medico Odontologica | البرازيل | Brazil | ME0000000178SFDAA00008 | DENTAL LIGHT | DENTAL LIGHT | This equipment is for exclusive use in dentistry with the purpose to illuminate the operation field through the LED dental light with white light or orange light emission.
Alliage S/A Industrias Medico Odontologica | البرازيل | Brazil | ME0000000178SFDAA00008 | DENTAL LIGHT | DENTAL LIGHT | This equipment is for exclusive use in dentistry with the purpose to illuminate the operation field through the LED dental light with white light or orange light emission.
Alliage S/A Industrias Medico Odontologica | البرازيل | Brazil | ME0000000178SFDAA00006 | WATER UNITS | WATER UNITS | Water unit for odontological use, for auxiliary work such as water supply for waste collection and spitting and sucking activation
Alliage S/A Industrias Medico Odontologica | البرازيل | Brazil | ME0000000178SFDAA00006 | WATER UNITS | WATER UNITS | Water unit for odontological use, for auxiliary work such as water supply for waste collection and spitting and sucking activation
Alliage S/A Industrias Medico Odontologica | البرازيل | Brazil | ME0000000178SFDAA00007 | DELIVERY UNITS | DELIVERY UNITS | "Delivery Unit, for actuation and control of the syringe, rotary instruments and others, providing the best proximity to the work area; ambidextrous (serves right and left-handed users)."
Alliage S/A Industrias Medico Odontologica | البرازيل | Brazil | ME0000000178SFDAA00007 | DELIVERY UNITS | DELIVERY UNITS | "Delivery Unit, for actuation and control of the syringe, rotary instruments and others, providing the best proximity to the work area; ambidextrous (serves right and left-handed users)."
Angelus Indústria de Produtos Odontológicos S/A | البرازيل | Brazil | ME0000000098SFDAA00011 | MTA Applicator | MTA Applicator | Dental instrument for the application of materials in dental cavities.
Angelus Industria de Produtos Odontologicos S/A | البرازيل | Brazil | ME0000012841SFDAA00018 | ENDODONTIC RULER | ENDODONTIC RULER | Ruler
Angelus Industria de Produtos Odontologicos S/A | البرازيل | Brazil | ME0000012841SFDAA00017 | OSTBY RUBBER DAM FRAME | OSTBY RUBBER DAM FRAME | FRAME
Silicone: Industria e Comercio de Silicone, Instrumentos e Materials Medicos | البرازيل | Brazil | ME0000022830SFDAA00001 | Silicone Scar Treatment Gel Sheets | Silicone Scar Treatment Gel Sheets | Gel Sheet is for the treatment of scars and keloids.
MAQUIRA INDUSTRIA DE PRODUTOS ODONTOLOGICOS S.A. | البرازيل | Brazil | ME0000010331SFDAA00002 | DIOMND UINVRSAL | DIOMND UINVRSAL | it is a universal polishing paste
DENTSCARE LTDA | البرازيل | Brazil | ME0000008269SFDAA00027 | Whiteness Perfect | Dental bleaching gel | Bleaching vital teeth using the technique of bleaching at home supervised by a dentist.
Mediphacos Industrias Medicas S/A | البرازيل | Brazil | ME0000006745SFDAA00003 | Keraring Instruments | Keraring Surgical Instrument Set | series of high precision surgical instruments
DENTSCARE LTDA | البرازيل | Brazil | ME0000008269SFDAA00029 | Whiteness HP Blue | Whiteness HP Blue | Hydrogen peroxide whitening gel at 35% for in-office use.
DENTSCARE LTDA | البرازيل | Brazil | ME0000008269SFDAA00030 | Whiteness HP AutoMixx | Whiteness HP AutoMixx | Hydrogen peroxide whitening gel at 35% for in-office use.
DENTSCARE LTDA | البرازيل | Brazil | ME0000008269SFDAA00028 | Whiteness Super-endo | Whiteness Super-endo | Dental Bleaching for non vital teeth
MAQUIRA INDUSTRIA DE PRODUTOS ODONTOLOGICOS S.A. | البرازيل | Brazil | ME0000010331SFDAA00005 | Abritec | Mouth opener | Aid in opening patient's mouth who is under dental treatment
MAQUIRA INDUSTRIA DE PRODUTOS ODONTOLOGICOS S.A. | البرازيل | Brazil | ME0000010331SFDAA00008 | ACIDO GEL 5% | HYDROFLUORIDRIC ACID 5% | 5% acid gel is a hydrofluoric acid based gel with a concentration of 5% and is most efficient and used way to attack porcelain surfaces allowing for a greater retention of resinous material of feldspathic ,porcelain, ceramic glass and orthodontic braces
MAQUIRA INDUSTRIA DE PRODUTOS ODONTOLOGICOS S.A. | البرازيل | Brazil | ME0000010331SFDAA00007 | ANATOMIC WEDGE | WOOD WEDGE | It is recommended for a general use in restorative procedure having a mechanical function in adapting the matrix and / or removing adjacent teeth
MAQUIRA INDUSTRIA DE PRODUTOS ODONTOLOGICOS S.A. | البرازيل | Brazil | ME0000010331SFDAA00006 | ALGI GEL | Alginate for impression | Recommended for total or partial dental impressions of mouth with or without teeth for denture work and total or partial prosthetic work for making models for orthodontic work
2i Produtos Odontológicos E Médico Hospitalares LTDA | البرازيل | Brazil | ME0000005100SFDAA00031 | 2i | RAPID READOUT BIOLOGICAL INDICATOR | BIOLOGICAL TEST
MAQUIRA INDUSTRIA DE PRODUTOS ODONTOLOGICOS S.A. | البرازيل | Brazil | ME0000010331SFDAA00009 | Acid Porcelain Etchant | Acido Gel | 10% Acid gel is a hydrofluoric acid-based gel.
MAQUIRA INDUSTRIA DE PRODUTOS ODONTOLOGICOS S.A. | البرازيل | Brazil | ME0000010331SFDAA00011 | Airon Polyester Abrasive Strips | Polyester Abrasive Strips | The Airon polyester sandpaper strip aims at finishing and polishing of dental restorations.
MAQUIRA INDUSTRIA DE PRODUTOS ODONTOLOGICOS S.A. | البرازيل | Brazil | ME0000010331SFDAA00013 | Airon Stainless Steel Abrasive Strips | Stainless Steel Abrasive Strips | The Airon Steel Abrasive Strip has, as a purpose, the finish and polishing of proximal surfaces of dental restorations.
MAQUIRA INDUSTRIA DE PRODUTOS ODONTOLOGICOS S.A. | البرازيل | Brazil | ME0000010331SFDAA00012 | AIRON POLYESTER STRIPS | POLYESTER STRIPS | It acts as a physical barrier for the restorative material, enabling the proper restoration of the dental wall and recovery of the contact point.
MAQUIRA INDUSTRIA DE PRODUTOS ODONTOLOGICOS S.A. | البرازيل | Brazil | ME0000010331SFDAA00010 | Max Dam | Light Curing Resisn Barrier | lt is a gel-based product which acts as a light cure gingival barrier that replaces the rubber dam when the gum isolation is relative.
Bio-Art Equipamentos Odontologicos Ltda | البرازيل | Brazil | ME0000007161SFDAA00001 | Magnifying Lenses | Lenses | Lenses
Biodinamica Quimica e Farmaceutica LTDA | البرازيل | Brazil | ME0000001007SFDAA00036 | ATTAQUE F | ATTAQUE F | Dental Porcelain Conditioning
DENTSCARE LTDA | البرازيل | Brazil | ME0000008269SFDAA00037 | Prevent | Resin-based light-cured sealant for pits and fissures | Resin-based light-cured sealant for pits and fissures in posterior teeth with complex occlusal anatomy.
DENTSCARE LTDA | البرازيل | Brazil | ME0000008269SFDAA00036 | Maxxion R | Glass Ionomer Cement | Chemically activated, glass ionomer restorative present in powder form.
DENTSCARE LTDA | البرازيل | Brazil | ME0000008269SFDAA00034 | Flúor Care | Fluoride foam | Fluoride foam
DENTSCARE LTDA | البرازيل | Brazil | ME0000008269SFDAA00035 | Maxxion C | Glass Ionomer Cement | Self-curing glass ionomer cement used for luting purpose.
LYSANDA PRODUTOS ODONTOLOGICOS LTDA EPP | البرازيل | Brazil | ME0000002364SFDAA00009 | Lysfluor | Fluor Gel | Dental product Used For Prevent the Caries.
LYSANDA PRODUTOS ODONTOLOGICOS LTDA EPP | البرازيل | Brazil | ME0000002363SFDAA00001 | Lysbic | Sodium Bicarbonate Powder | Dental powder used for oral prophylaxis and bacterial plaque removal
LYSANDA PRODUTOS ODONTOLOGICOS LTDA EPP | البرازيل | Brazil | ME0000002362SFDAA00002 | Banda Matriz 7 | Matrix Band | Matrix Band Used for Dental Cavity Preparation
LYSANDA PRODUTOS ODONTOLOGICOS LTDA EPP | البرازيل | Brazil | ME0000002361SFDAA00058 | LysDiamond | Polishing Paste | Dental Paste used for teeth polishing
LYSANDA PRODUTOS ODONTOLOGICOS LTDA EPP | البرازيل | Brazil | ME0000002365SFDAA00055 | LysDam | Gingival Barrier | Dental Product Used To Protect The Gingiva
LYSANDA PRODUTOS ODONTOLOGICOS LTDA EPP | البرازيل | Brazil | ME0000002363SFDAA00003 | Lysanda | Dental Conditioner | Dental Product Used To Condition The Porcelain And Teeth.
Bio-Art Equipamentos Odontologicos Ltda | البرازيل | Brazil | ME0000013641SFDAA00003 | Soft plate | Soft plate | Soft plate
Bio-Art Equipamentos Odontologicos Ltda | البرازيل | Brazil | ME0000013641SFDAA00004 | Ultrasonic Washing Machine biowash | Ultrasonic Washing Machine biowash | Ultrasonic Washing Machine biowash
Bio-Art Equipamentos Odontologicos Ltda | البرازيل | Brazil | ME0000013641SFDAA00005 | Vaccum Foaming Machine | Vaccum Foaming Machine | Vaccum Foaming Machine
Bio-Art Equipamentos Odontologicos Ltda | البرازيل | Brazil | ME0000013641SFDAA00001 | ARTICULATOR | ARTICULATOR | ARTICULATOR
Bio-Art Equipamentos Odontologicos Ltda | البرازيل | Brazil | ME0000013641SFDAA00002 | BioStamp sealing Machine | BioStamp sealing Machine | BioStamp sealing Machine
Diagnostek Indústria e Comércio de Produtos Científicos LTDA | البرازيل | Brazil | ME0000000899SFDAA00011 | PARATEST | PARATEST | Parasitological System
Orthos XXI Unipessoal, Lda | البرتغال | Portugal | ME0000011183SFDAA00001 | Cadeira Rodas MAIA Configur | Steel wheelchair | MAIA steel wheelchair
Orthos XXI Unipessoal, Lda | البرتغال | Portugal | ME0000011183SFDAA00004 | Cadeira Rodas LILIPUT | Steel wheelchair | Manual wheelchair
Orthos XXI Unipessoal, Lda | البرتغال | Portugal | ME0000011183SFDAA00003 | Cadeira Rodas CELTA Configur | Steel wheelchair | Manual wheelchair
VIA ACTUAL - COMÉRCIO INTERNACIONAL, LDA | البرتغال | Portugal | ME0000000633SFDAA00004 | SAMPLING CHAIR | Blood Donation Sampling Chair | Blood Donation Sampling Chair
Orthos XXI Unipessoal, Lda | البرتغال | Portugal | ME0000011183SFDAA00005 | BARIATRIC-Cadeira Banho ANTARCTIC | Stainless steel shower chair | Bath and shower stainless steel chair
Orthos XXI Unipessoal, Lda | البرتغال | Portugal | ME0000011183SFDAA00002 | Cadeira Rodas Elétrica | Electric wheelchair | Powered wheelchair
RACLAC, S.A. | البرتغال | Portugal | ME0000001378SFDAA00003 | Nitrile Examination Gloves Powder Free | NITRILE EXAMINATION GLOVES, VIOLET-BLUE, PLUMA, POWDER-FREE | Nitrile Examination Gloves Powder Free
VIA ACTUAL - COMÉRCIO INTERNACIONAL, LDA | البرتغال | Portugal | ME0000000633SFDAA00003 | Gynaecological/ Couch chair | Multifunctional Chair | Multifunctional Chair
RACLAC, S.A. | البرتغال | Portugal | ME0000001430SFDAA00001 | Protection gown in dark-blue SMS | Protection gown in dark-blue SMS, elastic cuff | Made of non-woven SMS fabric, this single use dressing ensures temperature changes, through the circulation of air, heat and water vapor; Ergonomic design for freedom of movement and high comfort offered by the characteristics of the material; Elasticated cuffs. High opacity.
RACLAC, S.A. | البرتغال | Portugal | ME0000001456SFDAA00001 | Latex Examination Gloves Powder Free | latex examination gloves, powder-free,brand Rubbergold | Single Use; Powder-free; Beaded cuff; Ambidextrous; High comfort and flexibility; Micro-textured for a higher sensitivity; Hypoallergenic; Polymer-coated interior that makes it easy to put on.
RACLAC, S.A. | البرتغال | Portugal | ME0000001429SFDAA00017 | Surgical Mask | Surgical facemasks in blue polypropylene, with elastic | Three folds; Three layers; with elastics. Bacterial filtration efficiency greater than 99%, the second test for testing in light of the standard EN 14683; Non-cytotoxic according to ISO 10993-5.
VIA ACTUAL - COMÉRCIO INTERNACIONAL, LDA | البرتغال | Portugal | ME0000000633SFDAA00005 | GAS SPRING SAMPLING CHAIR | Blood Donation Sampling Chair | Blood Donation Sampling Chair
VIA ACTUAL - COMÉRCIO INTERNACIONAL, LDA | البرتغال | Portugal | ME0000000633SFDAA00002 | THERAPY CHAIR | electric Therapy Chair | electric Therapy Chair
VIA ACTUAL - COMÉRCIO INTERNACIONAL, LDA | البرتغال | Portugal | ME0000000633SFDAA00002 | THERAPY CHAIR | electric Therapy Chair | electric Therapy Chair
Invacare Portugal,Lda | البرتغال | Portugal | ME0000002301SFDAA00002 | Medley Ergo | Electric hospital bed | Electric hospital bed
Invacare Portugal,Lda | البرتغال | Portugal | ME0000002301SFDAA00001 | ALEGIO NG | Electric hospital bed | Electric hospital bed
Invacare Portugal,Lda | البرتغال | Portugal | ME0000002301SFDAA00003 | Birdie EVO | Patient Hoist | Patient Hoist
INVACARE Portugal, Lda | البرتغال | Portugal | ME0000016425SFDAA00001 | BIRDIE EVO COMPACT lifter | BIRDIE EVO COMPACT lifter | mobile patient lift Battery-Powered
OASIPOR - Medicalwear, S.A. | البرتغال | Portugal | ME0000016842SFDAA00001 | Medical Ware | Surgical Mask With Elastic | Surgical Mask With Elastic - Type II
Invacare Portugal,Lda | البرتغال | Portugal | ME0000002301SFDAA00007 | 1451104 | ملحقات لرافعة | قماشة لمساعدة دوي الاعاقه | قماشة لحمل الشخص من دوي الإعاقه على الرافعة
IMO - Industrias Metallurgical, SA | البرتغال | Portugal | ME0000013890SFDAA00005 | ZERO G | donation chair | donation chair
IMO - Industrias Metallurgical, SA | البرتغال | Portugal | ME0000013890SFDAA00005 | ZERO G | donation chair | donation chair
Invacare Portugal,Lda | البرتغال | Portugal | ME0000002301SFDAA00008 | SLINGS | UNIVERSAL HIGH PLUS SLING | The Invacare®Universal Standard can be used for highly physically dependent clients; however, they must have a good degree of head control. The sling allows for easy access for personal hygiene and it is easily applied in both sitting and lying position.
IMO - Industrias Metallurgical, SA | البرتغال | Portugal | ME0000013890SFDAA00006 | MATRIX | MATRIX E | Hospital beds for ward, medium care and intensive care
NUNEX - WORLDWIDE S.A. | البرتغال | Portugal | ME0000007012SFDAA00003 | NUNEX Active Dry | NUNEX Active Dry | BABY Diaper 4-10 KG, 9-15 KG, 13-18KG, 17-28 KG | حفاضات اطفال - 4-10 كجم ، 9-15 كجم ، 13-18 كجم ، 17-28 كجم
IMO - Industrias Metallurgical, SA | البرتغال | Portugal | ME0000013890SFDAA00007 | TRENDY | TRENDY | Emergency stretchers to transport patients, patients recovering and Single-day hospitalizations
PETRATEX CONFECTIONS S.A | البرتغال | Portugal | ME0000007393SFDAA00010 | Embody | Embody | Body garment Post operation | مشد للجسم بعد العملية
VIA ACTUAL COMERCIO INTERNACIONAL LDA ACTUALWAY | البرتغال | Portugal | ME0000006087SFDAA00001 | THERAPY CHAIR SERIE II | Therapy Chair
BASTOS VIEGAS, S.A. | البرتغال | Portugal | ME0000005803SFDAA00095 | Cotton balls | Absorbent Gauze, non sterile | Cotton Ball
IMO INDUSTRIAS METALURGICAS S.A | البرتغال | Portugal | ME0000011666SFDAA00001 | Trendy | Maca de emergencia Trendy
IMO INDUSTRIAS METALURGICAS S.A | البرتغال | Portugal | ME0000011666SFDAA00002 | IMO MATRIX | Premium hospital beds
IMO INDUSTRIAS METALURGICAS S.A | البرتغال | Portugal | ME0000011666SFDAA00003 | IMO MATRIX | Premium hospital beds
IMO INDUSTRIAS METALURGICAS S.A | البرتغال | Portugal | ME0000011666SFDAA00004 | IMO | Premium hospital beds
VIA ACTUAL – Comércio Internacional, Lda | البرتغال | Portugal | ME0000000924SFDAA00001 | CADEIRA DE TERAPIA / THERAPY CHAIR | THERAPY CHAIR
ORTHOS XXI | البرتغال | Portugal | ME0000009997SFDAA00001 | INDOOR CHAIR | INDOOR CHAIR
BASTOS VIEGAS S.A. | البرتغال | Portugal | ME0000002432SFDAA00001 | High protection blanket | Protection blanket | Non-sterile high protection blanket
IMO - Industrias Metallurgical, SA | البرتغال | Portugal | ME0000013890SFDAA00009 | IMO | Trendy Emergency stretcher( Maca de emergencia Trendy) | Medical Stretchers ICU model for hospital use
IMO - Industrias Metallurgical, SA | البرتغال | Portugal | ME0000013890SFDAA00008 | IMO MATRIX | Premium hospital beds | Hospital Beds Matrix E series for use in Hospital
ORTHOSXXI, Unipessoal Lda. | البرتغال | Portugal | ME0000000156SFDAA00040 | ATLANTIC | ATLANTIC | bath and sanitary chair
Bastos Viegas, S.A. | البرتغال | Portugal | ME0000004428SFDAA00002 | Sterilization Pouches | Sterilization Pouches 4 pac ( Bastos Viegas ) | Plastic Bags for sterilization purpose
Natus Medical Denmark ApS | الدنمارك | Denmark | ME0000004043SFDAA00001 | 1093, OTOSCAN INSTRUMENT | Ear visual scan inspection | Ear visual scan inspection
Natus Medical Denmark ApS | الدنمارك | Denmark | ME0000004043SFDAA00001 | 1093, OTOSCAN INSTRUMENT | Ear visual scan inspection | Ear visual scan inspection
Natus Medical Denmark ApS | الدنمارك | Denmark | ME0000003594SFDAA00017 | OTOcam 300 Type 1076 | OTOcam 300 Type 1076 | Lightweight video otoscope for diagnostics counselling and troubleshooting
CMS Dental AS | الدنمارك | Denmark | ME0000005578SFDAA00001 | CMS | Curing Light | Dental Light Cure
Natus Medical Denmark ApS | الدنمارك | Denmark | ME0000004043SFDAA00002 | 1076 Aurical Otocam 300 | video otoscope for diagnostics | video otoscope for diagnostics
DGS Diagnostic A/C | الدنمارك | Denmark | ME0000007601SFDAA00001 | Disposable Tab Electrodes | Electrodes | Disposable Tab Electrodes 60 pcs
Interacoustics A/S | الدنمارك | Denmark | ME0000000219SFDAA00013 | TRV Chair | TRV Chair | TRV Chair
IVF Tech ApS | الدنمارك | Denmark | ME0000010756SFDAA00001 | IVFtech Sterica | IVFtech Sterica | high-quality microprocessor-controlled Vertical Clean Laminar Air workstation.
Vermund Larsen A/S | الدنمارك | Denmark | ME0000001337SFDAA00002 | VELA Move/Turn+ Ophthalmoloy Chair | VELA Move/Turn+ Ophthalmoloy Chair | Medical Chair
Vermund Larsen A/S | الدنمارك | Denmark | ME0000001336SFDAA00001 | VELA Support+Surgery Chair | VELA Support+Surgery Chair | Medical Chair
Tytex A/S | الدنمارك | Denmark | ME0000015545SFDAA00001 | Care Fix | Post-surgical bras | Post-surgical bras
Sanible Supply A/S | الدنمارك | Denmark | ME0000018965SFDAA00001 | Flanged infant ear tips | Ear Tips | GSI - 8012964 Flanged infant ear tips 3-5mm (red)
DGS Diagnostic A/C | الدنمارك | Denmark | ME0000007601SFDAA00003 | Infant Ear Tips | Ear Tips | Infant Ear Tips (red)
IVFtech ApS | الدنمارك | Denmark | ME0000012135SFDAA00002 | IVFtech Sterica | IVFtech Sterica | IVFtech Sterica cabinets are designed to protect the samples with a constant flow of clean air | حضانة عينات
Sanible Supply A/S | الدنمارك | Denmark | ME0000018965SFDAA00003 | Umbrella ear tips | Ear Tips | GSI - 8012986 Umbrella ear tips 7.5mm (green)
Reme Cure | الدنمارك | Denmark | ME0000002099SFDAA00001 | RemeCure Scar C-esction scar therapy | RemeCure Scar C-esction scar therapy | Silicone gel sheet Scar Dressing is a kind of soft, thin, reusable, and self-adhesive sheet | علاج الندبات القديمة و التضخمية حديثة التكون
DGS Diagnostic A/C | الدنمارك | Denmark | ME0000007601SFDAA00002 | AOT ear tips 3.7 mm (yellow) | Ear tips | 8106367 AOT ear tips 3.7 mm (yellow)
DGS Diagnostic A/C | الدنمارك | Denmark | ME0000007601SFDAA00004 | OAE Ear tips | Ear Tips | Sanible OAE ear tips
Radiometer Medical ApS | الدنمارك | Denmark | ME0000002567SFDAA00197 | TCM5 Alice Int Interface Cable | TCM5 Alice Int Interface Cable | Accessory cable
Radiometer Medical ApS | الدنمارك | Denmark | ME0000002567SFDAA00198 | Tc Sensor 54 Membraning kit 54 | Tc Sensor 54 Membraning kit 54 | electrolyte solution, membrane and membraning tools
Radiometer Medical ApS | الدنمارك | Denmark | ME0000002567SFDAA00199 | Fixation kit N20 | Fixation kit N20 | fixation rings and contact liquid
Reme Cure | الدنمارك | Denmark | ME0000002099SFDAA00002 | RemeCure Scar Tummy Tuck Scar Therapy | RemeCure Scar Tummy Tuck Scar Therapy | Silicone gel sheet Scar Dressing is a kind of soft, thin, reusable, and self-adhesive sheet | علاج الندبات القديمة و التضخمية حديثة التكون
Adept Water Technologies A/S | الدنمارك | Denmark | ME0000000566SFDAA00021 | Hygowater Compact | Hygowater Compact Water Treatment Unit | The device is coupled to a Dental Unit Waterline and used to ensure water of drinking water quality to the dental unit.
DGS Diagnostics A/S | الدنمارك | Denmark | ME0000022011SFDAA00002 | Sanible Infant EarCup | Infant EarCup | Sanible Infant EarCup
Radiometer Medical ApS | الدنمارك | Denmark | ME0000002567SFDAA00249 | TC Sensor 84 Electrolyte 84 | TC Sensor 84 Electrolyte 84 | Electrolyte solution
Radiometer Medical ApS | الدنمارك | Denmark | ME0000002567SFDAA00253 | Cable Fixation clip | Cable Fixation clip | accessory cable
Radiometer Medical ApS | الدنمارك | Denmark | ME0000002567SFDAA00262 | TCM5 Open Interface Cable | TCM5 Open Interface Cable | Interface Cable
Radiometer Medical ApS | الدنمارك | Denmark | ME0000002567SFDAA00258 | TOSCA Sensor Electrolyte 10 mL | TOSCA Sensor Electrolyte 10 mL | Electrolyte for TOSCA Sensor
Radiometer Medical ApS | الدنمارك | Denmark | ME0000002567SFDAA00250 | TC Sensor 84 Membraning kit 84 | TC Sensor 84 Membraning kit 84 | electrolyte solution, membrane and membraning tools
Radiometer Medical ApS | الدنمارك | Denmark | ME0000002567SFDAA00254 | TOSCA Sensor PREPARATION SUPPLIES | TOSCA Sensor PREPARATION SUPPLIES | Accessory/preparators and electrolyte solution
Radiometer Medical ApS | الدنمارك | Denmark | ME0000002567SFDAA00259 | TCM5 Embletta Gold Interface Cable | TCM5 Embletta Gold Interface Cable | Interface Cable
Radiometer Medical ApS | الدنمارك | Denmark | ME0000002567SFDAA00248 | TC Sensor 54 Electrolyte 54 | TC Sensor 54 Electrolyte 54 | Electrolyte solution
Radiometer Medical ApS | الدنمارك | Denmark | ME0000002567SFDAA00252 | Adhesive rings N20 kit | Adhesive rings N20 kit | Adhesive rings , dispenser and contact gel
Radiometer Medical ApS | الدنمارك | Denmark | ME0000002567SFDAA00256 | TOSCA sensor Fixation Rings 32 mm | TOSCA sensor Fixation Rings 32 mm | Fixation rings , dispenser and contact gel
Radiometer Medical ApS | الدنمارك | Denmark | ME0000002567SFDAA00261 | TCM5 Embla MDrive Interface Cable | TCM5 Embla MDrive Interface Cable | MDrive Interface Cable
Radiometer Medical ApS | الدنمارك | Denmark | ME0000002567SFDAA00255 | TOSCA Sensor Attachment clips | TOSCA Sensor Attachment clips | attachment clips and contact gel
Radiometer Medical ApS | الدنمارك | Denmark | ME0000002567SFDAA00260 | TCM5 Embla Interface Cable | TCM5 Embla Interface Cable | Interface Cable
Radiometer Medical ApS | الدنمارك | Denmark | ME0000002567SFDAA00251 | TC sensors CONTACT GEL 10 mL | TC sensors CONTACT GEL 10 mL | accessory gel
Vitrolife A/S | الدنمارك | Denmark | ME0000004647SFDAA00012 | KIDScore D3, D5 | IVF | assigns an objective score to each embryo. The scores reflect implantation potential and provide consistent and effective support for embryo selection.
Vitrolife A/S | الدنمارك | Denmark | ME0000004647SFDAA00010 | EmbryoViewer ver 7 | Software | Advanced software.
Vitrolife A/S | الدنمارك | Denmark | ME0000004647SFDAA00011 | iDAScore | IVF | It makes use of deep learning to provide fully automated analyses of time-lapse sequences.
Oticon A/S | الدنمارك | Denmark | ME0000015324SFDAA00001 | Streamer Pro XM | Streamer Pro XM | Streamer Pro XM
Radiometer Medical ApS | الدنمارك | Denmark | ME0000002567SFDAA00257 | TCM5 Calibration Gas | TCM5 Calibration Gas | transcutaneous monitoring of tcpCO2 SpO2 PR and tcpO2
Levabo ApS | الدنمارك | Denmark | ME0000006262SFDAA00007 | turn all system 3C-T | Lateral turning system | Lateral 30-degree side positioning system | نظام التدوير الجانبي الأتوماتيكي
Radiometer Medical ApS | الدنمارك | Denmark | ME0000002567SFDAA00271 | TCM4XX ETX Analog adapter | Analog adapter | Transcutaneous pO2 Monitoring System component
Radiometer Medical ApS | الدنمارك | Denmark | ME0000002567SFDAA00278 | Unassembled connector kit for hyperbaric chamber | Unassembled connector kit | Transcutaneous pO2 Monitoring System component
Radiometer Medical ApS | الدنمارك | Denmark | ME0000002567SFDAA00269 | TCM4XX ETX Serial adapter | Serial adapter | Transcutaneous pO2 Monitoring System component
Radiometer Medical ApS | الدنمارك | Denmark | ME0000002567SFDAA00277 | Membraning kit for tc electrodes | Membraning kit | Transcutaneous pO2 Monitoring System component
Radiometer Medical ApS | الدنمارك | Denmark | ME0000002567SFDAA00274 | Fixation kit for tc electrodes | Fixation kit | Transcutaneous pO2 Monitoring System component
Radiometer Medical ApS | الدنمارك | Denmark | ME0000002567SFDAA00280 | Passthrough cable | Cable | Transcutaneous pO2 Monitoring System component
Radiometer Medical ApS | الدنمارك | Denmark | ME0000002567SFDAA00273 | TCM4XX ETX Vuelink adapter | Vuelink adapter | Transcutaneous pO2 Monitoring System component
Radiometer Medical ApS | الدنمارك | Denmark | ME0000002567SFDAA00279 | Connector kit for ETC hyperbaric chamber | Connector kit | Transcutaneous pO2 Monitoring System component
Tonica Elektronik A/S | الدنمارك | Denmark | ME0000008466SFDAA00019 | Isolation Transformer | Isolation Transformer power distribution | Magnetic Stimulation Accessory for MagPro System solutions
DGS Diagnostics A/S | الدنمارك | Denmark | ME0000022011SFDAA00003 | Sanibel mushroom eartips | Eartips | Ear tip
Elos Medtech Pinol A/S | الدنمارك | Denmark | ME0000000318SFDAA00037 | Torque wrench EV | Torque Wrench & Driver | A dental torque wrench
ProBody Medical ApS | الدنمارك | Denmark | ME0000000141SFDAA00001 | Liqua Care Diabetic FlowGel Orthotics | Therapeutic Liquid Insole Footbeds | Therapeutic Liquid Insole Footbeds
Radiometer Medical ApS | الدنمارك | Denmark | ME0000002567SFDAA00283 | Calibration Gas 1 | Calibration Gas 1 | Calibration Gas 1
DGS Diagnostics A/S | الدنمارك | Denmark | ME0000022011SFDAA00004 | Sanibel EAR turtle | EAR turtle | The EAR turtle is intended to be used as an accessory for Auditory Brain stem Response testing on infants.
Elos Medtech Pinol A/S | الدنمارك | Denmark | ME0000007233SFDAA00007 | P-I Torque wrench kit & Drivers | Torque wrench kit & Drivers | The Torque wrench & Driver make the tool well suited for placement and adjustment of implants, abutments and screws during surgery and other clinical procedure.
Cobi Rehab A/S | الدنمارك | Denmark | ME0000003056SFDAA00002 | Minimaxx | Wheelchair | Foldable and strong manual wheelchair
DGS Diagnostics A/S | الدنمارك | Denmark | ME0000022011SFDAA00007 | Sanibel TM Electrode | TM Electrode for ECochG | It's an electrode.
DGS Diagnostics A/S | الدنمارك | Denmark | ME0000022011SFDAA00009 | Sanibel Ear Tip | Ear Tip | It is an Ear tip.
DGS Diagnostics A/S | الدنمارك | Denmark | ME0000022011SFDAA00005 | Sanibel | Electrode cable | It is an electrode cable.
DGS Diagnostics A/S | الدنمارك | Denmark | ME0000022011SFDAA00008 | Sanibel Foam Ear tip | Foam Ear tip | It is a Foam Ear tip.
DGS Diagnostics A/S | الدنمارك | Denmark | ME0000022011SFDAA00006 | Sanibel electrode | Snap Tab Electrode | It is an electrode.
IVFtech ApS | الدنمارك | Denmark | ME0000012135SFDAA00003 | IVFtech Classica | IVFtech Classica | IVFtech Classica cabinets are designed to protect both the samples and the people working with the samples through recirculating air through the filter without leaving the cabinet. Cabinets are available in 4 sizes: 90, 120, 150 and 180cm
3Shape TRIOS A/S | الدنمارك | Denmark | ME0000004659SFDAA00001 | TRIOS® 3 Color | Intra-oral scanner system
CMS Dental A S | الدنمارك | Denmark | ME0000005577SFDAA00001 | FotoSan | Light Activated Deninfection LAD
Widex AS | الدنمارك | Denmark | ME0000006801SFDAA00001 | Widex | Streaming Device |  | جهاز بث
Widex AS | الدنمارك | Denmark | ME0000006801SFDAA00002 | Widex | Wireless programming interface |  | واجهة برمجة لاسلكية لسماعات الاذن لضعاف السمع
Widex AS | الدنمارك | Denmark | ME0000006801SFDAA00003 | Widex | Audio Streaming device |  | جهاز بث صوتي
Widex AS | الدنمارك | Denmark | ME0000006801SFDAA00004 | Scola Teach | Scola Teach |  | إرسال إشارات من ميكروفون أو معدات صوتية إلى مستقبل السكولا
COBI REHAB ApS | الدنمارك | Denmark | ME0000008368SFDAA00001 | XXL REHAB SHOWER COMMODE | XXL REHAB SHOWER COMMODE
COBI REHAB ApS | الدنمارك | Denmark | ME0000008368SFDAA00002 | XXL REHAB SHOWER COMMODE | XXL REHAB SHOWER COMMODE
COBI REHAB ApS | الدنمارك | Denmark | ME0000008368SFDAA00003 | XXL REHAB BESIDE COMMODE | XXL REHAB BESIDE COMMODE
COBI REHAB ApS | الدنمارك | Denmark | ME0000008368SFDAA00004 | XXL REHAB BESIDE COMMODE | XXL REHAB BESIDE COMMODE
TannerMedico A/S | الدنمارك | Denmark | ME0000005184SFDAA00002 | Asonor® | Asonor® |  | تقليل الشخير
Sirona Dental A/S | الدنمارك | Denmark | ME0000003450SFDAA00001 | Nitram Oil#2 | Nitram Oil#2
IVFtech ApS | الدنمارك | Denmark | ME0000012135SFDAA00001 | Hot Plate | Hot Plate
TurnAid Aps | الدنمارك | Denmark | ME0000000601SFDAA00001 | TurnAid Electric Medical Bed | Electric Medical Bed
Elos Medtech Pinol A/S | الدنمارك | Denmark | ME0000000318SFDAA00039 | Elos Driver | Elos Driver | The Elos Torque Wrench (main body, head and Elos Driver) is made of lightweight titanium and stainless steel. The Elos Torque Wrench & Driver product design, finish and quality make the tool well suited for placement and adjustment of implants, abutments and screws during surgery and other clinical procedures. The Elos Torque Wrench & Driver is easy to prepare for cleaning, disinfection and sterilization. Exchangeable screwdrivers and the Elos Driver make the tool compatible to various implant systems. The driver is available for a variety of connections. For specific product descriptions, please refer to individual product labels.
Elos Medtech Pinol A/S | الدنمارك | Denmark | ME0000000318SFDAA00038 | Elos Torque Wrench | Elos Torque Wrench | The Elos Torque Wrench (main body, head and Elos Driver) is made of lightweight titanium and stainless steel. The Elos Torque Wrench & Driver product design, finish and quality make the tool well suited for placement and adjustment of implants, abutments and screws during surgery and other clinical procedures. The Elos Torque Wrench & Driver is easy to prepare for cleaning, disinfection and sterilization. Exchangeable screwdrivers and the Elos Driver make the tool compatible to various implant systems. The driver is available for a variety of connections. For specific product descriptions, please refer to individual product labels.
ABENA PRODUKTION A/S | الدنمارك | Denmark | ME0000005972SFDAA00001 | Incontinence Unisex Pull-ups | Fine Care | Incontinence Unisex Pull-ups | لباس داخلي للسلس البولي للرجال والنساء
DGS Diagnostic A/C | الدنمارك | Denmark | ME0000007601SFDAA00007 | Sanibel Probe tubes | Probe tubes | Probe tubes
DGS Diagnostic A/C | الدنمارك | Denmark | ME0000007601SFDAA00006 | Sanibel Electrodes | Electrodes | Electrodes
DGS Diagnostic A/C | الدنمارك | Denmark | ME0000007601SFDAA00005 | Sanibel Eartip | Eartip | Eartip
DGS Diagnostics A/S | الدنمارك | Denmark | ME0000022011SFDAA00001 | Sanibel Infant EarCup w/Snap Electrodes | Infant EarCup | Infant EarCup
Elos Medtech Pinol A/S | الدنمارك | Denmark | ME0000009535SFDAA00001 | Torque Wrench | Medical Torque Wrench | Reusable Non-sterile Torque Wrench
Oticon AS | الدنمارك | Denmark | ME0000016349SFDAA00018 | Oticon Medical Streamer | Medical Streamer | communication interface between the sound processor and other devices.
TYTEX A/S | الدنمارك | Denmark | ME0000007346SFDAA00005 | Carefix | Post surgical bras | Post surgical bras
TYTEX A/S | الدنمارك | Denmark | ME0000007346SFDAA00004 | Safehip | Hip protection | Hip protection
zebra A/S | الدنمارك | Denmark | ME0000001031SFDAA00104 | Flying Tiger Copenhagen | Reading glasses | READING GLASSES BROWN PATTERN/PINK SHINY +1,
ArjoHuntleigh AB | الدومينيكان | Dominican Republic | ME0000009224SFDAA00001 | Passive Clip Sling | Passive Clip Sling
ArjoHuntleigh AB | الدومينيكان | Dominican Republic | ME0000009224SFDAA00002 | Passive Loop Sling | General purpose patient lifting sling
ArjoHuntleigh AB | الدومينيكان | Dominican Republic | ME0000009224SFDAA00003 | Stretcher Sling | General purpose patient lifting sling
ArjoHuntleigh AB | الدومينيكان | Dominican Republic | ME0000009224SFDAA00004 | Active Sling | General purpose patient lifting sling
Nobel Biocare AB | السويد | Sweden | ME0000001953SFDAA00009 | Multi unit Abutment | Laboratory Dental Instruments | Lab Screw Multi-unit Bmk Syst WP | الجزء التعويضي لزراعات متعددة
Nobel Biocare AB | السويد | Sweden | ME0000001953SFDAA00170 | Impression Coping | Impression Coping | Dental Surgical Instrument | اداة لضبط طبعات زراعات الاسنان
ArjoHunliegh AB | السويد | Sweden | ME0000004031SFDAA00001 | Pentaflex | Therapeutic Support | Bed Mattress
ArjoHuntleigh AB | السويد | Sweden | ME0000001131SFDAA00002 | AtmosAir Plus | Therapeutic Support | Bed Mattress Overlay
Essity Hygiene and Health AB | السويد | Sweden | ME0000005527SFDAA00001 | TENA MEN PU L4 LARGE | Adult nappy | Adult nappy | تمنح تينا الحماية الثلاثية ضد التسرب والرائحة والرطوبة
Rini Ergoteknik AB | السويد | Sweden | ME0000006759SFDAA00001 | RINI | Carl Swing Operator Chair | Operator Chair
Rini Ergoteknik AB | السويد | Sweden | ME0000006759SFDAA00002 | RINI | Operator Chair MK2 | OPERATOR CHAIR
Rini Ergoteknik AB | السويد | Sweden | ME0000006759SFDAA00003 | RINI | RiEye MK2S Operating Table | Operating Table
Rini Ergoteknik AB | السويد | Sweden | ME0000006759SFDAA00004 | rini | Accessories of Operating Table RiEye MK2S | Accessories of Operating Table RiEye MK2S
ArjoHuntleigh AB | السويد | Sweden | ME0000001131SFDAA00073 | Passive Loop Sling | Passive Loop Sling | It is intended for assisted transfer of residents with limited ability to move and require full or partially body support during transfers.
ArjoHuntleigh AB | السويد | Sweden | ME0000006924SFDAA00001 | Concerto | Concerto | This shower trolley is specifically designed as a safe platform to provide extra care for frail or disabled dependent patients or residents with no ability to support themselves, namely Emma, Edward, Emil and Elise in the Mobility Gallery.
Molnlycke Health Care AB | السويد | Sweden | ME0000000920SFDAA00007 | Molnlycke BARRIER® Nurses Cap, Basic | Molnlycke BARRIER® Nurses Cap, Basic | BARRIER® Nurses Cap, Basic
ArjoHuntleigh AB | السويد | Sweden | ME0000001131SFDAA00010 | Tenor | Mobile patient lifting system | Tenor is a mobile passive lift intended to be used on horizontal surfaces for lifting and transfer in hospitals and nursing homes or other health care facilities.
ArjoHuntleigh AB | السويد | Sweden | ME0000001131SFDAA00012 | Passive Loop Sling | Sling | Passive Loop Sling is a product intended for assisted transfer of residents with limited ability to move and require full or partially body support during transfers.
Invacare Rea AB | السويد | Sweden | ME0000002303SFDAA00003 | OCTAVE A2EB1 MA | MEDICAL BED OCTAVE | Medical Bed
Invacare Rea AB | السويد | Sweden | ME0000002303SFDAA00003 | OCTAVE A2EB1 MA | MEDICAL BED OCTAVE | Medical Bed
ArjoHuntleigh AB | السويد | Sweden | ME0000006924SFDAA00002 | Lifeguard | Lifeguard | Medical Trolley
ArjoHuntleigh AB | السويد | Sweden | ME0000001131SFDAA00075 | Arjo Strap Stretcher | Arjo Strap Stretcher | The Arjo Strap Stretcher is specially designed to lift a patient/resident in a supine position in hospital environments and long term care (LTC). This product is intended for assisted lateral transfer of patients/residents between surfaces of bed and stretcher. The Arjo Strap Stretcher allows caregivers to have access to provide wound for inspection and wound care.
Molnlycke Health Care AB | السويد | Sweden | ME0000012208SFDAA00001 | Barrier Scrub Suit | Scrub Suit | CE marked medical devices and are produced with low linting material in a controlled clean environment.
Invacare Rea AB | السويد | Sweden | ME0000002303SFDAA00004 | DOLOMITE JAZZ | DOLOMITE JAZZ | Rollator
ArjoHuntleigh AB | السويد | Sweden | ME0000009217SFDAA00016 | Oxygen Cylinder Holder | Medical Bed Accessories | Oxygen cylinder holder 140-151 mm
ArjoHuntleigh AB | السويد | Sweden | ME0000001131SFDAA00076 | Arjo Wipeable Standing C-Hook Sling | Arjo Wipeable Standing C-Hook Sling | The Arjo Wipeable Standing C- Hook sling is indicated to be used together with a lifting device to provided body support during raising to a standing position and short transfers of adult patients/residents. It is intended to be cleaned by means of wiping. The Arjo Wipeable Standing C- Hook Sling is intended to be used in Hospitals, nursing homes, assisted living and group homes, and for home care.
BraunAbility Europe AB | السويد | Sweden | ME0000001164SFDAA00023 | Carony | Car Wheelchair | wheelchair that lets the user stay seated in the wheelchair when moving into the car
BraunAbility Europe AB | السويد | Sweden | ME0000001166SFDAA00001 | TURNY | TURNY | The Turny Evo is a seat lift that moves the car seat completely outside the vehicle and lowers it down to your desired level
BraunAbility Europe AB | السويد | Sweden | ME0000001169SFDAA00001 | TURNOUT | TURNOUT | The Turnout is a swivel base designed for those who find it difficult to enter a vehicle or make a transfer from the wheelchair.
Invacare Rea AB | السويد | Sweden | ME0000002303SFDAA00005 | Octave | Electric Hospital Bed | Electric Hospital Bed
ArjoHuntleigh AB | السويد | Sweden | ME0000006652SFDAA00023 | MaxiSlide Flites 30" | Patient transfer sling mat | The MaxiSlide Flites is made of a nonwoven fabric coated with silicone.
Molnlycke Health Care AB | السويد | Sweden | ME0000001928SFDAA00006 | Barrier Drawstring Pants | Drawstring Pants | Drawstring Pants
CAMP SCANDINAVIA AB | السويد | Sweden | ME0000007454SFDAA00001 | KiddieGAIT | KiddieGAIT | Intended to support the foot/ankle comples in a more functional posture while allowing more normal ROM during the developmental years. Designed to support footdrop, gait deviations secondary to proprioceptive deficit (either unstable or low tone), toe-walking with no midfoot collapse, low tone crouch gait in conditions such as Spina Bifida, Cerebral Palsy, Muscular Dystrophy and Myelomeningocele.
CAMP SCANDINAVIA AB | السويد | Sweden | ME0000007454SFDAA00002 | KiddieROCKER | KiddieROCKER | Intended to support the foot/ankle comples in a more functional posture while allowing more normal ROM during the developmental years. Designed to support footdrop, gait deviations secondary to proprioceptive deficit (either unstable or low tone), toe-walking with no midfoot collapse, low tone crouch gait in conditions such as Spina Bifida, Cerebral Palsy, Muscular Dystrophy and Myelomeningocele.
Molnlycke Health Care AB | السويد | Sweden | ME0000000787SFDAA00002 | BARRIER ISOLATION GOWN WITH SLEEVE CUFFS | BARRIER ISOLATION GOWN WITH SLEEVE CUFFS | Wearing apparel or clothing
CAMP SCANDINAVIA AB | السويد | Sweden | ME0000007454SFDAA00003 | ToeOFF 2.0 | ToeOFF 2.0 | Intended to support a foot with impaired ability to actively dorsiflex, as well as when ability to perform push off is reduced. To manage footdrop and other ankle instabilities often associated with conditions such as Stroke, Multiple Sclerosis, Post Polio, Muscular Dystrophy, Spinal Cord Injuries, Traumatic Brain Injuries, Charcot-Marie-Tooth or Neuropathy. Also good for conditions such as Tibialis Tendon Dysfunction and Toe Amputations.
CAMP SCANDINAVIA AB | السويد | Sweden | ME0000007454SFDAA00004 | ToeOFF Flow 2½ | ToeOFF Flow 2½ | Intended to support a foot with impaired ability to actively dorsiflex, as well as when ability to perform push off is reduced. To manage footdrop and other ankle instabilities often associated with conditions such as Stroke, Multiple Sclerosis, Post Polio, Muscular Dystrophy, Spinal Cord Injuries, Traumatic Brain Injuries, Charcot-Marie-Tooth or Neuropathy. For the patients who benefits from more dynamics and ROM in A-P plane.
Molnlycke Health Care AB | السويد | Sweden | ME0000001989SFDAA00006 | Barreier Scrub Shirt | Scrub Shirt | Scrub Shirt
ArjoHuntleigh AB | السويد | Sweden | ME0000006924SFDAA00003 | DVT Garments | DVT Garments | Intermittent Venous Compression System
ArjoHuntleigh AB | السويد | Sweden | ME0000006652SFDAA00025 | MaxiSlide Flites 30" | Patient transfer sling mat | The MaxiSlide Flites is made of a nonwoven fabric coated with silicone.
Molnlycke Health Care AB | السويد | Sweden | ME0000015625SFDAA00001 | Epaderm Ointment | Epaderm Ointment | Epaderm Ointment
Molnlycke Health Care AB | السويد | Sweden | ME0000015626SFDAA00001 | Epaderm Junior Ointment | Epaderm Junior Ointment | Epaderm Junior Ointment
Gambro Lundia AB | السويد | Sweden | ME0000016169SFDAA00001 | CleanCart C | CleanCart C | CleanCart C
Molnlycke Health Care AB | السويد | Sweden | ME0000016564SFDAA00002 | Epaderm Ointment | Epaderm Ointment | Epaderm Ointment
Essity Hygiene and Health AB | السويد | Sweden | ME0000005527SFDAA00013 | Tena Lady Pants Discreet Plus XL | Single use Incontinence pants | Single use highly elastic stretch mesh under briefs designed to support absorbent pads with low capacity | تمنح تينا ليدي بانتس ديسكرست بلس الحماية الثلاثية ضد التسرب والرائحة والرطوبة
Molnlycke Health Care AB | السويد | Sweden | ME0000016561SFDAA00001 | Mölnlycke® Tortoise Turning and Positioning System | Mölnlycke® Tortoise Turning and Positioning System | Mölnlycke® Tortoise Turning and Positioning System
Molnlycke Health Care AB | السويد | Sweden | ME0000016831SFDAA00002 | Mölnlycke Barrier Scrub Shirt | Mölnlycke Barrier Scrub Shirt | Scrub Shirt
Molnlycke Health Care AB | السويد | Sweden | ME0000016807SFDAA00001 | Mölnlycke® Z-Flo™ Fluidized Positioner | Mölnlycke® Z-Flo™ Fluidized Positioner | Mölnlycke® Z-Flo™ Fluidized Positioner | تتكون أداة تحديد الموضع من وسط ممَّيع ُمكون من زيت سيليكون وكريات مجهرية مغلفة جميعها بطبقة خارجية رقيقة من البولي يوريثان. ويمكن تشكيل أداة تحديد الموضع ذات السطح المم َّيع لدعم الأشكال التشريحية والاحتياجات السريرية المتعددة.
Molnlycke Health Care AB | السويد | Sweden | ME0000016836SFDAA00001 | Mölnlycke Barrier Warm-Up Jacket | Mölnlycke Barrier Warm-Up Jacket | Warm-Up Jacket
Molnlycke Health Care AB | السويد | Sweden | ME0000016838SFDAA00001 | Barrier Filtering Half Mask | Barrier Filtering Half Mask | Filtering Half Mask
CAMP SCANDINAVIA AB | السويد | Sweden | ME0000007454SFDAA00014 | Boston Scoliosis Brace | Boston Scoliosis Brace | Boston Scoliosis Brace
CAMP SCANDINAVIA AB | السويد | Sweden | ME0000007454SFDAA00015 | Selection Wrist Orthosis children | Selection Wrist Orthosis children | Selection Wrist Orthosis children
CAMP SCANDINAVIA AB | السويد | Sweden | ME0000007454SFDAA00013 | CROSS Hyperextension Knee Orthosis | CROSS Hyperextension Knee Orthosis | CROSS Hyperextension Knee Orthosis
Molnlycke Health Care AB | السويد | Sweden | ME0000018813SFDAA00001 | Biogel Diagnostic | Biogel Diagnostic | Non-sterile natural rubber latex examination gloves
Molnlycke Health Care AB | السويد | Sweden | ME0000019603SFDAA00001 | Mölnlycke® Barrier® Nurses Cap, Basic | Mölnlycke® Barrier® Nurses Cap, Basic | Barrier Nurses Cap, Basic
Molnlycke Health Care AB | السويد | Sweden | ME0000019602SFDAA00001 | Mölnlycke®BARRIER® Surgical Hood with Sweatband, Extra Comfort | Mölnlycke®BARRIER® Surgical Hood with Sweatband, Extra Comfort | BARRIER Surgical Hood with Sweatband, Extra Comfort
Molnlycke Health Care AB | السويد | Sweden | ME0000016826SFDAA00001 | Mölnlycke Barrier Drawstring Pants | Mölnlycke Barrier Drawstring Pants | Drawstring Pants
Essity Hygiene and Health AB | السويد | Sweden | ME0000005527SFDAA00018 | TENA Bed Underpad Normal | Mattress cover | A material used as a physical barrier on a mattress, the construction of the cover combines a special therapeutic feature, the inclusion of Celliant fibres are intended to absorb the body's electromagnetic energy emissions (both heat and infrared) and return infrared energy back to the body to help increase blood flow, circulation and tissue oxygenation | توفّر حمايةً للأسرّة والكراسي ضد التسرب اللاإرادي
Sensodetect AB | السويد | Sweden | ME0000020478SFDAA00005 | Sensodetect BERA ABR Electrode Cables | Sensodetect BERA ABR Electrode Cables | Electrode Cables
Sensodetect AB | السويد | Sweden | ME0000020478SFDAA00004 | Sensodetect BERA | Sensodetect BERA | brainstem audiometer device
Molnlycke Health Care AB | السويد | Sweden | ME0000000787SFDAA00004 | Klinidrape® Shoe Cover | Klinidrape® Shoe Cover | Footwear protection cover
Molnlycke Health Care AB | السويد | Sweden | ME0000019601SFDAA00001 | Mölnlycke®Barrier®Surgical Gown Classic | Mölnlycke®Barrier®Surgical Gown Classic | Barrier Surgical Gown Classic
Nobel Biocare AB | السويد | Sweden | ME0000000934SFDAA00013 | Nobel Biocare/ Protection Analog | Laboratory Dental Instruments | Protection Analog M-u Bmk Syst WP 5/pkg | واقي لحماية زرعات الأسنان
Nobel Biocare AB | السويد | Sweden | ME0000000901SFDAA00001 | Nobel Biocare/ Lab Screw | Laboratory Dental Instruments | Lab Screw Multi-unit Bmk Syst WP, Lab Screw Implant Level Bmk Syst WP and Lab Screw Implant Level CC 3.0 | براغر تستخدم في زراعة الأسنان
Molnlycke Health Care AB | السويد | Sweden | ME0000002328SFDAA00001 | Mölnlycke® Mefix | Mölnlycke® Mefix | Mefix fabric
Medow AB | السويد | Sweden | ME0000001375SFDAA00004 | IV-bracelet Wristband | IV-braceletWristband | The IV-bracelet is to be used on patients to affix intravenous tubes, so that these will follow the patient's movements and also to reduce the risk that a tug on the tube misplaces or pulls the vascular access device out. The product must only be used for these purposes.
Essity Hygiene and Health AB | السويد | Sweden | ME0000005527SFDAA00023 | TENA Laminate Pants | Adult nappy | Adult nappy | حفاظات للكبار للسلس الخفيف و المتوسط
Sonesta Medical AB | السويد | Sweden | ME0000003573SFDAA00018 | Sonesta | Medical Chair | Gynaecology and urology table, AB with two electric motors for height and seat adjustments, manually controlled back section.
ArjoHuntleigh AB | السويد | Sweden | ME0000001131SFDAA00026 | Sling | Sling | Sling is a product intended for assisted transfer of patients/residents with limited ability to move
ArjoHuntleigh AB | السويد | Sweden | ME0000001131SFDAA00028 | Bariatic Slings | Bariatic Slings | The Bariatic Sling is a product intended for assisted transfer of bariatric patients/residents with limited ability to move and require full body support during transfer.
ArjoHuntleigh AB | السويد | Sweden | ME0000001131SFDAA00029 | Maxi 500 | Maxi 500 | The MAXI 500 floor lift has been designed to assist caregivers in hospitals, long‐term care, nursing homes and home care environments, including private homes.
ArjoHuntleigh AB | السويد | Sweden | ME0000001131SFDAA00030 | Maxi Roll | Maxi Roll | The Arjo MaxiSlide Sheets, MaxiTubes, MaxiSlide Sheets Flites, and MaxiTube Flites are sliding aids with ultra-low friction properties intended to support caregivers in transferring, moving and positioning in hospital environments, nursing homes, home care settings including private homes, or other healthcare facilities.
ArjoHuntleigh AB | السويد | Sweden | ME0000001131SFDAA00031 | Repositioning Slings | Repositioning Slings | Repositioning Sling / Disposable Repositioning Sling are products intended for assisted lateral repositioning and/or lateral transfer of patients/residents with limited ability to move.
ArjoHuntleigh AB | السويد | Sweden | ME0000001131SFDAA00032 | Sara Stedy Compact | Sara Stedy Compact | Sara Stedy is a mobile active lift with a safe working load (SWL) of 182 kg (400lb). It is intended to assist caregivers in hospitals, long-term care, nursing homes and home care environments, including private homes.
ArjoHuntleigh AB | السويد | Sweden | ME0000001131SFDAA00047 | Amputee Sling | Amputee Sling | It is intended for assisted transfer of single and double amputee residents with limited ability to move
ArjoHuntleigh AB | السويد | Sweden | ME0000001131SFDAA00038 | Passive Clip Sling | Passive Clip Sling | The Passive Clip Sling is a product intended for assisted transfer of patients/residents with limited ability to move. The Passive Clip Slings are intended to be used with Arjo lifters equipped with clip spreader bars only. The Passive Clip Sling is intended to be used in hospital environments, nursing homes, other healthcare facilities and home care.
ArjoHuntleigh AB | السويد | Sweden | ME0000001131SFDAA00033 | Walker | Walker | Walker is intended for therapeutic raising and walking training of adult residents under the supervision of trained caregivers with the adequate knowledge of the care environment, its common practises and procedures.
ArjoHuntleigh AB | السويد | Sweden | ME0000001131SFDAA00057 | DPS MANUAL QC | DPS MANUAL QC | Its an Accessories to the Maxi Sky 2 ceiling lift. The Maxi Sky 2 ceiling lift is designed to assist caregivers in hospitals, nursing homes or other assisted living centers, lifting patients with
ArjoHuntleigh AB | السويد | Sweden | ME0000001131SFDAA00051 | DPS Powered QC | DPS Powered QC | Its an Accessories to the Maxi Sky 2 ceiling lift. The Maxi Sky 2 ceiling lift is designed to assist caregivers in hospitals, nursing homes or other assisted living centres, lifting patients with reduced mobility
ArjoHuntleigh AB | السويد | Sweden | ME0000001131SFDAA00062 | Miranti | Miranti | Miranti is intended for lifting and transporting residents to and from a bathroom in a care facility and to assist with the bathing process.
ArjoHuntleigh AB | السويد | Sweden | ME0000001131SFDAA00058 | Hook spread bar QC | Hook spread bar QC | Its an Accessories to the Maxi Sky 2 ceiling lift. The Maxi Sky 2 ceiling lift is designed to assist caregivers in hospitals, nursing homes or other assisted living centers, lifting patients with
ArjoHuntleigh AB | السويد | Sweden | ME0000001131SFDAA00053 | Loop Medium Combi Spreader Bar | Spreader Bar | It is intended to be used under professional staff supervision in hospitals, nursing homes or other health care facilities where patient sits in a wheelchair, has no capacity to support himself, cannot stand unsupported and is not able to bear weight.
ArjoHuntleigh AB | السويد | Sweden | ME0000001131SFDAA00048 | Active Sling | Active Sling | It is intended for assisted transfer and rehabilitation of residents with limited ability to move
ArjoHuntleigh AB | السويد | Sweden | ME0000001131SFDAA00064 | Stretcher Combi | Stretcher Combi | It is intended to be used under professional staff supervision in hospitals, nursing homes or other health care facilities where patient sits in a wheelchair, has no capacity to support himself, cannot stand unsupported and is not able to bear weight.
ArjoHuntleigh AB | السويد | Sweden | ME0000001131SFDAA00052 | Maxi Twin | Maxi Twin | It is intended to be used with ArjoHuntleigh-supplied slings and stretchers that are designed to be used with Maxi Twin.
ArjoHuntleigh AB | السويد | Sweden | ME0000001131SFDAA00061 | Alenti | Alenti | Alenti is intended for lifting and transporting residents to and from a bathroom in a care facility and to assist with the bathing process.
ArjoHuntleigh AB | السويد | Sweden | ME0000001131SFDAA00068 | Passive Loop Sling | Passive Loop Sling | It is intended for assisted transfer of residents with limited ability to move and require full or partially body support during transfers.
ArjoHuntleigh AB | السويد | Sweden | ME0000001131SFDAA00059 | STRETCHER Frame QC | STRETCHER Frame QC | Its an Accessories to the Maxi Sky 2 ceiling lift. The Maxi Sky 2 ceiling lift is designed to assist caregivers in hospitals, nursing homes or other assisted living centers, lifting patients with
ArjoHuntleigh AB | السويد | Sweden | ME0000001131SFDAA00054 | Powered DPS Combi Spreader Bar | Powered DPS Combi Spreader Bar | It is intended to be used under professional staff supervision in hospitals, nursing homes or other health care facilities where patient sits in a wheelchair, has no capacity to support himself, cannot stand unsupported and is not able to bear weight.
ArjoHuntleigh AB | السويد | Sweden | ME0000001131SFDAA00049 | Toilet Sling | Toilet Sling | It is intended to help support patients while toileting, when used solely in conjunction with ArjoHuntleigh patient lifts fitted with a four point tilting frame
ArjoHuntleigh AB | السويد | Sweden | ME0000001131SFDAA00034 | Sara Flex | Sara Flex | Sara Flex is a mobile standing and raising aid, with a Safe Working Load of 200kg (440 lb), intended to assist caregivers in hospitals, long-term care, nursing homes and home care environments, including private homes, to lift and transfer patients/residents from one place to another e.g. to and/or from a chair, wheelchair, bed side, bath, shower/commode chair or toilet.
ArjoHuntleigh AB | السويد | Sweden | ME0000001131SFDAA00070 | Sara Stedy | Sara Stedy | Sara Stedy is a mobile active lift with a safe working load (SWL) of 182 kg (400lb). It is intended to assist caregivers in hospitals, long-term care, nursing homes and home care environments, including private homes.
ArjoHuntleigh AB | السويد | Sweden | ME0000001131SFDAA00045 | Walking Jacket | Walking Jacket | It is intended for assisted transfer and rehabilitation of residents with limited ability to move and to be used together with Arjohuntleigh lift devices.
ArjoHuntleigh AB | السويد | Sweden | ME0000001131SFDAA00069 | Stretcher Sling | Stretcher Sling | It is intended for assisted lateral transfer of residents with limited ability to move from a supine position and designed for use with a stretcher frame.
ArjoHuntleigh AB | السويد | Sweden | ME0000001131SFDAA00063 | Bolero | Bolero | Bolero is intended for lifting and transporting residents to and from a bathroom in a care facility and to assist with the bathing process.
ArjoHuntleigh AB | السويد | Sweden | ME0000001131SFDAA00056 | Manual DPS Combi | Manual DPS Combi | It is intended to be used under professional staff supervision in hospitals, nursing homes or other health care facilities where patient sits in a wheelchair, has no capacity to support himself, cannot stand unsupported and is not able to bear weight.
ArjoHuntleigh AB | السويد | Sweden | ME0000001131SFDAA00060 | Calypso | Calypso | intended for lifting and transporting residents to and from a bathroom in a care facility and to assist with the bathing process.
ArjoHuntleigh AB | السويد | Sweden | ME0000001131SFDAA00065 | Passive Loop Sling | Passive Loop Sling | It is intended for assisted transfer of residents with limited ability to move and require full or partially body support during transfers.
Molnlycke Health Care AB | السويد | Sweden | ME0000007982SFDAA00003 | Molnlycke Static Air Heel Protector | Molnlycke Static Air Heel Protector | Static Air Heel Protector
ArjoHuntleigh AB | السويد | Sweden | ME0000001131SFDAA00067 | Concerto | Concerto | Intended for assessed hygiene care, especially showering and bathing residents in care environments.
ArjoHuntleigh AB | السويد | Sweden | ME0000001131SFDAA00071 | Minstrel | Minstrel | The Minstrel is a mobile passive hoist. It is intended for use on horizontal floors in hospitals, nursing and care homes and at home.
ArjoHuntleigh AB | السويد | Sweden | ME0000001131SFDAA00043 | Active Sling | Active Sling | The Active Sling is a product intended for assisted transfer and rehabilitation of residents with limited ability to move. It shoud be used together with ArjoHuntleigh lift devices.
ArjoHuntleigh AB | السويد | Sweden | ME0000001131SFDAA00035 | Sara plus | Sara Plus | The Sara Plus is a standing and raising aid for short transfers of residents/patients e.g. raising from bed and transfer to wheelchairs, or from wheelchair to toilet. This equipment is also suitable for rehab exercises including walking training when the footboard and kneepad are removed. Transfers with the Sara Plus are made indoors in the resident’s/patient’s room, treatment rooms, in communal areas or in a bathroom. The Sara Plus is intended to be used in hospitals, nursing homes or other health care facilities for different categories of residents/patients. The Sara Plus is intended to be used with specifically designed Arjo slings. When using the transfer/walking sling for the transfer, the Safe Working Load is 140 kg (308 lbs). When using the same sling for walking practice the Safe Working Load is 190 kg (420 lbs).
ArjoHuntleigh AB | السويد | Sweden | ME0000001131SFDAA00066 | Maxi Move | Maxi Move | It is intended to be used under professional staff supervision in hospitals, nursing homes or other health care facilities where patient sits in a wheelchair, has no capacity to support himself, cannot stand unsupported and is not able to bear weight.
Invacare Rea AB | السويد | Sweden | ME0000002303SFDAA00014 | Rea Clematis Pro E-tilt | Rea Clematis Pro E-tilt | wheelchair | كرسي بعجلات
ArjoHuntleigh AB | السويد | Sweden | ME0000001131SFDAA00072 | Active Sling | Active Sling | It is intended for assisted transfer and rehabilitation of residents with limited ability to move.
Getinge Disinfection AB | السويد | Sweden | ME0000014920SFDAA00003 | Drying Cabinet | Drying Cabinet | Drying Cabinet
Molnlycke Health Care AB | السويد | Sweden | ME0000000920SFDAA00001 | Barrier Surgical Hood | Barrier Surgical Hood | Barrier Surgical Hood
Molnlycke Health Care AB | السويد | Sweden | ME0000000921SFDAA00001 | Molnlycke tubifast two way stretch tubular bandage | Molnlycke tubifast two way stretch tubular bandage | Barrier Surgical Hood
Molnlycke Health Care AB | السويد | Sweden | ME0000000921SFDAA00003 | Tubigrip | Tubigrip | Tubigrip
Molnlycke Health Care AB | السويد | Sweden | ME0000000920SFDAA00002 | Clean Air Suit Shirt | Clean Air Suit Shirt | Clean Air Suit Shirt
Molnlycke Health Care AB | السويد | Sweden | ME0000000934SFDAA00001 | BARRIER Medical Face Mask | BARRIER Medical Face Mask | Face mask
Molnlycke Health Care AB | السويد | Sweden | ME0000000750SFDAA00003 | Mepitac | Mepitac | Mepitac
Molnlycke Health Care AB | السويد | Sweden | ME0000000921SFDAA00007 | Tubifast Two way stretch garments | Tubifast Two way stretch garments | Tubifast Two way stretch garments
Molnlycke Health Care AB | السويد | Sweden | ME0000000920SFDAA00005 | Klinidrape Shoe Cover | Klinidrape Shoe Cover | Shoe Cover
Svenska Dentorama AB | السويد | Sweden | ME0000002617SFDAA00001 | Dentorama Celluloid Crown Forms | Celluloid Crown Forms | mold for the construction of temporary crowns
Care of Sweden AB | السويد | Sweden | ME0000003999SFDAA00003 | CuroCell UNO | CuroCell UNO | medical mattress used to prevent and treat pressure ulcers , equipped by automatic control unit with a large touch screen panel | مرتبة طبية تستخدم في الحماية و العلاج من قرحات الضغط(الفراش)
Cochlear Bone Anchord Solutions AB | السويد | Sweden | ME0000001654SFDAA00031 | SP Magnet 2 | SP Magnet | The external sound processor magnet (SP Magnet) is part of the Baha Attract system. The SP Magnet is placed on top of the skin and attaches to a Baha sound processor. It couples transcutaneously to the internal implant magnet. SP Magnet is available in six (6) different strengths to cater for different patient needs with regards to skin thickness and daily activities.
Cochlear Bone Anchord Solutions AB | السويد | Sweden | ME0000001654SFDAA00071 | Cochlear Baha Remote Control 2, EU | Cochlear Baha Remote Control 2 | "The Cochlear Baha Remote Control 2 can adjust the sound processor in accordance with the settings selected by the hearing care professional."
Cochlear Bone Anchord Solutions AB | السويد | Sweden | ME0000001654SFDAA00067 | Indicator for Baha 5 Superpower, Connect System | Indicator for Baha 5 Superpower | The Indicator for Baha 5 SuperPower is a medical device used to identify the correct position of the BI300 implant when a Baha 5 SuperPower Sound Processor shall be used.
Cochlear Bone Anchord Solutions AB | السويد | Sweden | ME0000001654SFDAA00063 | Baha SoundArc, Medium | Baha SoundArc | The Baha SoundArc is designed to sit over the ears and be worn behind the head, with the sound processor attached on to the Connector disc. It is available in five (5) sizes (XS, S, M, L, XL) and is delivered as an assembled unilateral version, with the possibility to assemble a bilateral version by using a second Connector disc. Coloured tips are available separately in colour kits
Cochlear Bone Anchord Solutions AB | السويد | Sweden | ME0000001654SFDAA00058 | Baha 5 SuperPower Earhook+ (Large, Carbon) | Baha 5 SuperPower Earhook+ | Baha 5 SuperPower Earhook+ keeps the sound processing unit in place when used in the UTE position. It comes in medium and large sizes and in four different colors.
Cochlear Bone Anchord Solutions AB | السويد | Sweden | ME0000001654SFDAA00070 | Cochlear Wireless Phone Clip, EU | Cochlear Wireless Phone Clip | "The Cochlear Wireless Phone Clip is intended to further improve audibility during phone conversation."
Cochlear Bone Anchord Solutions AB | السويد | Sweden | ME0000001654SFDAA00066 | Baha SoundArc, Connector disc | Baha SoundArc | The Baha SoundArc is designed to sit over the ears and be worn behind the head, with the sound processor attached on to the Connector disc. It is available in five (5) sizes (XS, S, M, L, XL) and is delivered as an assembled unilateral version, with the possibility to assemble a bilateral version by using a second Connector disc. Coloured tips are available separately in colour kits
Cochlear Bone Anchord Solutions AB | السويد | Sweden | ME0000001654SFDAA00062 | Baha SoundArc, Small | Baha SoundArc | The Baha SoundArc is designed to sit over the ears and be worn behind the head, with the sound processor attached on to the Connector disc. It is available in five (5) sizes (XS, S, M, L, XL) and is delivered as an assembled unilateral version, with the possibility to assemble a bilateral version by using a second Connector disc. Coloured tips are available separately in colour kits
Cochlear Bone Anchord Solutions AB | السويد | Sweden | ME0000001654SFDAA00061 | Baha 5 SuperPower Earhook+ (Large, Maize) | Baha 5 SuperPower Earhook+ | Baha 5 SuperPower Earhook+ keeps the sound processing unit in place when used in the UTE position. It comes in medium and large sizes and in four different colors.
Cochlear Bone Anchord Solutions AB | السويد | Sweden | ME0000001654SFDAA00056 | Baha 5 SuperPower Earhook+ (Medium, Mocha) | Baha 5 SuperPower Earhook+ | Baha 5 SuperPower Earhook+ keeps the sound processing unit in place when used in the UTE position. It comes in medium and large sizes and in four different colors.
Cochlear Bone Anchord Solutions AB | السويد | Sweden | ME0000001654SFDAA00048 | Abutment inserter | Reusable instruments and Instrument case | The reusable instruments, essentially made of stainless steel, are intended for use in a surgical environment during the placement of bone conduction hearing implants and bone anchored craniofacial prosthesis. They are provided non-sterile and must be cleaned and sterilized before use.
Cochlear Bone Anchord Solutions AB | السويد | Sweden | ME0000001654SFDAA00044 | Baha SoundArc Hair Matching Colour Kit | Baha SoundArc | Coloured tips are available separately in colour kits
Cochlear Bone Anchord Solutions AB | السويد | Sweden | ME0000001654SFDAA00038 | Baha 5 SuperPower Earhook 2+ XS | Baha 5 SuperPower Earhook 2+ | "Baha 5 SuperPower Earhook 2+: The Baha 5 SuperPower Earhook 2+ is an accessory that enables the recipient to wear the Baha 5 SuperPower sound processor in an “under the ear” (UTE) position."
Cochlear Bone Anchord Solutions AB | السويد | Sweden | ME0000001654SFDAA00034 | SP Magnet 5 | SP Magnet | The external sound processor magnet (SP Magnet) is part of the Baha Attract system. The SP Magnet is placed on top of the skin and attaches to a Baha sound processor. It couples transcutaneously to the internal implant magnet. SP Magnet is available in six (6) different strengths to cater for different patient needs with regards to skin thickness and daily activities.
Cochlear Bone Anchord Solutions AB | السويد | Sweden | ME0000001654SFDAA00030 | SP Magnet 1 | SP Magnet | The external sound processor magnet (SP Magnet) is part of the Baha Attract system. The SP Magnet is placed on top of the skin and attaches to a Baha sound processor. It couples transcutaneously to the internal implant magnet. SP Magnet is available in six (6) different strengths to cater for different patient needs with regards to skin thickness and daily activities.
Cochlear Bone Anchord Solutions AB | السويد | Sweden | ME0000001654SFDAA00026 | Baha Softband bilateral, Black | Baha Softband | The Baha Softband combines an elastic band with a connector disc to which the Baha sound processor is attached. It is available in both unilateral (one Connector disc) and bilateral (two Connector discs) versions. It is possible to adjust the size with the sliders and fit head circumferences from 36 cm to 62 cm. To improve comfort and sound transmission, a Baha Softband soft pad should be attached to the Connector Disc(s). Baha Softband is presented in 8 colours.
Cochlear Bone Anchord Solutions AB | السويد | Sweden | ME0000001654SFDAA00019 | Baha Softband unilateral, Blonde | Baha Softband | The Baha Softband combines an elastic band with a connector disc to which the Baha sound processor is attached. It is available in both unilateral (one Connector disc) and bilateral (two Connector discs) versions. It is possible to adjust the size with the sliders and fit head circumferences from 36 cm to 62 cm. To improve comfort and sound transmission, a Baha Softband soft pad should be attached to the Connector Disc(s). Baha Softband is presented in 8 colours.
Cochlear Bone Anchord Solutions AB | السويد | Sweden | ME0000001654SFDAA00015 | Baha Softband unilateral, Light blue | Baha Softband | The Baha Softband combines an elastic band with a connector disc to which the Baha sound processor is attached. It is available in both unilateral (one Connector disc) and bilateral (two Connector discs) versions. It is possible to adjust the size with the sliders and fit head circumferences from 36 cm to 62 cm. To improve comfort and sound transmission, a Baha Softband soft pad should be attached to the Connector Disc(s). Baha Softband is presented in 8 colours.
Cochlear Bone Anchord Solutions AB | السويد | Sweden | ME0000001654SFDAA00007 | Screwdriver UniGrip 95mm | Reusable instruments and Instrument case | The reusable instruments, essentially made of stainless steel, are intended for use in a surgical environment during the placement of bone conduction hearing implants and bone anchored craniofacial prosthesis. They are provided non-sterile and must be cleaned and sterilized before use.
Cochlear Bone Anchord Solutions AB | السويد | Sweden | ME0000001654SFDAA00003 | Machine Screwdriver 20mm UniGrip | Reusable instruments and Instrument case | The reusable instruments, essentially made of stainless steel, are intended for use in a surgical environment during the placement of bone conduction hearing implants and bone anchored craniofacial prosthesis. They are provided non-sterile and must be cleaned and sterilized before use.
Cochlear Bone Anchord Solutions AB | السويد | Sweden | ME0000001654SFDAA00005 | Machine Screwdriver abutment | Reusable instruments and Instrument case | The reusable instruments, essentially made of stainless steel, are intended for use in a surgical environment during the placement of bone conduction hearing implants and bone anchored craniofacial prosthesis. They are provided non-sterile and must be cleaned and sterilized before use.
Cochlear Bone Anchord Solutions AB | السويد | Sweden | ME0000001654SFDAA00006 | Screwdriver Unigrip 20mm | Reusable instruments and Instrument case | The reusable instruments, essentially made of stainless steel, are intended for use in a surgical environment during the placement of bone conduction hearing implants and bone anchored craniofacial prosthesis. They are provided non-sterile and must be cleaned and sterilized before use.
Cochlear Bone Anchord Solutions AB | السويد | Sweden | ME0000001654SFDAA00009 | Drill Indicator for WS-75 and Osscora | Reusable instruments and Instrument case | The reusable instruments, essentially made of stainless steel, are intended for use in a surgical environment during the placement of bone conduction hearing implants and bone anchored craniofacial prosthesis. They are provided non-sterile and must be cleaned and sterilized before use.
Cochlear Bone Anchord Solutions AB | السويد | Sweden | ME0000001654SFDAA00010 | Counter torque wrench for Vistafix® VXA300 | Reusable instruments and Instrument case | The reusable instruments, essentially made of stainless steel, are intended for use in a surgical environment during the placement of bone conduction hearing implants and bone anchored craniofacial prosthesis. They are provided non-sterile and must be cleaned and sterilized before use.
Cochlear Bone Anchord Solutions AB | السويد | Sweden | ME0000001654SFDAA00013 | Soft tissue gauge 6 mm | Reusable instruments and Instrument case | The reusable instruments, essentially made of stainless steel, are intended for use in a surgical environment during the placement of bone conduction hearing implants and bone anchored craniofacial prosthesis. They are provided non-sterile and must be cleaned and sterilized before use.
Cochlear Bone Anchord Solutions AB | السويد | Sweden | ME0000001654SFDAA00014 | Baha Softband unilateral, Pink | Baha Softband | The Baha Softband combines an elastic band with a connector disc to which the Baha sound processor is attached. It is available in both unilateral (one Connector disc) and bilateral (two Connector discs) versions. It is possible to adjust the size with the sliders and fit head circumferences from 36 cm to 62 cm. To improve comfort and sound transmission, a Baha Softband soft pad should be attached to the Connector Disc(s). Baha Softband is presented in 8 colours.
Cochlear Bone Anchord Solutions AB | السويد | Sweden | ME0000001654SFDAA00017 | Baha Softband unilateral, Brown | Baha Softband | The Baha Softband combines an elastic band with a connector disc to which the Baha sound processor is attached. It is available in both unilateral (one Connector disc) and bilateral (two Connector discs) versions. It is possible to adjust the size with the sliders and fit head circumferences from 36 cm to 62 cm. To improve comfort and sound transmission, a Baha Softband soft pad should be attached to the Connector Disc(s). Baha Softband is presented in 8 colours.
Cochlear Bone Anchord Solutions AB | السويد | Sweden | ME0000001654SFDAA00021 | Baha Softband unilateral, Jungle | Baha Softband | The Baha Softband combines an elastic band with a connector disc to which the Baha sound processor is attached. It is available in both unilateral (one Connector disc) and bilateral (two Connector discs) versions. It is possible to adjust the size with the sliders and fit head circumferences from 36 cm to 62 cm. To improve comfort and sound transmission, a Baha Softband soft pad should be attached to the Connector Disc(s). Baha Softband is presented in 8 colours.
Cochlear Bone Anchord Solutions AB | السويد | Sweden | ME0000001654SFDAA00018 | Baha Softband unilateral, Black | Baha Softband | The Baha Softband combines an elastic band with a connector disc to which the Baha sound processor is attached. It is available in both unilateral (one Connector disc) and bilateral (two Connector discs) versions. It is possible to adjust the size with the sliders and fit head circumferences from 36 cm to 62 cm. To improve comfort and sound transmission, a Baha Softband soft pad should be attached to the Connector Disc(s). Baha Softband is presented in 8 colours.
Cochlear Bone Anchord Solutions AB | السويد | Sweden | ME0000001654SFDAA00022 | Baha Softband bilateral, Pink | Baha Softband | The Baha Softband combines an elastic band with a connector disc to which the Baha sound processor is attached. It is available in both unilateral (one Connector disc) and bilateral (two Connector discs) versions. It is possible to adjust the size with the sliders and fit head circumferences from 36 cm to 62 cm. To improve comfort and sound transmission, a Baha Softband soft pad should be attached to the Connector Disc(s). Baha Softband is presented in 8 colours.
Cochlear Bone Anchord Solutions AB | السويد | Sweden | ME0000001654SFDAA00025 | Baha Softband bilateral, Brown | Baha Softband | The Baha Softband combines an elastic band with a connector disc to which the Baha sound processor is attached. It is available in both unilateral (one Connector disc) and bilateral (two Connector discs) versions. It is possible to adjust the size with the sliders and fit head circumferences from 36 cm to 62 cm. To improve comfort and sound transmission, a Baha Softband soft pad should be attached to the Connector Disc(s). Baha Softband is presented in 8 colours.
Cochlear Bone Anchord Solutions AB | السويد | Sweden | ME0000001654SFDAA00029 | Baha Softband bilateral, Jungle | Baha Softband | The Baha Softband combines an elastic band with a connector disc to which the Baha sound processor is attached. It is available in both unilateral (one Connector disc) and bilateral (two Connector discs) versions. It is possible to adjust the size with the sliders and fit head circumferences from 36 cm to 62 cm. To improve comfort and sound transmission, a Baha Softband soft pad should be attached to the Connector Disc(s). Baha Softband is presented in 8 colours.
Cochlear Bone Anchord Solutions AB | السويد | Sweden | ME0000001654SFDAA00033 | SP Magnet 4 | SP Magnet | The external sound processor magnet (SP Magnet) is part of the Baha Attract system. The SP Magnet is placed on top of the skin and attaches to a Baha sound processor. It couples transcutaneously to the internal implant magnet. SP Magnet is available in six (6) different strengths to cater for different patient needs with regards to skin thickness and daily activities.
Cochlear Bone Anchord Solutions AB | السويد | Sweden | ME0000001654SFDAA00037 | Baha 5 Sound Processor Tamper-proof battery door 3 pcs | Tamper-proof battery door | "The sound processors’ standard battery door can be replaced by a tamper resistant door to prevent unintentional access to the battery. The Baha 5 Sound Processor Tamper-proof battery door 3 pcs is available as accessory and are compatible with the Baha 5 SP. "
Cochlear Bone Anchord Solutions AB | السويد | Sweden | ME0000001654SFDAA00024 | Baha Softband bilateral, Dark blue | Baha Softband | The Baha Softband combines an elastic band with a connector disc to which the Baha sound processor is attached. It is available in both unilateral (one Connector disc) and bilateral (two Connector discs) versions. It is possible to adjust the size with the sliders and fit head circumferences from 36 cm to 62 cm. To improve comfort and sound transmission, a Baha Softband soft pad should be attached to the Connector Disc(s). Baha Softband is presented in 8 colours.
Cochlear Bone Anchord Solutions AB | السويد | Sweden | ME0000001654SFDAA00028 | Baha Softband bilateral, Red | Baha Softband | The Baha Softband combines an elastic band with a connector disc to which the Baha sound processor is attached. It is available in both unilateral (one Connector disc) and bilateral (two Connector discs) versions. It is possible to adjust the size with the sliders and fit head circumferences from 36 cm to 62 cm. To improve comfort and sound transmission, a Baha Softband soft pad should be attached to the Connector Disc(s). Baha Softband is presented in 8 colours.
Cochlear Bone Anchord Solutions AB | السويد | Sweden | ME0000001654SFDAA00032 | SP Magnet 3 | SP Magnet | The external sound processor magnet (SP Magnet) is part of the Baha Attract system. The SP Magnet is placed on top of the skin and attaches to a Baha sound processor. It couples transcutaneously to the internal implant magnet. SP Magnet is available in six (6) different strengths to cater for different patient needs with regards to skin thickness and daily activities.
Cochlear Bone Anchord Solutions AB | السويد | Sweden | ME0000001654SFDAA00036 | Baha Softband soft pad | Baha Softband | To improve comfort and sound transmission, a Baha Softband soft pad should be attached to the Connector Disc(s)
Cochlear Bone Anchord Solutions AB | السويد | Sweden | ME0000001654SFDAA00040 | Baha 5 SuperPower Earhook 2+ M | Baha 5 SuperPower Earhook 2+ | "Baha 5 SuperPower Earhook 2+: The Baha 5 SuperPower Earhook 2+ is an accessory that enables the recipient to wear the Baha 5 SuperPower sound processor in an “under the ear” (UTE) position."
Cochlear Bone Anchord Solutions AB | السويد | Sweden | ME0000001654SFDAA00043 | Instrument case | Reusable instruments and Instrument case | The reusable instruments, essentially made of stainless steel, are intended for use in a surgical environment during the placement of bone conduction hearing implants and bone anchored craniofacial prosthesis. They are provided non-sterile and must be cleaned and sterilized before use.
Cochlear Bone Anchord Solutions AB | السويد | Sweden | ME0000001654SFDAA00047 | Indicator for Baha | Reusable instruments and Instrument case | The reusable instruments, essentially made of stainless steel, are intended for use in a surgical environment during the placement of bone conduction hearing implants and bone anchored craniofacial prosthesis. They are provided non-sterile and must be cleaned and sterilized before use.
Cochlear Bone Anchord Solutions AB | السويد | Sweden | ME0000001654SFDAA00060 | Baha 5 SuperPower Earhook+ (Large, Mocha) | Baha 5 SuperPower Earhook+ | Baha 5 SuperPower Earhook+ keeps the sound processing unit in place when used in the UTE position. It comes in medium and large sizes and in four different colors.
Cochlear Bone Anchord Solutions AB | السويد | Sweden | ME0000001654SFDAA00065 | Baha SoundArc, Extra Large | Baha SoundArc | The Baha SoundArc is designed to sit over the ears and be worn behind the head, with the sound processor attached on to the Connector disc. It is available in five (5) sizes (XS, S, M, L, XL) and is delivered as an assembled unilateral version, with the possibility to assemble a bilateral version by using a second Connector disc. Coloured tips are available separately in colour kits
Cochlear Bone Anchord Solutions AB | السويد | Sweden | ME0000001654SFDAA00069 | Cochlear Wireless TV Streamer, EU | Cochlear Wireless TV Streamer | "The Cochlear Wireless TV Streamer is intended to further improve audibility when watching television or listening to sound from other audio device. "
Cochlear Bone Anchord Solutions AB | السويد | Sweden | ME0000001654SFDAA00039 | Baha 5 SuperPower Earhook 2+S | Baha 5 SuperPower Earhook 2+ | "Baha 5 SuperPower Earhook 2+: The Baha 5 SuperPower Earhook 2+ is an accessory that enables the recipient to wear the Baha 5 SuperPower sound processor in an “under the ear” (UTE) position."
Cochlear Bone Anchord Solutions AB | السويد | Sweden | ME0000001654SFDAA00041 | Baha 5 SuperPower Earhook 2+ L | Baha 5 SuperPower Earhook 2+ | "Baha 5 SuperPower Earhook 2+: The Baha 5 SuperPower Earhook 2+ is an accessory that enables the recipient to wear the Baha 5 SuperPower sound processor in an “under the ear” (UTE) position."
Cochlear Bone Anchord Solutions AB | السويد | Sweden | ME0000001654SFDAA00045 | Baha SoundArc Fun Colour Kit | Baha SoundArc | Coloured tips are available separately in colour kits
Cochlear Bone Anchord Solutions AB | السويد | Sweden | ME0000001654SFDAA00052 | Cochlear™ Baha® 6 Max Battery Door - Tamper resistant | Baha 6 Max Battery Door - Tamper Resistant | "The tamper resistant battery door is an option to prevent the accidental opening of the battery door. This is particularly useful to prevent children, and other recipients in need of supervision, from accidentally accessing the battery"
Cochlear Bone Anchord Solutions AB | السويد | Sweden | ME0000001654SFDAA00025 | Baha Softband bilateral, Brown | Baha Softband | The Baha Softband combines an elastic band with a connector disc to which the Baha sound processor is attached. It is available in both unilateral (one Connector disc) and bilateral (two Connector discs) versions. It is possible to adjust the size with the sliders and fit head circumferences from 36 cm to 62 cm. To improve comfort and sound transmission, a Baha Softband soft pad should be attached to the Connector Disc(s). Baha Softband is presented in 8 colours.
Cochlear Bone Anchord Solutions AB | السويد | Sweden | ME0000001654SFDAA00029 | Baha Softband bilateral, Jungle | Baha Softband | The Baha Softband combines an elastic band with a connector disc to which the Baha sound processor is attached. It is available in both unilateral (one Connector disc) and bilateral (two Connector discs) versions. It is possible to adjust the size with the sliders and fit head circumferences from 36 cm to 62 cm. To improve comfort and sound transmission, a Baha Softband soft pad should be attached to the Connector Disc(s). Baha Softband is presented in 8 colours.
Cochlear Bone Anchord Solutions AB | السويد | Sweden | ME0000001654SFDAA00033 | SP Magnet 4 | SP Magnet | The external sound processor magnet (SP Magnet) is part of the Baha Attract system. The SP Magnet is placed on top of the skin and attaches to a Baha sound processor. It couples transcutaneously to the internal implant magnet. SP Magnet is available in six (6) different strengths to cater for different patient needs with regards to skin thickness and daily activities.
Cochlear Bone Anchord Solutions AB | السويد | Sweden | ME0000001654SFDAA00049 | Implant inserter | Reusable instruments and Instrument case | The reusable instruments, essentially made of stainless steel, are intended for use in a surgical environment during the placement of bone conduction hearing implants and bone anchored craniofacial prosthesis. They are provided non-sterile and must be cleaned and sterilized before use.
Cochlear Bone Anchord Solutions AB | السويد | Sweden | ME0000001654SFDAA00057 | Baha 5 SuperPower Earhook+ (Medium, Maize) | Baha 5 SuperPower Earhook+ | Baha 5 SuperPower Earhook+ keeps the sound processing unit in place when used in the UTE position. It comes in medium and large sizes and in four different colors.
Cochlear Bone Anchord Solutions AB | السويد | Sweden | ME0000001654SFDAA00035 | SP Magnet 6 | SP Magnet | The external sound processor magnet (SP Magnet) is part of the Baha Attract system. The SP Magnet is placed on top of the skin and attaches to a Baha sound processor. It couples transcutaneously to the internal implant magnet. SP Magnet is available in six (6) different strengths to cater for different patient needs with regards to skin thickness and daily activities.
Cochlear Bone Anchord Solutions AB | السويد | Sweden | ME0000001654SFDAA00004 | Machine Screwdriver 25mm UniGrip | Reusable instruments and Instrument case | The reusable instruments, essentially made of stainless steel, are intended for use in a surgical environment during the placement of bone conduction hearing implants and bone anchored craniofacial prosthesis. They are provided non-sterile and must be cleaned and sterilized before use.
Cochlear Bone Anchord Solutions AB | السويد | Sweden | ME0000001654SFDAA00020 | Baha Softband unilateral, Red | Baha Softband | The Baha Softband combines an elastic band with a connector disc to which the Baha sound processor is attached. It is available in both unilateral (one Connector disc) and bilateral (two Connector discs) versions. It is possible to adjust the size with the sliders and fit head circumferences from 36 cm to 62 cm. To improve comfort and sound transmission, a Baha Softband soft pad should be attached to the Connector Disc(s). Baha Softband is presented in 8 colours.
Cochlear Bone Anchord Solutions AB | السويد | Sweden | ME0000001654SFDAA00008 | Connection to handpiece | Reusable instruments and Instrument case | The reusable instruments, essentially made of stainless steel, are intended for use in a surgical environment during the placement of bone conduction hearing implants and bone anchored craniofacial prosthesis. They are provided non-sterile and must be cleaned and sterilized before use.
Cochlear Bone Anchord Solutions AB | السويد | Sweden | ME0000001654SFDAA00016 | Baha Softband unilateral, Dark blue | Baha Softband | The Baha Softband combines an elastic band with a connector disc to which the Baha sound processor is attached. It is available in both unilateral (one Connector disc) and bilateral (two Connector discs) versions. It is possible to adjust the size with the sliders and fit head circumferences from 36 cm to 62 cm. To improve comfort and sound transmission, a Baha Softband soft pad should be attached to the Connector Disc(s). Baha Softband is presented in 8 colours.
Cochlear Bone Anchord Solutions AB | السويد | Sweden | ME0000001654SFDAA00012 | Implant magnet template | Reusable instruments and Instrument case | The reusable instruments, essentially made of stainless steel, are intended for use in a surgical environment during the placement of bone conduction hearing implants and bone anchored craniofacial prosthesis. They are provided non-sterile and must be cleaned and sterilized before use.
Cochlear Bone Anchord Solutions AB | السويد | Sweden | ME0000001654SFDAA00023 | Baha Softband bilateral, Light blue | Baha Softband | The Baha Softband combines an elastic band with a connector disc to which the Baha sound processor is attached. It is available in both unilateral (one Connector disc) and bilateral (two Connector discs) versions. It is possible to adjust the size with the sliders and fit head circumferences from 36 cm to 62 cm. To improve comfort and sound transmission, a Baha Softband soft pad should be attached to the Connector Disc(s). Baha Softband is presented in 8 colours.
Cochlear Bone Anchord Solutions AB | السويد | Sweden | ME0000001654SFDAA00050 | Counter torque wrench | Reusable instruments and Instrument case | The reusable instruments, essentially made of stainless steel, are intended for use in a surgical environment during the placement of bone conduction hearing implants and bone anchored craniofacial prosthesis. They are provided non-sterile and must be cleaned and sterilized before use.
Cochlear Bone Anchord Solutions AB | السويد | Sweden | ME0000001654SFDAA00055 | Baha 5 SuperPower Earhook+ (Medium, Smoke) | Baha 5 SuperPower Earhook+ | Baha 5 SuperPower Earhook+ keeps the sound processing unit in place when used in the UTE position. It comes in medium and large sizes and in four different colors.
Cochlear Bone Anchord Solutions AB | السويد | Sweden | ME0000001654SFDAA00027 | Baha Softband bilateral, Blonde | Baha Softband | The Baha Softband combines an elastic band with a connector disc to which the Baha sound processor is attached. It is available in both unilateral (one Connector disc) and bilateral (two Connector discs) versions. It is possible to adjust the size with the sliders and fit head circumferences from 36 cm to 62 cm. To improve comfort and sound transmission, a Baha Softband soft pad should be attached to the Connector Disc(s). Baha Softband is presented in 8 colours.
Cochlear Bone Anchord Solutions AB | السويد | Sweden | ME0000001654SFDAA00053 | Cochlear Wireless Mini Microphone 2+ EU | Wireless Accessories | The Cochlear Wireless Mini Microphone 2+ is intended to be a wireless remote microphone or connection to an audio device for a compatible Cochlear sound processor.
Cochlear Bone Anchord Solutions AB | السويد | Sweden | ME0000001654SFDAA00072 | Cochlear Wireless Mini Microphone 2+ EU | Cochlear Wireless Mini Microphone 2+ | "The Cochlear Wireless Mini Microphone 2+ is intended to further improve audibility of speech and or other sounds."
Cochlear Bone Anchord Solutions AB | السويد | Sweden | ME0000001654SFDAA00064 | Baha SoundArc, Large | Baha SoundArc | The Baha SoundArc is designed to sit over the ears and be worn behind the head, with the sound processor attached on to the Connector disc. It is available in five (5) sizes (XS, S, M, L, XL) and is delivered as an assembled unilateral version, with the possibility to assemble a bilateral version by using a second Connector disc. Coloured tips are available separately in colour kits
Cochlear Bone Anchord Solutions AB | السويد | Sweden | ME0000001654SFDAA00068 | Indicator for Baha 5 Superpower, Attract System | Indicator for Baha 5 Superpower | The Indicator for Baha 5 SuperPower is a medical device used to identify the correct position of the BIM400 implant when a Baha 5 SuperPower Sound Processor shall be used.
Cochlear Bone Anchord Solutions AB | السويد | Sweden | ME0000001654SFDAA00046 | Bone bed indicator 14 mm | Reusable instruments and Instrument case | The reusable instruments, essentially made of stainless steel, are intended for use in a surgical environment during the placement of bone conduction hearing implants and bone anchored craniofacial prosthesis. They are provided non-sterile and must be cleaned and sterilized before use.
Cochlear Bone Anchord Solutions AB | السويد | Sweden | ME0000001654SFDAA00042 | Baha SoundArc Extra Small | Baha SoundArc | The Baha SoundArc is designed to sit over the ears and be worn behind the head, with the sound processor attached on to the Connector disc. It is available in five (5) sizes (XS, S, M, L, XL) and is delivered as an assembled unilateral version, with the possibility to assemble a bilateral version by using a second Connector disc. Coloured tips are available separately in colour kits
Cochlear Bone Anchord Solutions AB | السويد | Sweden | ME0000001654SFDAA00046 | Bone bed indicator 14 mm | Reusable instruments and Instrument case | The reusable instruments, essentially made of stainless steel, are intended for use in a surgical environment during the placement of bone conduction hearing implants and bone anchored craniofacial prosthesis. They are provided non-sterile and must be cleaned and sterilized before use.
Cochlear Bone Anchord Solutions AB | السويد | Sweden | ME0000001654SFDAA00054 | Baha 5 SuperPower Earhook+ (Medium, Carbon) | Baha 5 SuperPower Earhook+ | Baha 5 SuperPower Earhook+ keeps the sound processing unit in place when used in the UTE position. It comes in medium and large sizes and in four different colors.
Cochlear Bone Anchord Solutions AB | السويد | Sweden | ME0000001654SFDAA00059 | Baha 5 SuperPower Earhook+ (Large, Smoke) | Baha 5 SuperPower Earhook+ | Baha 5 SuperPower Earhook+ keeps the sound processing unit in place when used in the UTE position. It comes in medium and large sizes and in four different colors.
Cochlear Bone Anchord Solutions AB | السويد | Sweden | ME0000001654SFDAA00051 | Raspatorium/Probe | Reusable instruments and Instrument case | The reusable instruments, essentially made of stainless steel, are intended for use in a surgical environment during the placement of bone conduction hearing implants and bone anchored craniofacial prosthesis. They are provided non-sterile and must be cleaned and sterilized before use.
TePe Munhygienprodukter AB | السويد | Sweden | ME0000001942SFDAA00004 | TePe Interdental Brush - Original ISO 0-8 | Interdental Brush | Interdental brushes are highly effective in removing dental plaque between teeth. The user-friendly handle offers a stable grip which enables cleaning with controlled movements. | فرشاة صغيرة لتنظيف الاكل و الترسبات بين السنان
TePe Munhygienprodukter AB | السويد | Sweden | ME0000001942SFDAA00005 | TePe Interdental Brush Angle - ISO Size 0-5 | Interdental Brush | Interdental brushes are highly effective in removing dental plaque between teeth. The user-friendly handle offers a stable grip which enables cleaning with controlled movements. | فرشاة صغيرة زاوية لتنظيف الاكل و الترسبات بين السنان
Gestenco International AB | السويد | Sweden | ME0000001501SFDAA00003 | DENTAL RETRACTOR | DENTAL RETRACTOR | Lip & Cheek retractors are used for Orthodontic treatment or for Photography.
TePe Munhygienprodukter AB | السويد | Sweden | ME0000001942SFDAA00007 | TePe Toothbrush | Toothbrush | Toothbrushes to clean the teeth with different sizes, shapes, colors, and angles with different softness | فرشاة لتنظيف الاكل و الطبقات من الاسنان
TePe Munhygienprodukter AB | السويد | Sweden | ME0000001942SFDAA00009 | TePe GOOD Tongue Cleaner | Tongue Scraper | designed to clean the coating on the upper surface of the tongue | ينظف اللسان
TePe Munhygienprodukter AB | السويد | Sweden | ME0000001942SFDAA00008 | TePe Dental Floss | Dental Floss | Dental floss for between the teeth to remove food particles and plaque | خيط اسنان لتنظيف بقاية الاكل من بين الاسنان
Molnlycke Health Care AB | السويد | Sweden | ME0000000347SFDAA00005 | Molnlycke® Z-Flex™ Heel Boot | Fluidized Heel Boot | Z-Flex™ Heel Boot
Molnlycke Health Care AB | السويد | Sweden | ME0000000353SFDAA00056 | Mölnlycke® Tortoise® Turning and Positioning System | Fluidized Positioner | Tortoise® Turning and Positioning System
Molnlycke Health Care AB | السويد | Sweden | ME0000000350SFDAA00012 | Mölnlycke® Z-Flo™ Fluidized Positioner | Positioner | Z-Flo™ Fluidized Positioner
Molnlycke Health Care AB | السويد | Sweden | ME0000007981SFDAA00022 | Molnlycke Static Air Seat Cushion | Molnlycke Static Air Seat Cushion | Static Air Seat Cushion | NA
Hammarplast Medical AB | السويد | Sweden | ME0000002516SFDAA00001 | Double Autoclavable cuff | Tourniquet autoclavable cuffs double baby small
GETINGE International AB | السويد | Sweden | ME0000003743SFDAA00001 | Getinge Clean | Detergents
GETINGE International AB | السويد | Sweden | ME0000003743SFDAA00002 | Getinge Clean | Detergents
GETINGE International AB | السويد | Sweden | ME0000003743SFDAA00003 | Getinge Clean | Detergents
GETINGE International AB | السويد | Sweden | ME0000003743SFDAA00004 | Getinge Clean | Detergents
GETINGE International AB | السويد | Sweden | ME0000003743SFDAA00005 | Getinge Clean | Detergents
GETINGE International AB | السويد | Sweden | ME0000003743SFDAA00006 | Getinge Clean | Detergents
GETINGE International AB | السويد | Sweden | ME0000003743SFDAA00007 | Getinge Clean | Detergents
GETINGE International AB | السويد | Sweden | ME0000003743SFDAA00008 | Getinge Clean | Detergents
GETINGE International AB | السويد | Sweden | ME0000003743SFDAA00009 | Getinge Clean | Detergents
GETINGE International AB | السويد | Sweden | ME0000003743SFDAA00010 | Getinge Clean | Detergents
GETINGE International AB | السويد | Sweden | ME0000003743SFDAA00011 | Getinge Clean | Detergents
GETINGE International AB | السويد | Sweden | ME0000003743SFDAA00012 | Getinge Clean | Detergents
ArjoHuntleigh AB | السويد | Sweden | ME0000001131SFDAA00001 | Pentaflex | Therapeutic Support
Getinge Disinfection AB | السويد | Sweden | ME0000001253SFDAA00001 | Drying Cabinet | Drying Cabinet
ArjoHuntleigh AB | السويد | Sweden | ME0000001131SFDAA00003 | Simulflex MR 4 way | Therapeutic Support
ArjoHuntleigh AB | السويد | Sweden | ME0000001131SFDAA00004 | LGMAT/10 | Mattress
Getinge Disinfection AB | السويد | Sweden | ME0000001253SFDAA00002 | Getinge Clean | Detergents
ArjoHuntleigh AB | السويد | Sweden | ME0000001131SFDAA00006 | Enterprise 8000X | Therapeutic Support
ArjoHuntleigh AB | السويد | Sweden | ME0000001131SFDAA00007 | Enterprise 5000X | Therapeutic Support
Mediroyal Nordic AB | السويد | Sweden | ME0000004136SFDAA00001 | Mediroyal X back support | Back support
Essity Hygiene and Health AB | السويد | Sweden | ME0000005527SFDAA00002 | TENA Slip Premium | Adult nappy |  | حماية ضد السلس البولي
Essity Hygiene and Health AB | السويد | Sweden | ME0000005527SFDAA00003 | TENA Pants Extra | Single use Incontinence pants |  | تمنح تينا بانتس إكسترا الحماية الثلاثية ضد التسرب والرائحة والرطوبة
Essity Hygiene and Health AB | السويد | Sweden | ME0000005527SFDAA00004 | TENA Silh Lady Pant Disc Plus L | Single use Incontinence pants |  | تمنح تينا ليدي بانتس ديسكرست بلس الحماية الثلاثية ضد التسرب والرائحة والرطوبة
Essity Hygiene and Health AB | السويد | Sweden | ME0000005527SFDAA00005 | TENA BED NORMAL | Mattress cover |  | توفّر حمايةً للأسرّة والكراسي ضد التسرب اللاإرادي
Essity Hygiene and Health AB | السويد | Sweden | ME0000005527SFDAA00006 | TENA SLIP PLUS | Adult nappy |  | حماية ضد السلس الغزير, ينصح للعناية بطريح الفراش, للإستعمال اليومي في النهار والليل, للرجال والنساء.
Essity Hygiene and Health AB | السويد | Sweden | ME0000005527SFDAA00007 | TENA SLIP MAXI | Adult nappy |  | حماية ضد السلس الغزير, ينصح للعناية بطريح الفراش, للإستعمال اليومي في النهار والليل, للرجال والنساء
Essity Hygiene and Health AB | السويد | Sweden | ME0000005527SFDAA00008 | TENA SLIP SUPER | Adult nappy |  | حماية ضد السلس الغزير, ينصح للعناية بطريح الفراش, للإستعمال اليومي في النهار والليل, للرجال والنساء
Essity Hygiene and Health AB | السويد | Sweden | ME0000005527SFDAA00009 | TENA SLIP BARIATRIC | Adult nappy |  | صمّمت تينا سليب بارياتريك خصيصاً للنساء والرجال الذين يعانون من السمنة المفرطة السلس المتوسط إلى العزير.
Essity Hygiene and Health AB | السويد | Sweden | ME0000005527SFDAA00010 | TENA FLEX PLUS | Adult nappy |  | تينا فلكس هي حفاضة ذو تصميم ميتكر يحتوي على حزام مثبت لجعل عملية الارتداء والتغيير أسهل وأنسب بالإضافة إلى توفير الراحة والتناسب التام على الجسد حماية ضد السلس الغزير
Essity Hygiene and Health AB | السويد | Sweden | ME0000005527SFDAA00011 | TENA PANTS NORMAL | Single use Incontinence pants |  | منتج على شكل اللباس الداخلي المعتاد صمم للأشخاص القادرين على الحركة والذين يعانون من سلس البول المتوسط والغزير
Essity Hygiene and Health AB | السويد | Sweden | ME0000005527SFDAA00012 | TENA Lady Pants Plus | Single use Incontinence pants |  | مصممة خصيصا للنساء النشيطات لحماية يومية سرية من التسرب
Circassia AB | السويد | Sweden | ME0000006251SFDAA00001 | NIOX Vero Filter | Filter
Circassia AB | السويد | Sweden | ME0000006251SFDAA00002 | NIOX VERO Nasal Kit | Nasal Kit
LJUNGBERG&KOGEL/ ABELKO INNOVATION | السويد | Sweden | ME0000007737SFDAA00001 | Hemosealer | Hemosealer
Invacare Rea AB | السويد | Sweden | ME0000002303SFDAA00001 | Dolomite Step Up | walking Table
Minitube AB | السويد | Sweden | ME0000001707SFDAA00001 | TEMPORAL | TEMPORAL
Molnlycke Health Care AB | السويد | Sweden | ME0000000920SFDAA00006 | Barrier Nurses Cap | Barrier Nurses Cap
Invacare Rea AB | السويد | Sweden | ME0000002303SFDAA00002 | Medical Bed Octave | Medical Bed/Octave
Ascom (Sweden) AB | السويد | Sweden | ME0000003415SFDAA00001 | Mobile Monitoring Gateway (MMG) | Mobile Monitoring Gateway (MMG)
ArjoHuntleigh AB | السويد | Sweden | ME0000001131SFDAA00008 | Lower Leg Strap | General - Purpose Patient Lifting Sling/Harness
ArjoHuntleigh AB | السويد | Sweden | ME0000001131SFDAA00009 | Stretcher Sling | General purpose patient lifting sling
ArjoHuntleigh AB | السويد | Sweden | ME0000001131SFDAA00011 | Bariatric Sling | General Purpose Patient Lifting System Sling
ArjoHuntleigh AB | السويد | Sweden | ME0000001131SFDAA00013 | Active Sling | Active Sling
ArjoHuntleigh AB | السويد | Sweden | ME0000001131SFDAA00014 | Passive Clip Sling | Sling
ArjoHuntleigh AB | السويد | Sweden | ME0000001131SFDAA00015 | Bariatric sling | Sling
ArjoHuntleigh AB | السويد | Sweden | ME0000001131SFDAA00018 | Amputee Sling | General purpose patient lighting sling
ArjoHuntleigh AB | السويد | Sweden | ME0000001131SFDAA00019 | Passive Loop Sling | General purpose patient lifting sling
ArjoHuntleigh AB | السويد | Sweden | ME0000001131SFDAA00022 | Passive loop slings | General purpose patient lifting sling
Nobel Biocare AB | السويد | Sweden | ME0000009271SFDAA00001 | Branemark System Zygoma Surgical Kit | Branemark System Zygoma Surgical Kit
Nobel Biocare AB | السويد | Sweden | ME0000009271SFDAA00002 | Position Locator Kit NB On1 & MUA | Position Locator Kit NB On1 & MUA
Nobel Biocare AB | السويد | Sweden | ME0000009271SFDAA00003 | Position Locator Kit NB Tri-Channel | Position Locator Kit NB Tri-Channel
Nobel Biocare AB | السويد | Sweden | ME0000009271SFDAA00004 | Position Locator Kit Nobel Biocare Conical Connection | Position Locator Kit NB CC
Nobel Biocare AB | السويد | Sweden | ME0000009271SFDAA00005 | Position Locator Kit NB External Hex | Position Locator Kit NB External Hex
LJUNGBERG&KOGEL/ ABELKO INNOVATION | السويد | Sweden | ME0000007737SFDAA00002 | Biosealer | Power Unit
LJUNGBERG&KOGEL/ ABELKO INNOVATION | السويد | Sweden | ME0000007737SFDAA00003 | Blood mixer | Blood registration data
Autoadapt AB | السويد | Sweden | ME0000010538SFDAA00001 | Carony | Car Wheelchair
Autoadapt AB | السويد | Sweden | ME0000010538SFDAA00002 | TURNY | TURNY
Autoadapt AB | السويد | Sweden | ME0000010538SFDAA00003 | CAROSPEED | CAROSPEED
Autoadapt AB | السويد | Sweden | ME0000010538SFDAA00004 | TURNOUT | TURNOUT
Molnlycke Health Care AB | السويد | Sweden | ME0000000921SFDAA00002 | Tubinette | Tubinette
Molnlycke Health Care AB | السويد | Sweden | ME0000000921SFDAA00004 | Tubigrip ADJUSTABLE LUMBAR/ABDOMINAL SUPPORT | Tubigrip ADJUSTABLE LUMBAR/ABDOMINAL SUPPORT
Hollister Incorporated | السويد | Sweden | ME0000000926SFDAA00001 | Adapt Medical Adhesive | Adapt Medical Adhesive
Molnlycke Health Care AB | السويد | Sweden | ME0000000921SFDAA00005 | Tubigrip Arthropad | Tubigrip Arthropad
Molnlycke Health Care AB | السويد | Sweden | ME0000000921SFDAA00006 | Brevet TX | Brevet TX
Molnlycke Health Care AB | السويد | Sweden | ME0000000750SFDAA00002 | Brevet | Brevet
Molnlycke Health Care AB | السويد | Sweden | ME0000000750SFDAA00004 | Brennen Skin Graft Mesher | Brennen Skin Graft Mesher
Molnlycke Health Care AB | السويد | Sweden | ME0000000920SFDAA00003 | Barrier Protective Apron | Protective Apron
Invivo, a division of Philips Medical Systems | السويد | Sweden | ME0000009230SFDAA00001 | Kit, Water Trap, EtCO2, 3160 | Breathing circuit condensate tap, reusable (GMDN:31286)
ArjoHuntleigh AB | السويد | Sweden | ME0000001131SFDAA00016 | Walking Jacket | General purpose patient lifting sling
ArjoHuntleigh AB | السويد | Sweden | ME0000001131SFDAA00017 | Passive Loop Sling | General purpose patient lifting sling
ArjoHuntleigh AB | السويد | Sweden | ME0000001131SFDAA00020 | Toilet Sling | General purpose patient lifting sling
ArjoHuntleigh AB | السويد | Sweden | ME0000001131SFDAA00021 | Active Sling | General purpose patient lifting sling
SVENSKA DENTORAMA AB | السويد | Sweden | ME0000011791SFDAA00001 | Svenska Dentorama | Plastic Dappen Dishes
SVENSKA DENTORAMA AB | السويد | Sweden | ME0000011791SFDAA00002 | Svenska Dentorama | Cheek Retractor
Unfors RaySafe AB | السويد | Sweden | ME0000004041SFDAA00001 | RaySafe Real-time Display 868.3 MHz | Raysafe I3 dosimiter Radiological Assurance
ArjoHuntleigh AB | السويد | Sweden | ME0000001131SFDAA00005 | AtmosAIR V series | MATTRESS, FLOTATION THERAPY, NON-POWERED
Stille AB | السويد | Sweden | ME0000006260SFDAA00001 | Operating Table Imagi Q2 | Operating Table Imagi Q2 | Operating Table Imagi Q2
Stille AB | السويد | Sweden | ME0000006260SFDAA00002 | Medstone | Medstone | Medstone
Kanmed AB | السويد | Sweden | ME0000010952SFDAA00001 | Kanmed warming cabinet | Kanmed warming cabinet | Warming Cabinet for Fluids and Blankets. Perfect when you want both blankets and fluids close to your working stations. Also very suitable for smaller Clinics and veterinary hospitals.
Kanmed AB | السويد | Sweden | ME0000010952SFDAA00001 | Kanmed warming cabinet | Kanmed warming cabinet | Warming Cabinet for Fluids and Blankets. Perfect when you want both blankets and fluids close to your working stations. Also very suitable for smaller Clinics and veterinary hospitals.
Pharmacure Health Care International AB | السويد | Sweden | ME0000012489SFDAA00001 | Nozovent | Nozovent | Anti Snoring Spray | بخاخ نوزوفينت ضد الشخير
Hermes Medical Solutions AB | السويد | Sweden | ME0000005359SFDAA00002 | Gold SMART Workstation (WS) | Image management system | Image management system
ETAC Supply Center AB | السويد | Sweden | ME0000015631SFDAA00001 | Relax Shower Seat | Relax Shower Seat | Shower Seat | كرسي تروش مع سانديد
LifeClean International AB | السويد | Sweden | ME0000019684SFDAA00001 | DISINFECTANT | DISINFECTANT | Disinfection against bacteria viruses and spores
ETAC Supply Center AB | السويد | Sweden | ME0000015631SFDAA00002 | Commode Chair | Commode Chair | Commode Chair
CAMP SCANDINAVIA AB | السويد | Sweden | ME0000007454SFDAA00016 | S.O.T. Resting splint | S.O.T. Resting splint | Resting splint for hands in need of support for resting and stretching
LifeClean International AB | السويد | Sweden | ME0000019684SFDAA00002 | LifeClean | LIFECLEAN DISINFECTANT CONCENTRATE | Disinfection against bacteria viruses spores
Essity Hygiene and Health AB | السويد | Sweden | ME0000005527SFDAA00019 | TENA Slip | Adult nappy | Adult nappy | تمنح تينا سلِيب الحماية الثلاثية ضد التسرب والرائحة والرطوبة
Essity Hygiene and Health AB | السويد | Sweden | ME0000005527SFDAA00020 | TENA Slip Stretch | Adult nappy | Adult Diaper for heavy to very heavy and/or double incontinence. | حفاظات للكبار للسلس الثقيل الي الثقيل جدا او سلس البول المزدوج
Essity Hygiene and Health AB | السويد | Sweden | ME0000005527SFDAA00021 | TENA Incontinence Female Liners | Adult nappy | Adult Diaper for light incontinence | حفاظات للكبار للسلس البولي
Essity Hygiene and Health AB | السويد | Sweden | ME0000005527SFDAA00022 | TENA Incontinence Female Pads | Adult nappy | Adult Diaper for light incontinence | حفاظات للكبار للسلس البولي
Medow AB | السويد | Sweden | ME0000001375SFDAA00005 | IV-bracelet Tube fastener | IV-bracelet Tube fastener | Device to a x intravenous tubes to the patient. Is only to be used together with IV-bracelet wristband
Ortrud Medical AB | السويد | Sweden | ME0000003043SFDAA00001 | tournIQ | Medical tourniquet | tournIQ applies controlled pressure on a limb
PANTHERA AB | السويد | Sweden | ME0000013342SFDAA00001 | Bambino Wheelchair | Bambino Wheelchair | Panthera Bambino 3 wheelchairs are built for children who need a manual dynamic wheelchair for everyday use. | كرسي متحرك بامبينو
PANTHERA AB | السويد | Sweden | ME0000013342SFDAA00004 | U3 Lightweight Active wheelchair | Lightweight Active wheelchair | Significantly lighter than folding wheelchairs, they often allow the wheelchair user to independently drive and transport their own wheelchair without needing assistance. | كرسي متحرك خفيف الوزن
PANTHERA AB | السويد | Sweden | ME0000013342SFDAA00003 | S3 Active Wheelchair | Active Wheelchair | Significantly lighter than folding wheelchairs, they often allow the wheelchair user to independently drive and transport their own wheelchair without needing assistance. | كرسي متحرك رياضي
PANTHERA AB | السويد | Sweden | ME0000013342SFDAA00005 | Panthera X Lightweight Active wheelchair | Lightweight Active wheelchair | Significantly lighter than folding wheelchairs, they often allow the wheelchair user to independently drive and transport their own wheelchair without needing assistance. | كرسي متحرك خفيف الوزن
TR Equipment AB | السويد | Sweden | ME0000006764SFDAA00001 | TR Equipment | TR EQUIPMENT SHOWER EQUIPMENT | battery-operated Shower Chair.
Mölnlycke Health Care AB | السويد | Sweden | ME0000006151SFDAA00002 | Barrier Surgical Hood | Barrier Surgical Hood | Head wear
Molnlycke Health Care AB | السويد | Sweden | ME0000007295SFDAA00002 | Epaderm Ointment | Epaderm Ointment | Epaderm Ointment is a rich emollient formulated with clinically proven ingredients that moisturise the skin. Free from fragrances, colourings and preservatives making it great for managing a wide range of dry skin conditions and is suitable for babies and children.
Molnlycke Health Care AB | السويد | Sweden | ME0000007296SFDAA00002 | Epaderm Junior ointment | Epaderm Junior ointment | Epaderm Ointment is a rich emollient formulated with clinically proven ingredients that moisturise the skin. Free from fragrances, colourings and preservatives making it great for managing a wide range of dry skin conditions and is suitable for babies and children.
PANTHERA AB | السويد | Sweden | ME0000013342SFDAA00002 | Panthera Bambino 3 G517 Active Wheelchair | Active Wheelchair | For children about 4-12 years who need the optimal everyday wheelchair. | كرسي متحرك
Essity Hygiene and Health AB | السويد | Sweden | ME0000005527SFDAA00027 | TENA Pants Unisex | Incontinence pants, single use | Incontinence pants, single use | سروال سلس البول للاستخدام مرة واحدة
Essity Hygiene and Health AB | السويد | Sweden | ME0000005527SFDAA00026 | TENA Flex | Adult nappy | Adult nappy | حفاظات للكبار للسلس المعتدل الي الشديد
Essity Hygiene and Health AB | السويد | Sweden | ME0000005527SFDAA00025 | TENA Bed | Absorbent underpad | Absorbent underpad for light to medium incontinence | مفرش امتصاص للسلس الخفيف الي المتوسط
Essity Hygiene and Health AB | السويد | Sweden | ME0000005527SFDAA00028 | TENA Slip | Adult nappy | Adult nappy | حفاظات للكبار للسلس الثقيل الي الثقيل جدا و / او سلس البول المذدوج
Essity Hygiene and Health AB | السويد | Sweden | ME0000005527SFDAA00029 | TENA Slip Stretch | Adult nappy | Adult Diaper for heavy to very heavy and/ or double incontinence | حفاظات للكبار للسلس الثقيل الي الثقيل جدا و / او سلس البول المذدوج
Molnlycke Health Care AB | السويد | Sweden | ME0000000750SFDAA00001 | Mepitac | Mepitac | Unique layer
Molnlycke Health Care AB | السويد | Sweden | ME0000000920SFDAA00004 | Clean Air Suit Trousers | Clean Air Suit Trousers | Suit Trousers
ArjoHuntleigh AB | السويد | Sweden | ME0000001131SFDAA00077 | 2-POINT LOOP SPREADER BAR | 2-POINT LOOP SPREADER BAR | The Maxi 500 floor lift has been designed to assist caregivers in hospitals, long-term care, nursing homes and home care environments, including private homes It is intended for lifting patients with reduced mobility for the following purposes : Transferring to or from adjacent location, such as chair, wheelchair, bed, bath, toilet, floor or stretcher. Assisting patient with tasks such as toiletings.
ArjoHuntleigh AB | السويد | Sweden | ME0000001131SFDAA00079 | Maxi Slide Sheet Long | Maxi Slide | The Arjo Maxi slide sheets, Maxi Tubes, Maxi slide Sheets Flites and Maxi Tube Fliles are sliding aids with ultra-low friction properties intended to support caregivers n transferring, moving and positioning in hospital environments, nursing homes, nome care settings including private homes, or other healthcare facilities. rrhe Maxi Slide Sheets Flites and Maxi Tube Flites are disposable and for single patient use only.
Ascom (Sweden) AB | السويد | Sweden | ME0000003415SFDAA00031 | MMG | Mobile Monitoring Gateway (MMG) | Mobile Monitoring Gateway (MMG)
ArjoHuntleigh AB | السويد | Sweden | ME0000001131SFDAA00080 | Belt | Sara Plus Accessory | Belt is an accessory used for ensuring the lower parts of the patients' leg stay in close proximity to the Proactive Pad for correct lifting procedure. The strap is held in position in relationship to the Proactuve Pad.
ArjoHuntleigh AB | السويد | Sweden | ME0000001131SFDAA00078 | Hooks Spreader Bar Cambi | Maxi Move | Maxi Move is a mobile, passive lift with removable spreader bar. Maxi Move is part of a series of quality products intended to be assist caregivers in hospitals, long- term care, nursing homes and home care environments, including private homes where the patients/residents: Sits in wheelchair, Has no capacity to support himself/herself, Cannot stand unsupported and is not able to bear weight; not even partially, Is dependent on the caregiver in most situations.
ArjoHuntleigh AB | السويد | Sweden | ME0000001131SFDAA00081 | Maxi Sky 2 Accessories | Kwiktrack Exchanger | it is part of series of quality products designed especially for hospitals, long-term care, nursing homes and home care environments, including private homes. The KWIKtrak exchanger, par1 of the KWIKtrak rail system is designed to allow the celling lift to pass from a rail path to another.
ArjoHuntleigh AB | السويد | Sweden | ME0000001131SFDAA00082 | Maxi Sky 2 Accessories | Kwiktrak Gate | KWIKtrak Gate system is a track !accessory to be used with the KWIKtrak track system land a fixed ceiling lift in a homecare setting, at nursing homes and other assisted living centers. The gate system allows the ceiling lift to travel from a mobile track to fixed track and vice versa
ArjoHuntleigh AB | السويد | Sweden | ME0000001131SFDAA00085 | TRACK | Maxi Sky 2 Accessories | It is intended to be used as a temporary or permanen1 free standing system from which to transfer patients using one Arjo's ceiling lifts. It is intended to be used in long-term care, nursing homes and home care environments, including private homes or other health care settings.
ArjoHuntleigh AB | السويد | Sweden | ME0000001131SFDAA00084 | KwikTrak turn table | Kwiktrak turntable | it is part of the Kwiktrak track system, is designed to allow the ceiling life to pass from a track path to another, for use in hospitals ., long-term care, nursing homes and home care . environments, including private homes
Essity Hygiene and Health AB | السويد | Sweden | ME0000005527SFDAA00030 | TENA Flex | Adult nappy | Adult nappy | حفاظات للكبار للسلس المعتدل الي الشديد
Shanghai Kinmed Import and Export Co Ltd | الصين | China | ME0000002804SFDAA00001 | ELASTIC BANDAGE | ELASTIC BANDAGE | An elastic bandage is a stretchable bandage
Shanghai Kinmed Import and Export Co Ltd | الصين | China | ME0000002804SFDAA00001 | ELASTIC BANDAGE | ELASTIC BANDAGE | An elastic bandage is a stretchable bandage
Carl Zeiss Suzhou Co.,Ltd | الصين | China | ME0000003677SFDAA00002 | OPMI LUMERA 300 | OPMI LUMERA 300 | Surgical Microscope
Changyi MoCare Non woven Products Co Ltd | الصين | China | ME0000005168SFDAA00001 | Disposable Ear Thermometer Probe Covers | Disposable Ear Thermometer Probe Covers | Disposable Ear Thermometer Probe Covers use to help prevent the spread of germs these probe covers are easy to use and safe and sanitary
Changyi MoCare Non woven Products Co Ltd | الصين | China | ME0000005168SFDAA00001 | Disposable Ear Thermometer Probe Covers | Disposable Ear Thermometer Probe Covers | Disposable Ear Thermometer Probe Covers use to help prevent the spread of germs these probe covers are easy to use and safe and sanitary
Changyi MoCare Non woven Products Co Ltd | الصين | China | ME0000005168SFDAA00002 | Examination Gloves | Examination Gloves | examination gloves used during medical examinations and procedures to help prevent cross contamination between caregivers and patients
Changyi MoCare Non woven Products Co Ltd | الصين | China | ME0000005168SFDAA00002 | Examination Gloves | Examination Gloves | examination gloves used during medical examinations and procedures to help prevent cross contamination between caregivers and patients
Changyi MoCare Non woven Products Co Ltd | الصين | China | ME0000005168SFDAA00003 | Gauze Rolls | Gauze Rolls | gauze rolls are a useful utility product in a kit can be used for padding protection bloode spill wound dressing applying antiseptic etc
Changyi MoCare Non woven Products Co Ltd | الصين | China | ME0000005168SFDAA00003 | Gauze Rolls | Gauze Rolls | gauze rolls are a useful utility product in a kit can be used for padding protection bloode spill wound dressing applying antiseptic etc
Changyi MoCare Non woven Products Co Ltd | الصين | China | ME0000005168SFDAA00004 | Gauze Swabs | Gauze swabs | Gauze Swabs are a useful utility product in a kit can be used for padding protection blood spill wound dressing applying antiseptic ETC
Changyi MoCare Non woven Products Co Ltd | الصين | China | ME0000005168SFDAA00004 | Gauze Swabs | Gauze swabs | Gauze Swabs are a useful utility product in a kit can be used for padding protection blood spill wound dressing applying antiseptic ETC
Changyi MoCare Non woven Products Co Ltd | الصين | China | ME0000005168SFDAA00005 | Caps | Caps | it is a head cover which is used either for the patient or nursing during a surgical examination or surgery to keep the nurse s or the patient s hair neatly in place
Changyi MoCare Non woven Products Co Ltd | الصين | China | ME0000005168SFDAA00007 | Prep Pads | Prep Pads | It is a non woven swab with antiseptic used to clean the skin before injection also used to clean the skin around the sample wounds
Lyncmed Medical Technology (Beijing) Co., Ltd. | الصين | China | ME0000005427SFDAA00001 | Non Sterile Examination Nitrile Gloves powder free | Nitrile Gloves, powder free | Non Sterile Examination Nitrile Gloves powder free | Non Sterile Examination Nitrile Gloves powder free
Lyncmed Medical Technology (Beijing) Co., Ltd. | الصين | China | ME0000005427SFDAA00002 | Non sterile Vinyl examination gloves powder free | Non Powdered vinyl examination glove | Used to protected clinical staff hands from fluid or bacterial contamination.
Lyncmed Medical Technology (Beijing) Co., Ltd. | الصين | China | ME0000005427SFDAA00002 | Non sterile Vinyl examination gloves powder free | Non Powdered vinyl examination glove | Used to protected clinical staff hands from fluid or bacterial contamination.
Lyncmed Medical Technology (Beijing) Co., Ltd. | الصين | China | ME0000005427SFDAA00004 | Non sterile Isolation gown | Isolation gown | Non sterile Isolation gown
Lyncmed Medical Technology (Beijing) Co., Ltd. | الصين | China | ME0000005427SFDAA00005 | Non Sterile Examination latex Gloves powder free | latex Gloves powder free | Non Sterile Examination latex Gloves powder free
Lyncmed Medical Technology (Beijing) Co., Ltd. | الصين | China | ME0000005427SFDAA00006 | Cap | Cap | Head protection cover
Lyncmed Medical Technology (Beijing) Co., Ltd. | الصين | China | ME0000005427SFDAA00008 | Shoe Cover | Shoe Cover | Foot protection cover
Unimed Medical Supplies Inc | الصين | China | ME0000005718SFDAA00001 | One piece ECG Monitor cable ECG Monitor Lead Wire ECG Monitor Trunk cable EKG Diagnosis Lead Wire O | ELECTROCARDIOGRAPH ECG CABLE ECG TRUNK CABLE ECG LEADWIRE ECG ELECTRODE | One piece ECG Monitor cable ECG Monitor Lead Wire ECG Monitor Trunk cable EKG Diagnosis Lead Wire O
Shanghai Mediworks Precision Instrument Co. | الصين | China | ME0000006799SFDAA00001 | Slitlamp Microscope | Biomicroscope Slitlamp | Slit lamp microscope
YANGZHOU SUPER UNION MEDICAL MATERIAL CO. LTD | الصين | China | ME0000009370SFDAA00012 | SUGAMA | NON STERILE GAUZE SWABS | NON STERILE GAUZE SWABS SIZE 10*10cm and 5*5CM | مسحات شاش طبية غير معقمة
Caretek (China) Medical PLC | الصين | China | ME0000012706SFDAA00017 | Caretek | Caretek | Electric Bed
Shenzhen Upnmed Equipment Co.,Ltd | الصين | China | ME0000006184SFDAA00002 | NIBP CUFF | NIBP CUFF | accessories for blood pressure monitoring
Zhangjiagang New Fellow Med Co Ltd | الصين | China | ME0000007746SFDAA00001 | Folding Stretcher | Stretcher | Folding Stretcher
Zhangjiagang New Fellow Med Co Ltd | الصين | China | ME0000007746SFDAA00002 | Stair Stretcher | Stretcher | Stair Stretcher | كرسي كهربائي نقال لصعود ونزول الدرج
Shenzhen Upnmed Equipment Co.,Ltd | الصين | China | ME0000006184SFDAA00003 | ECG Cable with Leadwires | ECG Cable with Leadwires | Cables for ECG monitoring
JIANGSU RIXIN MEDICAL EQUIPMENT CO.,LTD | الصين | China | ME0000007962SFDAA00001 | Medical External Fixation Splint | Splint | Medical External Fixation Splint
Shanghai Kinmed Import & Export Co., Ltd. | الصين | China | ME0000002566SFDAA00010 | Face Mask | Face Mask | single use Face Masks
Shanghai Kinmed Import & Export Co., Ltd. | الصين | China | ME0000002566SFDAA00010 | Face Mask | Face Mask | single use Face Masks
Jiangsu Intco Medical Products Co., LTD | الصين | China | ME0000000623SFDAA00026 | Electric Wheelchair | Electric Wheelchair | Power wheelchairs are exclusively for a user who is unable to walk or has limited mobility, for their own personal use in- and outdoor.
Jiangsu Intco Medical Products Co., LTD | الصين | China | ME0000000623SFDAA00026 | Electric Wheelchair | Electric Wheelchair | Power wheelchairs are exclusively for a user who is unable to walk or has limited mobility, for their own personal use in- and outdoor.
SHENZHEN CREATIVE INDUSTRY CO., LTD. | الصين | China | ME0000005033SFDAA00008 | Reusable Electrode | ECG Electrode | ECG Electrode
Caretek (China) Medical PLC | الصين | China | ME0000012706SFDAA00019 | Caretek | Pressure Care mattress | Softform Pressure Care Mattress
Anqing Yipak Packaging Material Co., Ltd. | الصين | China | ME0000008062SFDAA00002 | YIPAK STERILIZATION FLAT ROLLS | STERILIZATION FLAT ROLLS | STERILIZATION FLAT ROLLS
Anqing Yipak Packaging Material Co., Ltd. | الصين | China | ME0000008062SFDAA00002 | YIPAK STERILIZATION FLAT ROLLS | STERILIZATION FLAT ROLLS | STERILIZATION FLAT ROLLS
Anqing Yipak Packaging Material Co., Ltd. | الصين | China | ME0000008062SFDAA00002 | YIPAK STERILIZATION FLAT ROLLS | STERILIZATION FLAT ROLLS | STERILIZATION FLAT ROLLS
BLUE SAIL MEDICAL CO.,LTD. | الصين | China | ME0000008936SFDAA00001 | YASHFEEN VINYL GLOVES | DISPOSABLE VINYL EXAMINATION GLOVES | DISPOSABLE VINYL EXAMINATION GLOVES .
NANJING J SUN TRADING CO.LTD | الصين | China | ME0000009079SFDAA00001 | KANZCARE Disposable Exam Vinyl Glove | Disposable Exam Vinyl Glove | Disposable Exam Vinyl Glove
NANJING J SUN TRADING CO.LTD | الصين | China | ME0000009079SFDAA00002 | KANZ-CARE NURSE CAP | Disposable Medical Cap | Disposable Medical Cap
NANJING J SUN TRADING CO.LTD | الصين | China | ME0000009079SFDAA00003 | KANZ-CARE ISOLATION GOWN | Disposable Non woven isolation gown | Disposable Non woven isolation gown
Nanjing J SUN Trading Co ltd | الصين | China | ME0000009080SFDAA00001 | KANZ-CARE NON WOVEN SLEEVE | Disposable Sleeve | Disposable Sleeve
Ningbo Greetmed Medical Instruments Co Ltd | الصين | China | ME0000008948SFDAA00002 | crepe bandage | crepe bandage | To support and treatment limbs sprains soft tissue contusion joint swelling and pain
Ningbo Greetmed Medical Instruments Co Ltd | الصين | China | ME0000008948SFDAA00003 | isolation gown | isolation gown | Designed for the medical personnel and operation
Ningbo Greetmed Medical Instruments Co Ltd | الصين | China | ME0000008948SFDAA00004 | PLASTER OF PARIS BANDAGE | PLASTER OF PARIS BANDAGE | used for orthopaedics to better fix the bone to better recovery and treatment
Ningbo Greetmed Medical Instruments Co Ltd | الصين | China | ME0000008948SFDAA00006 | alcohol swabs | alcohol swabs | The product used for skin disinfection isopropyl alcohol has a role in deiodinase
Ningbo Greetmed Medical Instruments Co Ltd | الصين | China | ME0000008948SFDAA00007 | High elastic bandage | High elastic bandage | High elastic bandage on the limbs sprains soft tissue contusion joint swelling and pain have agreater role in supprot and treatment
YANGZHOU SUPER UNION IMPORT&EXPORT CO., LTD. | الصين | China | ME0000009116SFDAA00004 | DR LUJAIN Gauze Ball | Gauze Ball | 100% Cotton, high absorbency and softness | استخدم لامتصاص الدم أو الإفرازات. كما يمكن استخدامه لتنظيف الجروح ولتطهير الجلد للمساعدة في تناول الكحول أو مطهر سائل آخر.
YANGZHOU SUPER UNION IMPORT&EXPORT CO., LTD. | الصين | China | ME0000009116SFDAA00005 | DR LUJAIN Gauze Roll | Gauze Roll | 100% Cotton, high absorbance and softness
YANGZHOU SUPER UNION IMPORT&EXPORT CO., LTD. | الصين | China | ME0000009116SFDAA00008 | DR LUJAIN Lap Sponge | Non Sterile Lap Sponge | 100% Cotton, high absorbency and softness
YANGZHOU SUPER UNION IMPORT&EXPORT CO., LTD. | الصين | China | ME0000009116SFDAA00009 | DR LUJAIN Non Woven Swab | Non Sterile Non Woven Swab | Material: Non Woven. Color: Skin or white. Glue: Hot melt or acrylic acid glue.
YANGZHOU SUPER UNION IMPORT&EXPORT CO., LTD. | الصين | China | ME0000009116SFDAA00010 | DR LUJAIN Non Woven Tape | Non Woven Tape | Material: Non Woven Tape. Colors: White Color or Skin Color. Glue: Hot Melt or Acryic Acid Glue
YANGZHOU SUPER UNION IMPORT&EXPORT CO., LTD. | الصين | China | ME0000009116SFDAA00017 | DR LUJAIN PBT Bandage | PBT Bandage | Viscous, cotton, polyamid Weight: 30g, 40g, 45g, 50g, 55g etc
YANGZHOU SUPER UNION IMPORT&EXPORT CO., LTD. | الصين | China | ME0000009116SFDAA00018 | DR LUJAIN Silk Tape | Silk Tape | Material: Acetate Silk Fabric. Color: Skin white. Glue: hot melt glue.
Shenzhen Launch Electrical Co. Ltd. | الصين | China | ME0000009141SFDAA00001 | Reusable ECG Electrode | Bulb Electrode | Electrode
Ningbo Greatcare Trading Co. Ltd | الصين | China | ME0000009161SFDAA00001 | Vomit Bag | Vomit Bag | bag with hand grip for vomiting | أكياس قيء مع ميزة الاغلاق والقفل توفر طريقة مريحة وبسيطة للتخلص من الاستفراغ والفضلات السائل
Shanghai Kinmed Import and Export Co Ltd | الصين | China | ME0000002804SFDAA00006 | KABAYAN Shoe Cover | Shoe Cover | cover for shoe using to prevent spread the contamination from the shoe to the clean areas
Shanghai Kinmed Import and Export Co Ltd | الصين | China | ME0000002804SFDAA00006 | KABAYAN Shoe Cover | Shoe Cover | cover for shoe using to prevent spread the contamination from the shoe to the clean areas
Shanghai Channelmed Import and Export Co Ltd Channelmed Group | الصين | China | ME0000009183SFDAA00006 | Channelmed Non Sterile Gauze Swabs without XRay | Gauze Swabs | Channelmed Non Sterile Gauze Swabs without XRay
Shanghai Channelmed Import and Export Co Ltd Channelmed Group | الصين | China | ME0000009183SFDAA00006 | Channelmed Non Sterile Gauze Swabs without XRay | Gauze Swabs | Channelmed Non Sterile Gauze Swabs without XRay
Shanghai Kinmed Import & Export Co. Ltd. | الصين | China | ME0000005913SFDAA00002 | Shoe Cover | Shoe Cover | covering the shoe to prevent pollution .
Shanghai Kinmed Import and Export Co Ltd | الصين | China | ME0000002804SFDAA00015 | Isolation Gown | Isolation Gown | To be used by Medical staff for protection.
Changyi MoCare Non woven Products Co Ltd | الصين | China | ME0000005168SFDAA00009 | Non-Sterile Elastic Bandages | Non-Sterile Elastic Bandages | Non-Sterile Elastic Bandages
JIAXING U-LIFE MEDICAL DEVICE TECHNOLOGY CO.,LTD | الصين | China | ME0000006931SFDAA00001 | Infant Eye Mask | Infant Eye Mask | Infant Eye Mask for UV Protection
Shanghai Channelmed Import and Export Co Ltd Channelmed Group | الصين | China | ME0000009183SFDAA00010 | CHANNELMED HOT WATER BOTTLE | HOT WATER BOTTLE | A hot-water bottle is a bottle filled with hot water and sealed with a stopper, used to provide warmth, typically while in bed, but also for the application of heat to a specific part of the body.
Shanghai Channelmed Import and Export Co Ltd Channelmed Group | الصين | China | ME0000009183SFDAA00013 | CHANNELMED HOT-COLD PACK | HOT-COLD PACK | Hot-cold pack : Cold therapy:Reduce inflammation,ease pain caused by headaches, fever, strains,, sprains, bumps and bruises. Heat therapy:Ease stiffness,facilitate stretching,relax tight and sore muscles, ease muscle aches, cramps and arthritis pain
Shanghai Channelmed Import and Export Co Ltd Channelmed Group | الصين | China | ME0000009183SFDAA00014 | CHANNELMED INSTANT ICE PACK | INSTANT ICE PACK | Instant ice pack: Release cold within 5 seconds, Relief pain and swelling caused by sprains, strains, contusions, minor burns, toothaches and insect bites Needs no refrigeration, convenient and portable.
Shanghai Channelmed Import and Export Co Ltd Channelmed Group | الصين | China | ME0000009183SFDAA00015 | CHANNELMED INSTANT HOT PACK | INSTANT HOT PACK | Instant hot pack: Release heat within 5 seconds, Convenient and portable
Anqing Yipak Packaging Material Co., Ltd. | الصين | China | ME0000008062SFDAA00003 | Nonwoven Wrapping Material | Nonwoven Wrapping Material | Using the nonwoven wrapping materal to wrap the device directly when in steam, gas or gamma-ray sterilization.
Shanghai Channelmed Import and Export Co Ltd Channelmed Group | الصين | China | ME0000009183SFDAA00017 | Channelmed Shoe Cover | Shoe Cover | used in hospital or any warehouse to prevent any dirt or bacteria.
Shanghai Channelmed Import and Export Co Ltd Channelmed Group | الصين | China | ME0000009183SFDAA00018 | Channelmed Absorbent Gauze Roll | Absorbent Gauze Roll | it is used widely in medical circle and other area
Shanghai Channelmed Import and Export Co Ltd Channelmed Group | الصين | China | ME0000009183SFDAA00019 | Channelmed Cotton Applicator | wooden stick with tip of cotton Applicator | it is widely used in various medical treatment
Shanghai Channelmed Import and Export Co Ltd Channelmed Group | الصين | China | ME0000009183SFDAA00020 | Channelmed Isolation Gown | Isolation Gown | used in hospital or any warehouse to prevent any dirt or bacteria.
Shanghai Channelmed Import and Export Co Ltd Channelmed Group | الصين | China | ME0000009183SFDAA00021 | CHANNELMED GAUZE BANDAGE | GAUZE BANDAGE | It can be used to secure a dressing in place, or it can be used directly on a wound.
Shanghai Channelmed Import and Export Co Ltd Channelmed Group | الصين | China | ME0000009183SFDAA00024 | Channelmed Bandage | bandage | For dressing fixing protection of the bruise
Shanghai Channelmed Import and Export Co Ltd Channelmed Group | الصين | China | ME0000009183SFDAA00026 | Channelmed Non Sterile Gauze Swabs without XRay , Channelmed Gauze Swabs with XRay Non Sterile | Gauze Swabs | for cleaning the wounds and sopping up the blood of wounds so as to isolate the wounds.
Shanghai Channelmed Import and Export Co Ltd Channelmed Group | الصين | China | ME0000009183SFDAA00028 | Channelmed PE Gloves | Disposable polyethylene gloves | Disposable Single use medical or widely used in food service restaurants
Shanghai Channelmed Import and Export Co Ltd Channelmed Group | الصين | China | ME0000009183SFDAA00029 | Channelmed Plaster of Paris Bandage | plaster bandage | used in Orthopedics as impression and modeling compounds.
Shanghai Nineluck Co Ltd | الصين | China | ME0000009185SFDAA00004 | Gauze Bandage W.O.W | non sterile Gauze bandage | To support medical device such as a dressing or a splint or on its own to provide support or to restrict the movement of a part of the body
Shanghai Nineluck Co Ltd | الصين | China | ME0000009185SFDAA00005 | Elastbandex | non sterile Elastic Bandage | To support medical device such as a dressing or a splint or on its own to provide support or to restrict the movement of a part of the body
Shanghai Nineluck Co Ltd | الصين | China | ME0000009185SFDAA00006 | P.O.P Bandage | non sterile Plastr of Paris Bandage | To support medical device such as a dressing or a splint or on its own to provide support or to restrict the movement of a part of the body
Shanghai Nineluck Co Ltd | الصين | China | ME0000009185SFDAA00007 | DISP. NURSE CAPS | Surgical Cap | Medical personnel wear them in order to prevent their hair drops down to the clean field during operation or medical care
Shanghai Nineluck Co Ltd | الصين | China | ME0000009185SFDAA00008 | Disp. Hood Type Cap | non sterile head cap | Medical personnel wear them in order to prevent their hair drops down to the clean field during operation or medical care
Shanghai Nineluck Co Ltd | الصين | China | ME0000009185SFDAA00009 | Adhesive Plaster Zinc Oxide, Silk Adhesive Tape Zinc Oxide | Adhesive Zinc Oxide | To fix gauze or other dressing onto skin
Shanghai Nineluck Co Ltd | الصين | China | ME0000009185SFDAA00014 | Orthopedic Casting Tape | Orthopedic Casting Tape | Orthopedic tape used to stabilize and hold a broken bone in place through the skin until healing is confirmed
Shanghai Channelmed Import and Export Co Ltd Channelmed Group | الصين | China | ME0000009183SFDAA00032 | Channelmed wooden tongue depressor | wooden tongue depressor | it's wooden nonsterile single use tool used to depress and hold the tongue in place during the examination of the mouth and throat for a patient
Shanghai Nineluck Co Ltd | الصين | China | ME0000009185SFDAA00016 | Povidone Iodine Swabstick | Povidone Iodine Swabstick | For antiseptic for preparation of the skin prior to surgery and for first aid antiseptic to help prevent infection
Shanghai Nineluck Co Ltd | الصين | China | ME0000009185SFDAA00017 | Lemon Glycerin Swabstick | Lemon Glycerin Swabstick | For antiseptic for preparation of the skin prior to surgery and for first aid antiseptic to help prevent infection
Shanghai Channelmed Import and Export Co Ltd Channelmed Group | الصين | China | ME0000009183SFDAA00033 | Channelmed Lap Sponges With Xray NON Sterile | x ray detectable lap sponges | absorption of discharges from abdominal wounds or for packing off abdominal viscera toimprove exposure during surgery
Zumax Medical Co Ltd | الصين | China | ME0000010176SFDAA00001 | Headlight | Dental Lights | Headlight
Zumax Medical Co Ltd | الصين | China | ME0000010176SFDAA00002 | Binocular Loupes | Magnification Systems | Loupes
Yangzhou Super Union Import and Export Co. Ltd | الصين | China | ME0000009207SFDAA00003 | SUGAMA® Clip Cap | Clip Cap | PP Non-woven cap
Yangzhou Super Union Import and Export Co. Ltd | الصين | China | ME0000009207SFDAA00004 | SUGAMA® Crepe Bandage | Crepe Bandage | Medical Elastic Crepe Bandage roll
QINGDAO HIPROVE MEDICAL TECHNOLOGIES CO LTD | الصين | China | ME0000010382SFDAA00014 | Sterilisation Packaging | Sterilisation Packaging | Sterilization packaging are designed to contain single items. Sterility maintenance or dust covers are protective plastic bags used to help maintain the sterility of an item by protecting it from the environment.
Shandong Intco Medical Products Co. Ltd | الصين | China | ME0000010661SFDAA00001 | Intco SynGuard Vinyl Examination Gloves Powder Free | Intco SynGuard Vinyl Examination Gloves Powder Free | Intco SynGuard Vinyl Examination Gloves Powder Free
Shandong Intco Medical Products Co. Ltd | الصين | China | ME0000010661SFDAA00002 | Intco Synguard Nitrile Powder Free Examination Gloves | Intco Synguard Nitrile Powder Free Examination Gloves | Intco Syn guard Nitrile Powder Free Examination Gloves
Shanghai Kinmed Import & Export Co., Ltd. | الصين | China | ME0000002566SFDAA00050 | FACE MASK 3PLY EAR- LOOP BLUE COLOR | FACE MASK | FACE MASK 3PLY EAR- LOOP BLUE COLOR
Shanghai Kinmed Import & Export Co., Ltd. | الصين | China | ME0000002566SFDAA00050 | FACE MASK 3PLY EAR- LOOP BLUE COLOR | FACE MASK | FACE MASK 3PLY EAR- LOOP BLUE COLOR
Wellmed Dental Medical Supply Co., Ltd | الصين | China | ME0000008811SFDAA00012 | Turbine Motor Sleeves | Turbine Motor Sleeves | For dust and bacteria isolation control
Wellmed Dental Medical Supply Co., Ltd | الصين | China | ME0000008811SFDAA00009 | Digital X-Ray Sensor Sleeves | Digital X-Ray Sensor Sleeves | For dust and bacteria isolation control
Wellmed Dental Medical Supply Co., Ltd | الصين | China | ME0000008811SFDAA00011 | Headrest Cover Sleeves | Headrest Cover Sleeves | For dust and bacteria isolation control
Zhaoqing Gaoyao Recende Medical Equipment Co., Ltd | الصين | China | ME0000006255SFDAA00001 | Layan Amalgamator | Dental Amalgam Mixer | It is an electrical medical device used to mix dental amalgam capsules.
Wellmed Dental Medical Supply Co., Ltd | الصين | China | ME0000008811SFDAA00014 | X-Ray Sensor Sleeves | X-Ray Sensor Sleeves | For dust and bacteria isolation control
Wellmed Dental Medical Supply Co., Ltd | الصين | China | ME0000008811SFDAA00008 | Handpiece Sleeves | Handpiece Sleeves | For dust and bacteria isolation control
sumbow medical instruments co .ltd | الصين | China | ME0000010705SFDAA00001 | URINE DRAINAGE BAG | URINE DRAINAGE BAG | A plastic sac that is connected to a urinary catheter for the collection of urine | كيس بلاستيكي متصل بقسطرة بولية لجمع البول. الكيس مفتوح من الطرف للسماح بتصريف البول. لا يرتبط بجسم المريض ،
Shanghai Kinmed Import and Export Co Ltd | الصين | China | ME0000002804SFDAA00023 | Verona | Mask | Face Mask
Shanghai Kinmed Import and Export Co Ltd | الصين | China | ME0000002804SFDAA00023 | Verona | Mask | Face Mask
Changyi MoCare Non woven Products Co Ltd | الصين | China | ME0000005168SFDAA00017 | Prep Pads | prep pads | it is a non woven swab with antiseptic used to clean the skin before injection also used to clean the skin around the simple wounds
Changyi MoCare Non woven Products Co Ltd | الصين | China | ME0000005168SFDAA00017 | Prep Pads | prep pads | it is a non woven swab with antiseptic used to clean the skin before injection also used to clean the skin around the simple wounds
Changyi MoCare Non woven Products Co Ltd | الصين | China | ME0000005168SFDAA00018 | Surgical Gowns | Surgical Gowns | protective gown use for the patient during the examination or the food processing ETC
Changyi MoCare Non woven Products Co Ltd | الصين | China | ME0000005168SFDAA00018 | Surgical Gowns | Surgical Gowns | protective gown use for the patient during the examination or the food processing ETC
Changyi MoCare Non woven Products Co Ltd | الصين | China | ME0000005168SFDAA00018 | Surgical Gowns | Surgical Gowns | protective gown use for the patient during the examination or the food processing ETC
Changyi MoCare Non woven Products Co Ltd | الصين | China | ME0000005168SFDAA00020 | Caps | Caps | it is a head cover which is used either for the patient or nursing during a surgical examination or surgery to keep the nurse s or the patient s hair neatly in place
Changyi MoCare Non woven Products Co Ltd | الصين | China | ME0000005168SFDAA00020 | Caps | Caps | it is a head cover which is used either for the patient or nursing during a surgical examination or surgery to keep the nurse s or the patient s hair neatly in place
Changyi MoCare Non woven Products Co Ltd | الصين | China | ME0000005168SFDAA00021 | Shoe Covers | Shoe Covers | protective coverings for shoes worn by surgical personnel working in a sterile environment in order to minimize contamination
Changyi MoCare Non woven Products Co Ltd | الصين | China | ME0000005168SFDAA00021 | Shoe Covers | Shoe Covers | protective coverings for shoes worn by surgical personnel working in a sterile environment in order to minimize contamination
Changyi MoCare Non woven Products Co Ltd | الصين | China | ME0000005168SFDAA00021 | Shoe Covers | Shoe Covers | protective coverings for shoes worn by surgical personnel working in a sterile environment in order to minimize contamination
Foshan Biours Biosciences Co. Ltd. | الصين | China | ME0000010593SFDAA00001 | Frescopad Cooling Gel Sheet | Polymer Hydrogen Patch | Cooling Gel Sheet | يوفر ما يصل إلى ثمان ساعات من البرودة لا يستخدم فقط لمكافحة الحمى ولكن أيضا لتهدئة الصداع النصفي والصداع ووجع الاسنان طبيعي وامن للكبار والصغار
Tianchang Kangtemei Protective Products Co.,Ltd | الصين | China | ME0000011078SFDAA00001 | Disposable Bouffant Cap | Disposable Cap | Spreading out the disposable bouffant cap, put on to your head,fine-tune to assure your ear and hair can be bundled
TIANCHANG KANGTEMEI PROTECTIVE PRODUCTS CO. LTD | الصين | China | ME0000011079SFDAA00001 | Disposable Nursing Cap | DISPOSABLE CAP | Spreading out the disposable nursing cap, put on to your head,fine-tune to assure your ear and hair can be bundled
Shandong INTCO Medical Products Co., Ltd. | الصين | China | ME0000007155SFDAA00005 | Help Vinyl Examination Gloves | Disposable Vinyl Examination Gloves | Vinyl gloves are used in a big range of examination, nursing, and other field. And also can be use in food process, chemical industry, IT industry, paint, printing, agriculture, forestry, husbandry, and other use for labor protection and house hygiene
TIANCHANG KANGTEMEI PROTECTIVE PRODUCTS CO. LTD | الصين | China | ME0000011079SFDAA00003 | Disposable Shoe Cover | CPE Shoe Cover | Spreading out the shoe cover extend your feet into the two shoe cover for the shoes can be bundled and your comfortable please fine tune the shoe cover
Tianchang Kangtemei Protective Products Co.,Ltd | الصين | China | ME0000011078SFDAA00002 | Help Disposable Underpad | Disposable Underpad | Spreading out the underpad,place it onto the surface of the bed or the other place.
TIANCHANG KANGTEMEI PROTECTIVE PRODUCTS CO. LTD | الصين | China | ME0000011079SFDAA00006 | Non woven Clothes water proof Isolation Gown W ties Knitted Cuff | Disposable Gowns | The disposable gown can avoid the dust and protect the users It is widely used in hospital and factory work shop. It can also be used in many situations like clean room visiting patients etc
TIANCHANG KANGTEMEI PROTECTIVE PRODUCTS CO. LTD | الصين | China | ME0000011079SFDAA00007 | Disposable Gowns | Non woven Clothes Isolation Gown W ties Long Knitted Cuff | The disposable gown can avoid the dust and protect the users It is widely used in hospital and factory work shop It can also be used in many situations like clean room visiting patients etc
TIANCHANG KANGTEMEI PROTECTIVE PRODUCTS CO. LTD | الصين | China | ME0000011079SFDAA00008 | Disposable Gowns | Non woven Clothes Isolation Gown W ties Elastic Cuff | disposable gown can avoid the dust and protect the users It is widely used in hospital and factory work shop. It can also be used in many situations like clean room visiting patients etc
Shandong INTCO Medical Products Co., Ltd. | الصين | China | ME0000007155SFDAA00006 | Help Vinyl Examination Gloves | Disposable Vinyl Examination Gloves | Vinyl gloves are used in a big range of examination, nursing, and another field. And also can be used in the food process, chemical industry, IT industry, paint, printing, agriculture, forestry, husbandry, and other use for labor protection and house hygiene
Shandong INTCO Medical Products Co., Ltd. | الصين | China | ME0000007155SFDAA00007 | Help Nitrile Examination Gloves | Disposable Nitrile Examination Gloves Non-Sterile, Non-Powder | Disposable Nitrile Examination Gloves Non-Sterile, Non-Powder
Tianchang Kangtemei Protective Products Co.,Ltd | الصين | China | ME0000011078SFDAA00003 | Disposable Underpad | Disposable Underpad | Spreading out the underpad, place it onto the surface of the bed or the other place.
BAISHENG MEDICAL CO.,LTD | الصين | China | ME0000006522SFDAA00001 | Electrotherapy TENS | Physical Therapy TENS | Electrotherapy /TENS/Physical Therapy | منتج علاج طبيعي
Wellmed Dental Medical Supply Co., Ltd | الصين | China | ME0000008811SFDAA00015 | Perforated Impression Trays | Perforated Impression Trays | Used to mold and fix
Wellmed Dental Medical Supply Co., Ltd | الصين | China | ME0000008811SFDAA00018 | Plastic Dappen Dish | Plastic Dappen Dish | Used to mix drugs
Wellmed Dental Medical Supply Co., Ltd | الصين | China | ME0000008811SFDAA00019 | UV Protective Eyewares | UV Protective Eyewares | Used to protect against splashing of blood and saliva during surgery
Wellmed Dental Medical Supply Co., Ltd | الصين | China | ME0000008811SFDAA00017 | Face Shields | Face Shields | Used to protect against splashing of blood and saliva during surgery
Wellmed Dental Medical Supply Co., Ltd | الصين | China | ME0000008811SFDAA00016 | X-Ray Head Sleeves | X-Ray Head Sleeves | For dust and bacteria isolation control
Globalcare Medical Technology Co., Ltd | الصين | China | ME0000011704SFDAA00001 | BC100 Soft | Manual Breast Pump | This device must be used exclusively for pumping breast milk from nursing mothers | مضخة صدر يدوية
Shanghai Nineluck Co., Ltd. | الصين | China | ME0000011755SFDAA00003 | Lemon Glycerin Swabsticks | Lemon Glycerin Swabsticks | Lemon Glycerin Swabsticks
Shanghai Chongjen Industry Co. Ltd. | الصين | China | ME0000011765SFDAA00001 | CHONGJEN | NITRILE GLOVES | NITRILE EXAMINATION GLOVES
Hubei Qianjiang Kingphar Medical Material Co., Ltd. | الصين | China | ME0000011990SFDAA00006 | Dandy Gauze Swab, without X-Ray | Dandy Gauze Swab, without X-Ray | Disposable products used in medical cares and in surgery for wound treatment and absorption | شاش
Sumbow Medical Instruments Co., Ltd. | الصين | China | ME0000005771SFDAA00064 | Sumbow PP ISOLATION GOWN | PP Isolation Gown | Isolation Gown
Sumbow Medical Instruments Co., Ltd. | الصين | China | ME0000005771SFDAA00064 | Sumbow PP ISOLATION GOWN | PP Isolation Gown | Isolation Gown
Yangzhou Super Union Import and Export Co. Ltd | الصين | China | ME0000009207SFDAA00005 | SUGAMA® Shoe Cover | Non woven Shoe cover | Disposable PP non woven shoe cover
Anqing Yipak Packaging Material co ltd | الصين | China | ME0000010779SFDAA00006 | PLASMA STERILIZATION INDICATOR TAPE | PLASMA STERILIZATION INDICATOR TAPE | manufactured for closing packages of items requiring plasma sterilization in hospitals and other similar uses | لفة لاصق كيميائي للتغليف
Wellmed Dental Medical Supply Co., Ltd | الصين | China | ME0000008811SFDAA00010 | Chair Sleeves | Chair Sleeves | For dust and bacteria isolation control
JAMJOOM FULLCARE CORPORATION | الصين | China | ME0000005373SFDAA00053 | Shoe Cover | Shoe Cover | Shoe Covers
JAMJOOM FULLCARE CORPORATION | الصين | China | ME0000005373SFDAA00053 | Shoe Cover | Shoe Cover | Shoe Covers
HeFei JingCheng Plastic products co;ltd | الصين | China | ME0000009253SFDAA00003 | saliva ejector | saliva ejector | single use saliva ejector
HeFei JingCheng Plastic products co;ltd | الصين | China | ME0000009253SFDAA00003 | saliva ejector | saliva ejector | single use saliva ejector
HeFei JingCheng Plastic products co;ltd | الصين | China | ME0000009253SFDAA00003 | saliva ejector | saliva ejector | single use saliva ejector
JAMJOOM FULLCARE CORPORATION | الصين | China | ME0000005373SFDAA00053 | Shoe Cover | Shoe Cover | Shoe Covers
HeFei JingCheng Plastic products co;ltd | الصين | China | ME0000009253SFDAA00003 | saliva ejector | saliva ejector | single use saliva ejector
Surgimed Medical Supplies Co., Ltd. | الصين | China | ME0000012929SFDAA00003 | SURGIMED Gauze Swab With/Without X-Ray | Gauze Swab With/Without X-Ray | intended for for large area wound cleaning, hemostasis, absorbing blood and exudation from wound in surgery operation. | شاش
Clayton Technology Company Limited | الصين | China | ME0000012870SFDAA00001 | Concaved Base Rolling Stand / Elegant Stable Base Cart with Drawer and Medcial anti-static wheels / Pivot arm wall mount with basket | Concaved Base Rolling Stand / Elegant Stable Base Cart with Drawer and Medcial anti-static wheels / Pivot arm wall mount with basket | Concaved Base Rolling Stand / Elegant Stable Base Cart with Drawer and Medcial anti-static wheels / Pivot arm wall mount with basket | حامل متحرك وعربة مع درج وحامل جداري مع سلة
Clayton Technology Company Limited | الصين | China | ME0000012870SFDAA00001 | Concaved Base Rolling Stand / Elegant Stable Base Cart with Drawer and Medcial anti-static wheels / Pivot arm wall mount with basket | Concaved Base Rolling Stand / Elegant Stable Base Cart with Drawer and Medcial anti-static wheels / Pivot arm wall mount with basket | Concaved Base Rolling Stand / Elegant Stable Base Cart with Drawer and Medcial anti-static wheels / Pivot arm wall mount with basket | حامل متحرك وعربة مع درج وحامل جداري مع سلة
Sumbow Medical Instruments Co., Ltd. | الصين | China | ME0000005771SFDAA00069 | PP ISOLATION GOWN | PP ISOLATION GOWN | PROTECT USE
Sumbow Medical Instruments Co., Ltd. | الصين | China | ME0000005771SFDAA00069 | PP ISOLATION GOWN | PP ISOLATION GOWN | PROTECT USE
HeFei JingCheng Plastic products co;ltd | الصين | China | ME0000009253SFDAA00009 | CLASS 6 STEAM INDICATOR STRIP | INDICATOR CARD | NON STERILE SINGLE USE DEVICE sterilization indicator tape,card and label strong seal strength obvious color change for easy identification
Shanghai Kinmed Import & Export Co., Ltd. | الصين | China | ME0000002566SFDAA00026 | Caps | Caps | Disposable for external use, weared by person to prevent bled liquid, hair and invasion of bacteria effectively
Shanghai Kinmed Import & Export Co., Ltd. | الصين | China | ME0000002566SFDAA00026 | Caps | Caps | Disposable for external use, weared by person to prevent bled liquid, hair and invasion of bacteria effectively
Shanghai Kinmed Import & Export Co., Ltd. | الصين | China | ME0000002566SFDAA00027 | Elastic Bandage | Elastic Bandage | ELASTIC CREPE BANDAGE | ضمادات مرنة
Shanghai Kinmed Import & Export Co., Ltd. | الصين | China | ME0000002566SFDAA00027 | Elastic Bandage | Elastic Bandage | ELASTIC CREPE BANDAGE | ضمادات مرنة
Guangzhou Topmedi company limited | الصين | China | ME0000000256SFDAA00890 | Topmedi | Steel manual wheelchair | Manual Wheelchair for patent
Guangzhou Topmedi company limited | الصين | China | ME0000000256SFDAA00890 | Topmedi | Steel manual wheelchair | Manual Wheelchair for patent
Guangzhou Topmedi company limited | الصين | China | ME0000000256SFDAA00890 | Topmedi | Steel manual wheelchair | Manual Wheelchair for patent
Guilin Woodpecker Medical Instrument Co.,Ltd | الصين | China | ME0000013069SFDAA00001 | Woodpecker, DTE | Curing Light | Curing Light
Guangzhou Jaan Medical Co,, Ltd | الصين | China | ME0000009935SFDAA00001 | THREE WAY SYRINGE SLEEVE | THREE WAY SYRINGE SLEEVE | Disposable sleeve (plastic ) made to cover the 3-way syringe
HeFei JingCheng Plastic products co;ltd | الصين | China | ME0000009253SFDAA00005 | Barrier Film | Barrier Film | SINGLE USE PRODUCT
HeFei JingCheng Plastic products co;ltd | الصين | China | ME0000009253SFDAA00006 | Micro Brush | Micro Brush | single use device
HeFei JingCheng Plastic products co;ltd | الصين | China | ME0000009253SFDAA00007 | SANI TIP | SANI TIP | Non sterile single use product air water syringe tips
HeFei JingCheng Plastic products co;ltd | الصين | China | ME0000009253SFDAA00007 | SANI TIP | SANI TIP | Non sterile single use product air water syringe tips
Hefei Jingcheng Plastic Products Co., Ltd. | الصين | China | ME0000009253SFDAA00007 | SANI TIP | SANI TIP | Non sterile single use product air water syringe tips
YONGKANG JINKANG HEALTHE QUIPMENT FACTORY | الصين | China | ME0000013428SFDAA00001 | Chinese Cupping therapy | Chinese Cupping set | Cupping therapy
Shanghai MEBO Life Science & Technology Co., Ltd | الصين | China | ME0000013475SFDAA00001 | MEBO | Cooling Patch | Cooling Patch | لتخفيف درجة الحرارة و التقليل من أثار الحمى المزعجة
Shanghai MEBO Life Science & Technology Co., Ltd | الصين | China | ME0000013475SFDAA00001 | MEBO | Cooling Patch | Cooling Patch | لتخفيف درجة الحرارة و التقليل من أثار الحمى المزعجة
YANGZHOU SUPER UNION IMPORT&EXPORT CO., LTD. | الصين | China | ME0000009116SFDAA00033 | Alcohol Pad | Alcohol Pad | Gauze Pad that has been saturated with 70% isopropyl alcohol | مسحة طبية مشبعة بكحول ايزوبروبيل %70
JAMJOOM FULLCARE CORPORATION | الصين | China | ME0000005373SFDAA00049 | Gown Isolation | Gown Isolation | Gowns are using in a hospital by someone doing or having an operation | Gowns are using in a hospital by someone doing or having an operation
SHANGHAI KINMED IMPORT & EXPORT CO.,LTD | الصين | China | ME0000009438SFDAA00015 | Face Mask | Face Mask | Face mask can be used to personal care or professional use, outdoor or indoor to prevent spread of germs and dust etc.
HeFei JingCheng Plastic products co;ltd | الصين | China | ME0000009253SFDAA00008 | Polish Brush | Prophy Brush | non sterile single use device dental brush
Jiujiang Huada Medical Dressing Co.,Ltd | الصين | China | ME0000007493SFDAA00004 | ARANEX GAUZE SWABS | GAUZE SWABS | Non Sterile Gauze Swabs
Jiujiang Huada Medical Dressing CO.Ltd | الصين | China | ME0000013499SFDAA00001 | gauze swab(sponges) | jiujaing gauze swab(sponges) | Absorbent Gauze (Gauze in Roll,Gauze in zig zag,gauze cutting sponges | شاش طبي رول وقطع
Surgimed Medical SuppliesCo.,Ltd | الصين | China | ME0000000133SFDAA00008 | Diaper Surgimed | Diaper | Diaper Non-Woven Fabric, fluff pulp with SAP, PE Film -SIZE:Adult/Paediatric S/M/L/XL | حفائض كبار السن
JIANGSU HONGCHEN OPTICAL CO., LTD | الصين | China | ME0000000202SFDAA00001 | Fre Eye | Optical Lenses | To fix vision problems
JIANGSU HONGCHEN OPTICAL CO., LTD | الصين | China | ME0000000202SFDAA00002 | MAGIC COLOR | Optical Lenses | To fix vision problems
Guangdong Kaiyang Medical Technology Group Co. Ltd. | الصين | China | ME0000000213SFDAA00008 | ELECTRIC HOSPITAL BED | ELECTRIC HOSPITAL BED | -
JAMJOOM FULLCARE CORPORATION | الصين | China | ME0000005373SFDAA00060 | GOWN PATIENT | GOWN PATIENT | Gowns are using in hospital by someone doing or having an operation | Gowns are using in hospital by someone doing or having an operation
Zhonghong Pulin Medical Products Co.,Ltd | الصين | China | ME0000012953SFDAA00001 | Powder Free Vinyl Examination Gloves | Powder Free Vinyl Examination Gloves | Single use Powder Free Vinyl Examination Gloves | قفازات فينيل للاستعمال الواحد
JAMJOOM FULLCARE CORPORATION | الصين | China | ME0000005373SFDAA00062 | Panties | Panties | Panties are using in hospital by someone doing or having an operation
WUHAN TOPMED TRADING CO.,LTD | الصين | China | ME0000012131SFDAA00004 | SAFEMAX BED SHEET | BED SHEET | DISPOSABLE BED SHEET
Shanghai Kinmed Import & Export Co. Ltd. | الصين | China | ME0000000187SFDAA00008 | KABAYAN Elastic Bandage | Elastic Bandage | It has a great auxiliary effect on limb sprain, soft tissue contusion, joint swelling and pain.
Shanghai Kinmed Import & Export Co. Ltd. | الصين | China | ME0000000187SFDAA00008 | KABAYAN Elastic Bandage | Elastic Bandage | It has a great auxiliary effect on limb sprain, soft tissue contusion, joint swelling and pain.
Shanghai Kinmed Import and Export Co Ltd. | الصين | China | ME0000013478SFDAA00002 | Non Sterile Gauze Swabs | Non Sterile Gauze Swabs | Gauze swab is a sterile material mainly made of cotton and is usually used with antibacterial ointments or ointments to clean and cover open wounds or wounds.
Shanghai Kinmed Import and Export Co Ltd. | الصين | China | ME0000013478SFDAA00004 | Elastic Bandage | Elastic Bandage | Crepe bandages are ideal to support the healing of sprains and strains, as they provide good compression to injured areas.
Shanghai Kinmed Import and Export Co Ltd. | الصين | China | ME0000013478SFDAA00007 | Medstar vinyl Gloves | Powder Free Vinyl Glove Non Sterile | inyl gloves are frequently used for food handling, food preparation, low-risk health care applications, light clean-up jobs, and repetitive assembly line or manufacturing tasks.
Sumbow Medical Instruments Co., Ltd. | الصين | China | ME0000005771SFDAA00102 | ALCOHOL SWAB PAD | Alcohol swab pad | alcohol swab pad
Sumbow Medical Instruments Co., Ltd. | الصين | China | ME0000005771SFDAA00102 | ALCOHOL SWAB PAD | Alcohol swab pad | alcohol swab pad
Surgimed Medical SuppliesCo.,Ltd | الصين | China | ME0000000133SFDAA00009 | Dental Bibs Surgimed | Dental Bibs | protecting dental patient's clothing from fluids and contaminants | فوط اسنان
Zhejiang Bangli Medical Products Co., Ltd | الصين | China | ME0000008888SFDAA00005 | First Step | Cohesive Bandage | Self adhesive elastic bandage is widely used due to its character of convenience self-adhesive, and self-apart, with no hand feeling adhesive, no conglutination with fur or hair, No side effect with the skin, no stimulation, breathe freely, comfortableness, Mangle on purpose, easy use and so on | رباط لاصق للعديد من الإستخدامات
PILOT OPTICS INTERNATIONAL CORP.LTD.WENZHOU | الصين | China | ME0000000778SFDAA00016 | B&D | READING GLASSES | READING GLASSES | نظارة للقراءة
PILOT OPTICS INTERNATIONAL CORP.LTD.WENZHOU | الصين | China | ME0000000777SFDAA00001 | B&D | READING GLASSES | READING GLASSES | نظارة للقراءة
PILOT OPTICS INTERNATIONAL CORP.LTD.WENZHOU | الصين | China | ME0000000539SFDAA00014 | B&D | READING GLASSES | READING GLASSES | نظارة للقراءة
PILOT OPTICS INTERNATIONAL CORP.LTD.WENZHOU | الصين | China | ME0000000540SFDAA00001 | B&D | READING GLASSES | READING GLASSES
Anhui Powerguard Technology Co., Ltd. | الصين | China | ME0000000717SFDAA00001 | Disposable Vinyl Gloves | Vinyl Gloves | single use gloves
PILOT OPTICS INTERNATIONAL CORP.LTD.WENZHOU | الصين | China | ME0000000536SFDAA00001 | B&D | READING GLASSES | READING GLASSES | نظارة للقراءة
PILOT OPTICS INTERNATIONAL CORP.LTD.WENZHOU | الصين | China | ME0000000538SFDAA00002 | B&D | READING GLASSES | READING GLASSES | نظارة للقراءة
PILOT OPTICS INTERNATIONAL CORP.LTD.WENZHOU | الصين | China | ME0000000775SFDAA00001 | B&D | READING GLASSES | READING GLASSES | نظارة للقراءة
PILOT OPTICS INTERNATIONAL CORP.LTD.WENZHOU | الصين | China | ME0000000780SFDAA00001 | B&D | READING GLASSES | READING GLASSES | نظارة للقراءة
PILOT OPTICS INTERNATIONAL CORP.LTD.WENZHOU | الصين | China | ME0000000779SFDAA00002 | B&D | READING GLASSES | READING GLASSES | نظارة للقراءة
PILOT OPTICS INTERNATIONAL CORP.LTD.WENZHOU | الصين | China | ME0000000420SFDAA00001 | B&D | READING GLASSES | Letter of Authorization | نظارة للقراءة
PILOT OPTICS INTERNATIONAL CORP.LTD.WENZHOU | الصين | China | ME0000000776SFDAA00004 | B&D | READING GLASSES | READING GLASSES | نظارة للقراءة
PILOT OPTICS INTERNATIONAL CORP.LTD.WENZHOU | الصين | China | ME0000000421SFDAA00001 | B&D | READING GLASSES | 86515286 | نظارة للقراءة
PILOT OPTICS INTERNATIONAL CORP.LTD.WENZHOU | الصين | China | ME0000000781SFDAA00001 | B&D | READING GLASSES | READING GLASSES | نظارة للقراءة
Caretek (China) Medical PLC | الصين | China | ME0000012706SFDAA00001 | Bedside Cabinet | Bedside Cabinet | Bed Side Cabinet is used to store medicines and other patient related items
Anqing Kangmingna Packaging Co.Ltd | الصين | China | ME0000008905SFDAA00004 | dental bibs | dental bibs | Dental clinics Bibs of Sheets
Anqing Kangmingna Packaging Co.Ltd | الصين | China | ME0000008905SFDAA00005 | Barrier Film | Barrier Film | Reduce infection film
Anqing Kangmingna Packaging Co.Ltd | الصين | China | ME0000008905SFDAA00006 | Bowie-Dick Test Pack (B-D TEST) | Bowie-Dick Test Pack (B-D TEST) | Testing of Air purples removal in sterilization process
Anqing Kangmingna Packaging Co.Ltd | الصين | China | ME0000008905SFDAA00007 | NONE -WOVEN WRAPPING PAPER | NONE -WOVEN WRAPPING PAPER | Paper for sterilization wrapping process
Anqing Kangmingna Packaging Co.Ltd | الصين | China | ME0000008905SFDAA00008 | Autoclave tapes | Autoclave tapes | tapes to check autoclaves
Anqing Kangmingna Packaging Co.Ltd | الصين | China | ME0000008905SFDAA00009 | CREPE WRAPPING PAPERS | CREPE WRAPPING PAPERS | PAPERS OF CREPE FOR WRAPPING
Anqing Kangmingna Packaging Co.Ltd | الصين | China | ME0000008905SFDAA00010 | STERILIZATION PAPER BAGS GUSSTED | STERILIZATION PAPER BAGS GUSSTED | paper bags
Anqing Kangmingna Packaging Co.Ltd | الصين | China | ME0000008905SFDAA00011 | Saliva Ejectors | Saliva Ejectors | Tube for saliva ejection
Anqing Kangmingna Packaging Co.Ltd | الصين | China | ME0000008905SFDAA00012 | EO INDICATOR STRIP | EO INDICATOR STRIP | STRI TO CHECK STERILIZATION IN EO UNITS
Anqing Kangmingna Packaging Co.Ltd | الصين | China | ME0000008905SFDAA00013 | PLASMA INDICATOR STRIPS | PLASMA INDICATOR STRIPS | STRIPS TO DETECT STERILIZATION IN PLASMA UNITS
Anqing Kangmingna Packaging Co.Ltd | الصين | China | ME0000008905SFDAA00014 | STEAM INDICATOR STRIPS | STEAM INDICATOR STRIPS | Steam Autoclave Strips
Zhenjiang Select Optical MFG. Co., Ltd | الصين | China | ME0000000896SFDAA00001 | Valtisto | Spectacle Lenses | Spectacles lens use for eye sight correction appropriate power is sized to frames and worn in front of eye for eyesight correction spectacles lens are made of plastic consisting of spherical power (SPH), cylinder power (CYL) coating type and lens material is mention on front of this envelope. | العدسات المستخدمة للنظارات تكون بارتفاع العدسة المناسبة في الإطار وتلبس أمام العينين
Hubei Qianjiang Kingphar Medical Material Co., Ltd. | الصين | China | ME0000011990SFDAA00011 | Surgical Face Mask 3 ply Ear loop | Surgical Face Mask 3 ply Ear loop | Surgical Face Mask 3 ply Ear loop with Eye-shield
Sumbow Medical Instruments Co., Ltd. | الصين | China | ME0000005771SFDAA00108 | Vinyl Examination Gloves | Vinyl Examination Gloves | قفازات مطاطية لليد بدون بودرة للاستخدام مرة واحدة لحماية اليد متعددة الاستخدامات
Sumbow Medical Instruments Co., Ltd. | الصين | China | ME0000005771SFDAA00108 | Vinyl Examination Gloves | Vinyl Examination Gloves | قفازات مطاطية لليد بدون بودرة للاستخدام مرة واحدة لحماية اليد متعددة الاستخدامات
Sumbow Medical Instruments Co., Ltd. | الصين | China | ME0000005771SFDAA00112 | SUMBOW | GAUZE SWAB | Non sterile gauze swab
Sumbow Medical Instruments Co., Ltd. | الصين | China | ME0000005771SFDAA00112 | SUMBOW | GAUZE SWAB | Non sterile gauze swab
Sumbow Medical Instruments Co., Ltd. | الصين | China | ME0000005771SFDAA00112 | SUMBOW | GAUZE SWAB | Non sterile gauze swab
PILOT OPTICS INTERNATIONAL CORP.LTD.WENZHOU | الصين | China | ME0000000541SFDAA00001 | B&D | READING GLASSES | READING GLASSES | نظارة للقراءة
PILOT OPTICS INTERNATIONAL CORP.LTD.WENZHOU | الصين | China | ME0000000640SFDAA00001 | B&D | READING GLASSES | READING GLASSES | نظارة للقراءة
PILOT OPTICS INTERNATIONAL CORP.LTD.WENZHOU | الصين | China | ME0000000639SFDAA00103 | B&D | READING GLASSES | READING GLASSES | نظارة للقراءة
GUANGDONG KANGSHEN MEDICAL TECHNOLOGY CO LTD | الصين | China | ME0000008300SFDAA00008 | Multi Functional Manual Hoist | Multi Functional Manual Hoist | This product is dedicated to facilitate the transfer of people with mobility difficulties from the bed to the sofa, toilet, and push chair at different heights to facilitate patients to use the toilet, bath, treatment, and implementation
HeFei JingCheng Plastic products co;ltd | الصين | China | ME0000009253SFDAA00010 | SELF SEALING STERILIZATION POUCH | sterlilzation self seal pouch | non sterile single use sterilization pouch
Foshan Shenghai Medical Equipment Co., Ltd | الصين | China | ME0000000488SFDAA00130 | RITECARE Commode Chair | Commode Chair | A modified chair used for medical purpose as a daily activity assist, external patient support device. | كرسي للمساعدة في الأنشطة اليومية لدعم المرضى وكبار السن مصمم بطريقة تسهل تحريكة ونقله
Foshan Shenghai Medical Equipment Co., Ltd | الصين | China | ME0000000769SFDAA00001 | RITECARE Wheelchair | Manual Wheelchair | A manually operated chair with wheels modified for medical purpose as a daily activity assist device | كرسي يعمل يدويًا مع عجلات معدلة للأغراض الطبية كجهاز مساعد للنشاطات اليومية لمنح المرضى والمسنين أو الضعفاء القدرة على تحديد وضع الجلوس
Shanghai Kinmed Import & Export Co., Ltd. | الصين | China | ME0000002566SFDAA00039 | KABAYAN Gauze Roll | Gauze Roll | Used for exudative wound dressing to absorb discharges and to support the dressing
Shanghai Kinmed Import & Export Co., Ltd. | الصين | China | ME0000002566SFDAA00039 | KABAYAN Gauze Roll | Gauze Roll | Used for exudative wound dressing to absorb discharges and to support the dressing
MAQUET Suzhou Co. Ltd. | الصين | China | ME0000003537SFDAA00005 | Mobile Operating Table | Maquet Lyra | Mobile operating table Maquet Lyra
Yuyao Tongji Medical Device Co., Ltd. | الصين | China | ME0000000782SFDAA00002 | Walker Boot | Walker Boot | Medical Bracer
Anqing Yipak Packaging Material co ltd | الصين | China | ME0000010779SFDAA00009 | Nonwoven Wrapping Material | Nonwoven Wrapping Material | Nonwoven Wrapping Material
Zhuhai Seesheen Medical Technology Co., Ltd. | الصين | China | ME0000001275SFDAA00008 | Flexible video rhinolaryngoscope | Flexible video | Flexible video rhinolaryngoscope
DANYANG H&C OPTICAL GLASSES CO LTD | الصين | China | ME0000004010SFDAA00002 | H&C optical plastic lens | H&C optical plastic lens | عدسات نظارات بلاستيكية | عدسات نظارات بلاستيكية
Zhuhai Seesheen Medical Technology Co., Ltd. | الصين | China | ME0000001278SFDAA00011 | Image Processor | Image Processor | Image Processor
Zhuhai Seesheen Medical Technology Co., Ltd. | الصين | China | ME0000001276SFDAA00003 | Flexible video intubation laryngoscope | Flexible video intubation laryngoscope | Flexible video intubation laryngoscope
Foshan Nanhai KJT Rehabilitation Equipment Co., Ltd | الصين | China | ME0000007755SFDAA00003 | Health&Smart | WALKING STICK | walking stick is a device used primarily to aid walking, provide postural stability or support, or assist in maintaining a good posture, | عصا المشي هي أداة تستخدم في المقام الأول للمساعدة في المشي ، أو توفير الاستقرار أو دعم الوضع ، أو للمساعدة في الحفاظ على وضعية جيدة
FOSHAN NANHAI XIAOTANG BAONAN KITCHEN EQUIPMENT FACTORY | الصين | China | ME0000007809SFDAA00001 | Health&Smart | WHEELCHAIR | wheelchair is a wheeled mobility device in which the user sits. The device is propelled either manually (by turning the wheels by the hand) or via various automated systems. | الكرسي المتحرك هو جهاز تنقل بعجلات يجلس فيه المستخدم. يتم دفع الجهاز إما يدويًا (عن طريق تدوير العجلات باليد) أو عبر أنظمة آلية مختلفة.
Anqing Yipak Packaging Material Co., Ltd. | الصين | China | ME0000000975SFDAA00168 | NonWoven Wrapping Material | NonWoven Wrapping Material | YIPAK Sterilization SMS/SMMS/SMMMS Wraps only currently provide excellent protection from microbial contamination.
Guangdong Kareway Medical Technology Co Ltd | الصين | China | ME0000001050SFDAA00156 | KJW-610 | Manual Wheelchair | Manual Wheel Chair used for patient and disabled transportation and movement.
Nanjing Mindray Bio-Medical Electronics Co.Ltd | الصين | China | ME0000000836SFDAA00001 | LED Examination Light | Surgical Light | "The HyLED 200 series and HyLED 200M examination lights can be used as an additional light to supplement an existing surgical light in the operating room."
YOUNGWON MEDICAL CO., LTD | الصين | China | ME0000007235SFDAA00001 | Anti-Decubitus Air Mattress with pump | Air Mattress | Anti-Decubitus Air Mattress with pump | مضخة تعمل بنظام تبديل ضغط الهواء مع مرتبة هوائية
Ningbo Great Mountain Medical Instruments Co., Ltd | الصين | China | ME0000000993SFDAA00098 | JAMA MAX CARE | Vinyl gloves | Vinyl gloves is made of polyvinyl chloride (PVC) with medical grade
Guilin Woodpecker Medical Instruments Co., Ltd. | الصين | China | ME0000010181SFDAA00006 | Curing light | Curing light | used for solidify the light-sensitive resin
Anqing Yipak Packaging Material Co.,Ltd. | الصين | China | ME0000005673SFDAA00009 | Medical Crepe Papers | Medical Crepe Papers | Medical Crepe Papers Single Use
MAQUET Suzhou Co. Ltd. | الصين | China | ME0000003537SFDAA00006 | Pair of leg plates | Pair of leg plates | Pair of leg plates
Zhejiang Bangli Medical Products Co., Ltd | الصين | China | ME0000008888SFDAA00004 | First step Tape | Silk Tape | high quality silk effect material with hypoallergenic adhesive. Use on smaller dressings and in sensitive areas to secure small tubes, Cathers and other devices | شريط حريري يستخدم لاحكام امساك وتأمين القسطرة الأنبوبية واجهزة طبية اخرى
Shanghai Bize Import and Export Co., Ltd | الصين | China | ME0000001627SFDAA00001 | RITECARE Kidney Tray (Basin, Emesis) | Kidney Basin | Kidney Basin is a plastic tray in the shape of kidney | صينية بلاستيكية على شكل كلية تستخدم لجمع نفايات الجسم مثل قيء مريض طريح الفراش
Hefei YuChen Plastic Products Co., Ltd | الصين | China | ME0000007858SFDAA00004 | PE Shoe cover blue | PE Shoe cover | NON STERILE SINGLE USE SHOE COVER
YANGZHOU SUPER UNION IMPORT&EXPORT CO., LTD. | الصين | China | ME0000009116SFDAA00039 | SUGAMA | non sterile gauze swab | SINGLE USE NON STERILE GAUZE SPONGE
YANGZHOU SUPER UNION IMPORT&EXPORT CO., LTD. | الصين | China | ME0000009116SFDAA00040 | SUGAMA | gauze roll | NON STERILE SINGLE USE GAUZE ROLL
Shanghai Bize Import and Export Co., Ltd RM 401 BLDG 1 NO 26 QIUYUE ROAD SHANGHAI 201210 CHINA | الصين | China | ME0000001628SFDAA00001 | RITECARE Urinal | Urinal | A Urinal is a body waste receptacle device intended for medical purposes. | وعاء نفايات يستخدم لجمع بول المريض طريح الفراش
Zhejiang Bangli Medical Products Co., Ltd | الصين | China | ME0000008888SFDAA00003 | First step | Cool Plast | Cool patch is composed of backing layer, gel layer, anti - adhesive layer. Don’t contain any ingredients that play a pharmacological, immunological, or metabolic role.The anti-sticking layer is made of PE film.The backing layer is made of non-woven fabric .The gel layer is mainly composed of water, glycerin and mint. | كمادات للحرارة والم الرأس
SUMBOW MEDICAL INSTRUMENTS CO.,LTD. | الصين | China | ME0000000407SFDAA00001 | Humidifier Bottle | Humidifier Bottle | Humidifier Bottle for Flowmeter | قارورة مرطب لمنظم
YANGZHOU SUPER UNION IMPORT&EXPORT CO., LTD. | الصين | China | ME0000009116SFDAA00036 | Tubular Bandage | Tubular Bandage | bandages easy to apply, can be cut to size and shape | ضمادة يمكن قصها لعدة أحجام ة أشكال
Guangdong Kaiyang Medical Technology Group Co., Ltd. | الصين | China | ME0000001775SFDAA00001 | Kaiyang Medical Wheelchair | Manual Wheelchair | Wheelchair is a chair fitted with wheels. | الكرسي المتحرك هو كرسي مزود بعجل.
ANHUI GUOHONG INDUSTRIAL AND TRADING CO., LTD. | الصين | China | ME0000008955SFDAA00004 | PE APRON | PE APRON | single use plastic apron
Hefei YuChen Plastic Products Co., Ltd | الصين | China | ME0000007858SFDAA00003 | Mob Cap | Mob Cap | non sterile single use nurse cap
Zhejiang Bangli Medical Products Co.,LTD | الصين | China | ME0000013407SFDAA00001 | first step plast | wound plaster | First step plastic bandage is made up of pad , back paste and protective covering (peel before use) . Do not contain drugs. | ضماد لاصق مصنوع من مادة لاصقة تحتوي علي ضمادة تستخدم لحماية وتغطية الجروح
Hefei YuChen Plastic Products Co., Ltd | الصين | China | ME0000007858SFDAA00002 | Isolation Gown | Isolation Gown | ISOLATION GOWN KNITTED CUFF | ISOLATION GOWN KNITTED CUFF
ANHUI GUOHONG INDUSTRIAL&TRADING CO.,LTD. | الصين | China | ME0000007263SFDAA00001 | Disposable Face Mask 3ply | nonwoven face mask | Disposable Face Mask 3ply Material pp,meltblown,pp
Qingdao Ktqk Industrial Group Limited | الصين | China | ME0000007395SFDAA00004 | First Step Plus | Adhesive Guaze Bandage | Bandage made from Guaze to Cover Wounds | رباط مصنوع من الشاش اللاصق لتغطية الجروح
Anqing Baojie Packaging Co.,Ltd. | الصين | China | ME0000001677SFDAA00001 | DENTAL BIBS | DENTAL BIBS | 1-Tile the dental bibs on the patient chest, to avoid any toothpaste or dental gunk on dental clothes 2-The product forms an effective preliminary barrier against contamination, perfect for the dental office or orthodontic clinic | The product forms an effective preliminary barrier against contamination, perfect for the dental office or orthodontic clinic
Yangzhou Super Union IMP&EXP Co., Ltd | الصين | China | ME0000010144SFDAA00005 | Non sterile gauze swab | Non sterile gauze swab | Pure absorbent cotton gauze.Softness, pure white | شاش قطني ماص ناعم أبيض نقي
Yangzhou Super Union IMP&EXP Co., Ltd | الصين | China | ME0000010144SFDAA00002 | Gauze Lap Sponge | Gauze Lap Sponge | Pure absorbent cotton gauze.Softness, pure white | شاش قطن ماص نقي لين، أبيض نقي
Shanghai Channelmed Import & Export Co., Ltd | الصين | China | ME0000008893SFDAA00009 | INSTANT COLD PACK | INSTANT ICE PACK | IT'S CONVENIENT FOR SPORT INJURIES
Qingdao Ktqk Industrial Group Limited | الصين | China | ME0000007395SFDAA00006 | Makida Pluss | Breast Pump | device that lactating women use to extract milk from their breasts. its manual devices powered by hand or foot movements
FOSHAN HONGFENG CO.,LTD | الصين | China | ME0000001988SFDAA00001 | Alternating Pressure Mattress with Pump | Alternating Pressure Mattress with Pump | Alternating Pressure Mattress with Pump | مرتبه تساعد المرضي البعد عن وجود قرحه الفراش
FOSHAN HONGFENG CO.,LTD | الصين | China | ME0000001988SFDAA00001 | Alternating Pressure Mattress with Pump | Alternating Pressure Mattress with Pump | Alternating Pressure Mattress with Pump | مرتبه تساعد المرضي البعد عن وجود قرحه الفراش
Yangzhou Super Union IMP&EXP Co., Ltd | الصين | China | ME0000010144SFDAA00003 | Orthopedic Casting Tape | Orthopedic Casting Tape | Easy to operate, only room temperature water, no heating equipment, can be fixed in a very short time.Good plasticity, moderate tightness | فقط بالماء في درجة حرارة الغرفة وبدون معدات التدفئة ، يمكن تجهيزه في وقت قصير جدًا
Yangzhou Super Union IMP&EXP Co., Ltd | الصين | China | ME0000010144SFDAA00001 | Gauze Bandage | Gauze Bandage | pure absorbent cotton gauze. Softness, pure white, widely used and cut out easily | شاش قطن ماص نقي. ناعمة بيضاء نقية تقطع بسهولة
Yangzhou Super Union IMP&EXP Co., Ltd | الصين | China | ME0000010144SFDAA00004 | Non-woven sponge | Non-woven sponge | Kind of dressings to clean, nurse and isolate the wounds. | نوع من الضمادات لتنظيف وعزل الجروح
Leboo Healthcare Products Limited | الصين | China | ME0000007136SFDAA00006 | SAFEMAX Patient gown | Patient gown | Patient gown is made of high quality PP or PP coated with PE or SMS, with a tie or velcro at neck. White knitted cuffs or elastic cuffs are used. The product is soft, airy, with strong (antileakage) adsorption ability.
CHANGYI MO-CARE NON-WOVEN PRODUCTS CO LTD., | الصين | China | ME0000000373SFDAA00002 | Face Masks | Face Masks | Simple Surgical Masks protect Wearers from being splashed in the mouthwith body fluids
Shanghai Kinmed Import & Export Co., Ltd. | الصين | China | ME0000002566SFDAA00043 | Isolation Gown Non Absorbent , Non Sterile Yellow colour ELASTIC CUFF X-Large Size 120CMx140CM | Isolation Gown | Isolation Gown Non Absorbent , Non Sterile Yellow colour ELASTIC CUFF Large Size 120CMx140CM
Qingdao Ktqk Industrial Group Limited | الصين | China | ME0000007395SFDAA00008 | First Step Plus | Elastic Plain Bandage | Bandage made from Cotton or Spandex Yarn | رباط ضاغط لتغطية الجروح
CHANGYI MO-CARE NON-WOVEN PRODUCTS CO LTD., | الصين | China | ME0000000373SFDAA00003 | Gauze Rolls | Gauze Rolls | Gause Swabs are useful utility product in a kit can be used for padding protection blood spill wound dressing applying antiseptic etc
Surgimed Medical SuppliesCo.,Ltd | الصين | China | ME0000000133SFDAA00010 | under pad Surgimed | Under pad | Used for Prevents patient's bed becoming wet -High absorbency -Disposable use only. -Store in a cool dry place. | مفارش سرير
Shanghai Kinmed Import & Export Co., Ltd. | الصين | China | ME0000002566SFDAA00044 | ORTHOPEDIC PADDING | ORTHOPEDIC PADDING | PADDING
Wenzhou Guanhao Glasses CO.,Ltd. | الصين | China | ME0000015453SFDAA00002 | Reading glasses/TIWIW | Reading glasses | Reading glasses
Danyang Shengtai Optical Lens Co., Ltd. | الصين | China | ME0000002068SFDAA00002 | Golden lens | Golden lens | Spectacle lenses do not require instruction for use according medical device directive 93/42/eec | عدسات للنظارات
CHANGYI MO-CARE NON-WOVEN PRODUCTS CO LTD., | الصين | China | ME0000000373SFDAA00004 | caps | caps | head cover for patient or nursing
Surgimed Medical SuppliesCo.,Ltd | الصين | China | ME0000000133SFDAA00012 | Medical tape Surgimed | Medical tape | It mainly used for general surgery and fixed infusion needle | شريط لاصق طبى
CHANGYI MO-CARE NON-WOVEN PRODUCTS CO LTD., | الصين | China | ME0000000373SFDAA00005 | Ear Thermometer Probe Covers | Ear Thermometer Probe Covers | Ear Thermometer probe cover use to help prevent the spread of germs
ANHUI GUOHONG INDUSTRIAL&TRADING CO.,LTD. | الصين | China | ME0000007263SFDAA00003 | Isolation Gown | isolation gown | isolation gown medical device
ANHUI GUOHONG INDUSTRIAL&TRADING CO.,LTD. | الصين | China | ME0000007263SFDAA00003 | Isolation Gown | isolation gown | isolation gown medical device
ANHUI GUOHONG INDUSTRIAL&TRADING CO.,LTD. | الصين | China | ME0000007263SFDAA00002 | nonwoven face mask | Disposable Face Mask Tie On 3ply | Disposable face mask tie on 3ply material pp+meltblown +pp color blue-white-green
Hubei Yutian Protective Products Co., Ltd. | الصين | China | ME0000015590SFDAA00001 | Disposable Coverall | Protective cover all body | Protective cover all body
ANHUI GUOHONG INDUSTRIAL&TRADING CO.,LTD. | الصين | China | ME0000003432SFDAA00004 | Disposable Dental Bibs | Dental Bibs | Paper+ PE film with horizontal embossed pattern strong and waterproof color Blue Green White Yellow Pink
Shanghai Bize Import and Export Co., Ltd | الصين | China | ME0000001629SFDAA00001 | RITECARE Sitz Bath | Sitz Bath | SITZ BATH is a plastic tub to be filled with warm water with or without medicines designed to fit over a commode. | قاعدة حمام على شكل حوض يتم ملؤه بالماء الدافئ مع او بدون أدوية مصممة لتناسب كراسي الحمام. يتم استخدامه لتخفيف الألم والحكة او الحكة والمساعدة في شفاء الأنسجة الملتهبة حول منطقة الشرج
Shanghai Carelife International trading Co.,Ltd. | الصين | China | ME0000006337SFDAA00007 | FLOW-TIPS | Disposable flow tip needles | Disposable flow tip needles
CHANGYI MO-CARE NON-WOVEN PRODUCTS CO LTD., | الصين | China | ME0000000373SFDAA00007 | Examination Gloves | Examination Gloves | Examination Gloves used during medical Examinations and procedures to help prevent cross-contamination between caregivers and patients
Guangdong Dayang Medical Technology Co., Ltd. | الصين | China | ME0000007518SFDAA00001 | WHEELCHAIR | MANUAL WHEELCHAIR | The manual wheelchairs are intended to assist and improve mobility for those individuals who are less able or have walking difficulties who wish to maintain their independence | تهدف الكراسي المتحركة اليدوية إلى مساعدة وتحسين الحركة للأفراد الذين هم أقل قدرة أو لديهم صعوبات في المشي والذين يرغبون في الحفاظ على استقلاليتهم
Guangdong Dayang Medical Technology Co., Ltd. | الصين | China | ME0000007518SFDAA00002 | walker | walker | used by those with poor balance and or weak legs A walking frame can transfer a larger proportion of the users weight through the arms when compared to a walking stick This weight redistribution from legs to arms can help reduce leg pain and aid mobility | يستخدم من قبل أولئك الذين يعانون من ضعف التوازن أو ضعف الساقين يمكن أن ينقل إطار المشي نسبة أكبر من وزن المستخدمين من خلال الذراعين عند مقارنته بعصا المشي. يمكن أن يساعد إعادة توزيع الوزن من الساقين إلى الذراعين على تقليل آلام الساق ومساعدة التنقل
Guangdong Dayang Medical Technology Co., Ltd. | الصين | China | ME0000007518SFDAA00003 | COMMODE WHEELCHAIR | COMMODE CHAIR | used over the toilet. The chair is rust proof due to the anodised aluminium frame, making it ideal for use in a wet environment. It incorporates a pushing handle and swivel castors to enable carers to push the patient around with ease and in comfort.
Shanghai Bize Import and Export Co., Ltd | الصين | China | ME0000001593SFDAA00001 | RITECARE Bedpan | Bedpan | A Bedpan is a body waste receptacle device intended for medical purposes | وعاء نفايات يستخدم لجمع براز المريض طريح الفراش
CHANGYI MO-CARE NON-WOVEN PRODUCTS CO LTD., | الصين | China | ME0000000373SFDAA00008 | Gauze Swabs | Gauze Swabs | Gause Swabs are useful utility product in a kit can be used for padding protection blood spill wound dressing applying antiseptic etc
Ningbo Great Mountain Medical Instruments Co., Ltd | الصين | China | ME0000000993SFDAA00109 | Gauze Roll | Gauze Roll | non sterile gauze | non sterile gauze
DANYANG NEW HOPE IMPORT&EXPORT CO., LTD | الصين | China | ME0000007101SFDAA00001 | ELECTRIC HOSPITAL BED | ELECTRIC HOSPITAL BED | سرير كهربائي للمريض | سرير كهربائي
Caretek (China) Medical PLC | الصين | China | ME0000012706SFDAA00002 | Prioma Medical Bed | Prioma | Prioma Medical Bed
Ningbo Great Mountain Medical Instruments Co., Ltd | الصين | China | ME0000000993SFDAA00110 | Gauze Swab | Gauze Swab | The medical dressing for single use non sterile gauze sponge | The medical dressing for single use non sterile gauze sponge
JIANLIAN HOMECARE PRODUCTS CO LIMITED | الصين | China | ME0000015715SFDAA00001 | WHEELCHAIR | WHEELCHAIR | The purpose of the wheelchair is to move or transfer the people in need by themselves or by the assistant, | يتم استخدام هذه المنتجات من قبل الأشخاص الذين لا يستطيعون المشي بسبب المرض أو حادث أو إعاقة. يتم توفيرها أيضًا كخدمة للركاب الذين يعانون من صعوبة في الحركة حتى يتمكن هؤلاء الركاب من الوصول إلى المرافق العامة مثل الأشخاص الذين لا يعانون من هذه الإعاقات او الصعوبات
Anqing Kangmingna Packaging Co.,Ltd | الصين | China | ME0000017695SFDAA00022 | Chemical Indicator Strips | Chemical Indicator Strips | To monitor whether the parameters to achieve sterilization have been met for a specific sterilization process
DANYANG NEW HOPE IMPORT&EXPORT CO., LTD | الصين | China | ME0000007101SFDAA00002 | Manual Wheelchair | Manual Wheelchair | كرسي عادي متحرك | كرسي عادي
Shanghai Kinmed Import & Export Co. Ltd. | الصين | China | ME0000015926SFDAA00001 | Non Sterile Gauze Swabs | Non Sterile Gauze Swabs | used to clean wounds and clean the body prior injection.
Shanghai Kinmed Import & Export Co. Ltd. | الصين | China | ME0000015950SFDAA00001 | Face Mask | Face mask | Securing and maintaining sterile condition
Guangdong Kareway Medical Technology Co Ltd | الصين | China | ME0000013717SFDAA00001 | KJW-313 | Commode Chair | Commode Chair used for patient and disabled instead of going to the bathroom.
Airflo (Xiamen) Medical Co., Ltd. | الصين | China | ME0000008545SFDAA00001 | Alternating Pressure Mattress System | Alternating Pressure Mattress System | air mattress used for the patient to sleep on top of it, the mattress comes with a pump to supply the air continuously to the mattress in order to keep the back of the patient dry if he stay for long time through the ventilation hols in the mattress it self.
YONGKANG JINKANG HEALTH EQUIPMENT FACTORY | الصين | China | ME0000000096SFDAA00003 | Chinese Cupping set | Chinese Cupping set | The elimination of rotten blood and impurities in the body the absorption of mixtures and toxins and the effects of chemicals and medicines
EndoClot Plus Co., Ltd. | الصين | China | ME0000016372SFDAA00001 | Endoclot Air Compressor | Endoclot Air Compressor | Air Compresor
A nqing Yipak Packaging Material Co.,Ltd | الصين | China | ME0000016207SFDAA00001 | DENTAL BIBS | DENTAL BIBS | The product forms an effective preliminary barrier against contamination, perfect for the dental office or orthodontic clinic | كابايان دنتال بيب
Tri Best Dental | الصين | China | ME0000016447SFDAA00003 | KABAYAN PLASTIC SHILED | PLASTIC SHILED | A face shield, an item of personal protective equipment (PPE), aims to protect the wearer's entire face (or part of it) from hazards
Shanghai Kinmed Import & Export Co., Ltd. | الصين | China | ME0000002566SFDAA00047 | Non Sterile Gauze Swabs | Non Sterile Gauze Swabs | Gauze Swabs
Shanghai Kinmed Import & Export Co., Ltd. | الصين | China | ME0000002566SFDAA00046 | Face Mask | Face Mask | Face Mask
Caretek (China) Medical PLC | الصين | China | ME0000012706SFDAA00005 | CareTEK MATTRESS | CareTEK MATTRESS | MATTRESS
Caretek (China) Medical PLC | الصين | China | ME0000012706SFDAA00007 | Prioma Medical Bed | Prioma Medical Bed | Prioma Medical Bed
CHANGYI MO-CARE NON-WOVEN PRODUCTS CO LTD., | الصين | China | ME0000000373SFDAA00010 | Disposable Dental Bibs | Disposable Dental Bibs | Disposable Dental Bibs are ideal for use as hygienic protection during visits at the dentests
Surgimed Medical SuppliesCo.,Ltd | الصين | China | ME0000000133SFDAA00013 | Adhesive Silk Surgical Tape surgimed | Medical Adhesive Silk Surgical Tap | It mainly used for general surgery and fixed infusion needle | لاصق طبى
CHANGYI MO-CARE NON-WOVEN PRODUCTS CO LTD., | الصين | China | ME0000000373SFDAA00009 | Prep Pads | Prep Pads | Non Woven Swab with Antiseptic
Surgimed Medical SuppliesCo.,Ltd | الصين | China | ME0000000133SFDAA00014 | Face Mask SURGIMED | Face Mask | intended for bacterial filtration for professional surgeons and dentists | كمامه وجه
SUMBOW MEDICAL INSTRUMENT CO .,LTD | الصين | China | ME0000000577SFDAA00041 | DISPOSABLE UNDER PAD | UNDER PAD | Ultra absorbent quick-drying & leakproof
Hanchuan Fumo Plastics Co., Ltd | الصين | China | ME0000016696SFDAA00001 | DISPOSABLE FACE MASK | DISPOSABLE FACE MASK | A disposable face mask is a loose-fitting, disposable device that creates a physical barrier between the mouth and nose of the wearer and potential contaminants in the immediate environment. | قناع الوجه القابل للتصرف هو جهاز فضفاض يمكن التخلص منه يخلق حاجزًا ماديًا بين فم وأنف مرتديها والملوثات المحتملة في البيئة المباشرة.
Foshan Achieve Medical Technology Co.,Ltd | الصين | China | ME0000016704SFDAA00002 | WHEELCHAIR | MANUAL WHEELCHAIR | A wheelchair is a chair with wheels, used when walking is difficult or impossible due to illness, injury, or disability. Wheelchairs come in a wide variety of formats to meet the specific needs of their users
Shanghai Kinmed Import & Export Co.Ltd | الصين | China | ME0000016586SFDAA00003 | Face Mask | Face Mask | Facemask with elastic ear-loop & Face mask with tie on
Shanghai Kinmed Import & Export Co.Ltd | الصين | China | ME0000016586SFDAA00003 | Face Mask | Face Mask | Facemask with elastic ear-loop & Face mask with tie on
Foshan Achieve Medical Technology Co.,Ltd | الصين | China | ME0000016711SFDAA00001 | WALKER | ALUMINUM WALKER | A walker or walking frame is a tool for disabled or elderly people who need additional support to maintain balance or stability while walking.
Guangdong Kareway Medical Technology Co Ltd | الصين | China | ME0000013717SFDAA00003 | KJW-D503 | Medical Electric Bed | Help the patient and the nurse to control the movement of the patient by the remote control. while he is sleeping on the bed easily
Qingdao Ktqk Industrial Group Limited | الصين | China | ME0000007395SFDAA00009 | Focus | Vacuum Apparatus | comes with the hand operated vacuum pump. All you have to do is to mount the vacuum cup onto the pump and after that you have to place the cup in the area of your body that has pain
Anqing Kangmingna Packaging Co., Ltd | الصين | China | ME0000016261SFDAA00001 | Face Mask | Face Mask | Face Mask
Surgimed Medical SuppliesCo.,Ltd | الصين | China | ME0000000133SFDAA00015 | Medical Tap surgimed | Medical Tap ADHESIVE ZINC OXIDE TAPE | It mainly used for general surgery and fixed infusion needle. | شريط لاصق طبى
Jiangsu Eyoung Medical Devices co.,Ltd | الصين | China | ME0000016912SFDAA00002 | Eyoung Disposable Medical face mask | Face Mask | Disposable medical face mask with earloop
Sterivic Medical Co.Ltd | الصين | China | ME0000017059SFDAA00011 | Disposable Face Mask | Medical Disposable Face Mask ( Non-Sterile ) | This product is intended to reduce exposure to dust and allergens, particle, pollen, when worn properly. Ideal for personal care. | قناع الوجه القابل للتصرف هو جهاز فضفاض يمكن التخلص منه يخلق حاجزًا ماديًا بين فم وأنف مرتديها والملوثات المحتملة في البيئة المباشرة.
Sterivic Medical Co.Ltd | الصين | China | ME0000017059SFDAA00011 | Disposable Face Mask | Medical Disposable Face Mask ( Non-Sterile ) | This product is intended to reduce exposure to dust and allergens, particle, pollen, when worn properly. Ideal for personal care. | قناع الوجه القابل للتصرف هو جهاز فضفاض يمكن التخلص منه يخلق حاجزًا ماديًا بين فم وأنف مرتديها والملوثات المحتملة في البيئة المباشرة.
Jiujiang Huada Medical Dressing Co.,Ltd | الصين | China | ME0000007493SFDAA00005 | face mask | face mask disposable 3 ply earloop | disposable face mask, 3 ply, with earloop
Sterivic Medical Co.Ltd | الصين | China | ME0000017059SFDAA00003 | Disopsable Face Mask | Medical Disposable Face Mask (Not Sterile) | This product is intended to reduce exposure to dust and allergens, particle, pollen, when worn properly. ideal for personal care
Sterivic Medical Co.Ltd | الصين | China | ME0000017059SFDAA00012 | DISPOSABLE MEDICAL FACE MASK | DISPOSABLE MEDICAL FACE MASK | 3PLY Disposable Face Mask: | كمامة للوجه
Sterivic Medical Co.Ltd | الصين | China | ME0000017059SFDAA00012 | DISPOSABLE MEDICAL FACE MASK | DISPOSABLE MEDICAL FACE MASK | 3PLY Disposable Face Mask: | كمامة للوجه
Sterivic Medical Co.Ltd | الصين | China | ME0000017059SFDAA00012 | DISPOSABLE MEDICAL FACE MASK | DISPOSABLE MEDICAL FACE MASK | 3PLY Disposable Face Mask: | كمامة للوجه
Sterivic Medical Co.Ltd | الصين | China | ME0000017059SFDAA00012 | DISPOSABLE MEDICAL FACE MASK | DISPOSABLE MEDICAL FACE MASK | 3PLY Disposable Face Mask: | كمامة للوجه
Hefei YuChen Plastic Products Co., Ltd | الصين | China | ME0000007858SFDAA00005 | Isolation Gown | Isolation Gown | Non Sterile Isolation Gown
Shanghai Kinmed Import & Export Co.Ltd | الصين | China | ME0000016586SFDAA00002 | Face Mask | Face Mask | Non Woven Face Mask 3 Ply, 95% BFE
ANQING KANGMINGNA PACKAGING CO.,LTD | الصين | China | ME0000017209SFDAA00002 | Face Mask | Disposable Face Mask | Disposable medical face masks are usually made of masks, shaping parts, straps and other components. They are usually made of nonwovens and are filtered to provide isolation. It is used to wear in the mouth and nose of medical personnel in the operating room to prevent dander and respiratory tract microorganisms from spreading to open surgical wounds, and to prevent the transmission of surgical patients' body fluids to medical personnel, so as to play a two-way biological protection role
ANQING KANGMINGNA PACKAGING CO.,LTD | الصين | China | ME0000017209SFDAA00002 | Face Mask | Disposable Face Mask | Disposable medical face masks are usually made of masks, shaping parts, straps and other components. They are usually made of nonwovens and are filtered to provide isolation. It is used to wear in the mouth and nose of medical personnel in the operating room to prevent dander and respiratory tract microorganisms from spreading to open surgical wounds, and to prevent the transmission of surgical patients' body fluids to medical personnel, so as to play a two-way biological protection role
WEIHAI DINGXIN OPTICAL Co. LTD | الصين | China | ME0000016982SFDAA00001 | Optical World International | Optical Lens | to fix the vision problem
Xuyi Careyou Medical Product Co., Ltd. | الصين | China | ME0000014348SFDAA00001 | MediCare | Disposable Medical Face Mask | Single Use Face Mask
Jiangsu Intco Medical Products | الصين | China | ME0000015457SFDAA00002 | INTCO DISPOSABLE FACE MASK | DISPOSABLE FACE MASK | Disposable Fce Mask, pliable nose piece for best fit, 100% fiberglass free, 3 PLY Non woven material, latex free
Tianjin Baiyierkang Health Care Products Co., Ltd | الصين | China | ME0000017395SFDAA00001 | Disposable Medical Mask | Disposable Medical Mask | Disposable Medical Mask | كمامة طبية
ANQING YIPAK PACKAGING MATERIALS CO LTD | الصين | China | ME0000009936SFDAA00004 | Disposable Face Mask | 3 Ply Disposable Face Mask | The 3 Ply Disposable Face Masks are made by non woven material, with 3 plies, free of glass and asbestos fibres. With elastic earloop in blue colour.
Shanghai Kinmed Import & Export Co., Ltd. | الصين | China | ME0000002566SFDAA00048 | Isolation Gown Non Absorbent , Non Sterile Yellow colour ELASTIC CUFF Large Size 115x137 CM | Isolation Gown | Isolation Gown Non Absorbent , Non Sterile Yellow colour ELASTIC CUFF Large Size 115x137 CM
Shanghai Channelmed Import & Export Co., Ltd | الصين | China | ME0000017278SFDAA00001 | ISOLATION GOWN 115CMX137CM YELLOW 23GRAM,WITH ELASTIC CUFF | ISOLATION GOWN 115CMX137CM YELLOW 23GRAM WITH ELASTIC CUFF | ISOLATION GOWN 115CMX137CM YELLOW 23GRAM, 10PCS/BAG WITH ELASTIC CUFF
Henan Tuoren Medical Device Co., Ltd | الصين | China | ME0000002243SFDAA00001 | medical face mask | medical face mask | Surgical face masks, made of non-woven fabric, melt-blown fabric, Three-layer mask design with good dilering and blocking effect.
Sterivic Medical Co.Ltd | الصين | China | ME0000016740SFDAA00005 | DISPOSABLE FACE MASK | DISPOSABLE FACE MASK | DISPOSABLE FACE MASK
Hefei Jingcheng Plastic Products Co., Ltd. | الصين | China | ME0000011746SFDAA00010 | Disposable face mask | Disposable face mask | SINGLE USE DISPOSABLE MASK
Nanjing Sengong Biotechnology Co., LTD | الصين | China | ME0000017524SFDAA00001 | Surgical face mask | Surgical face mask | Surgical face mask
Shanghai ZOGEAR Industries Co., Ltd. | الصين | China | ME0000011804SFDAA00012 | Disposable Medical Face Mask | Disposable Medical Face Mask | Disposable Face Mask Size:17.5*9.5 cm with Earloop. Consist of 3 ply made of non-woven fabric. Outer layer mad of Spon bond 25 GSM, meddle layer (filter) made of Mult blown 25 GSM, and inner layer made of Spon bond 25 GSM. Bacteria filtration Effeminacy BFE > 95% Fluid resistant outer layer.Fluid resistant white inner layer. Designed specifically for people with sensitive skin,better protection from being exposed to blood and splash/spray/spatter. Latex-free. | للوقاية الفم والانف من البكتيريا ونثرات والغبار والاجسام . ويمكن أستخدامه داخل وخارج المستشفيات والاماكن العامة.
Anqing Yipak Packaging Material Co.,Ltd. | الصين | China | ME0000017124SFDAA00001 | Articulating Paper | Articulating Paper | Tile the Articulating Paper used by dr dentist to know if the filling is high so it put mark blue or red on the teeth | PAPER USE BY DR OR TICNICAL IN LABORATORY TO KNOW Points of contact between the teeth
Sterivic Medical Co.Ltd | الصين | China | ME0000016740SFDAA00004 | Disposable Face Mask | Disposable Face Mask | Face masks are one tool utilized for preventing the spread of disease. Face masks are loose-fitting masks that cover the nose and mouth
Anqing Yipak Packaging Material Co., Ltd. | الصين | China | ME0000008062SFDAA00010 | Prophy Brush | Prophy Brush | brush use by dr in clinice and change for every pationt Class I, According to MDD, Rule 1, Annex IX | Prophy Brush
Anqing Yipak Packaging Material Co.,Ltd. | الصين | China | ME0000017128SFDAA00001 | Disposable Face Mask | Disposable Face Mask | 1. Application: For dust and particulate matter protection, it can prevent PM2.5 from being used in sandstorms, smog weather, prevention of respiratory infections, and also protect certain pathogenic microbial particles. | Application: For dust and particulate matter protection, it can prevent PM2.5 from being used in sandstorms, smog weather, prevention of respiratory infections, and also protect certain pathogenic microbial particles.
Shanghai Kinmed Import & Export Co. Ltd. | الصين | China | ME0000012697SFDAA00003 | Medical Face mask | Face Mask | Face Mask
Hefei Jingcheng Plastic Products Co., Ltd. | الصين | China | ME0000011746SFDAA00008 | Cotton Rolls | Dental Cotton Rolls | Single use non sterile cotton roll
Hefei Jingcheng Plastic Products Co., Ltd. | الصين | China | ME0000011746SFDAA00008 | Cotton Rolls | Dental Cotton Rolls | Single use non sterile cotton roll
Yangzhou Super Union Import and Export Co. Ltd | الصين | China | ME0000009207SFDAA00009 | SUGAMA® Urine Drainage Bag | Urine Drainage Bag | Disposable Urine Collection Bag
Improve Medical (HuNan) Co., Ltd | الصين | China | ME0000017416SFDAA00001 | Disposable Medical Surgical Mask | Disposable Medical Surgical Mask | Face Mask to protect both patient and healthcare personnel from transfer of microorganisms, body fluids and particulate material
Leboo Healthcare Products Limited | الصين | China | ME0000015508SFDAA00002 | Surgeon Cap | Surgeon Cap | Mob Cap single elastic size 21",CPE shoe cover 15x39cm thickness 0.025mm machine made.
Leboo Healthcare Products Limited | الصين | China | ME0000015508SFDAA00002 | Surgeon Cap | Surgeon Cap | Mob Cap single elastic size 21",CPE shoe cover 15x39cm thickness 0.025mm machine made.
Anqing Yipak packaging Material Co.,Ltd | الصين | China | ME0000016795SFDAA00001 | Disposable face mask | Protective face mask | Face Mask
STERIVIC MEDICAL Co., Ltd | الصين | China | ME0000017085SFDAA00001 | Disposable Face Mask | Disposable Face Mask | Disposable Face Mask
Anqing Kangmingna Packaging Co.,Ltd | الصين | China | ME0000016207SFDAA00003 | Face Mask | Face Mask | Face Mask | كمامة طبية
Guangzhou Clean Medical Products Manufacturing Corp. | الصين | China | ME0000017260SFDAA00001 | Medical Facemask | Medical Facemask | Facemask airloop
Hefei Jingcheng Plastic Products Co., Ltd. | الصين | China | ME0000011746SFDAA00011 | MOUTH TRAY | DENTAL MOUTH TRAY | NON STERILE MOUTH TRAY FOR DENTAL USE
Yangzhou Star Oral Care Products Co., Ltd | الصين | China | ME0000017560SFDAA00001 | Aloe Dent Dental Floss | dental floss | dental floss | خيط تنظيف الاسنان
Hefei Jingcheng Plastic Products Co., Ltd. | الصين | China | ME0000011746SFDAA00009 | Non-woven sponge | Non-woven sponge | single use non sterile gauze sponge
5RMED INSTRUMENTS (CHENGDU) CO., LTD. | الصين | China | ME0000017688SFDAA00001 | Medcial face mask | Medcial face mask | Medcial face mask 3ply, ear loop type I,II,IIR
SPRO Medical Products (Xiamen) Company Limited | الصين | China | ME0000017689SFDAA00001 | Skypro Procedure Mask | Skypro Procedure Mask | Face Mask
Hefei Jingcheng Plastic Products Co., Ltd. | الصين | China | ME0000011746SFDAA00012 | dental instuments kit | dental kit | disposable dental kit contain DENTAL MIRROR , DENTAL TWEEZERS , DENTAL PROBE ,DENTAL BIBS AND DENTAL TRAY
Hefei Jingcheng Plastic Products Co., Ltd. | الصين | China | ME0000011746SFDAA00012 | dental instuments kit | dental kit | disposable dental kit contain DENTAL MIRROR , DENTAL TWEEZERS , DENTAL PROBE ,DENTAL BIBS AND DENTAL TRAY
SPRO Medical Products (Xiamen) Company Limited | الصين | China | ME0000017691SFDAA00001 | Skypro Surgical Mask | Skypro Surgical Mask | Surgical Mask | كمامه الطبي
Zhejiang Hongyu Medical Commodity Co., Ltd. | الصين | China | ME0000005699SFDAA00003 | Disposable Medical Face Mask | 3 Ply Disposable Medical Face Mask | 3 Ply Disposable Medical Face Mask | قناع الوجه الطبي للاستخدام لمرة واحدة 3 طبفات
Shanghai Kinmed Import & Export Co., Ltd. | الصين | China | ME0000002566SFDAA00051 | Face Mask with Elastic EAR-LOOP | Face Mask | Medical disposable with Elastic EAR-LOOP.
Sterivic Medical Co.Ltd | الصين | China | ME0000016740SFDAA00006 | Disposable face masks | Disposable face masks | Disposable face masks 3 layers, blue, with elastic ear loop BFE over 95% | كمامات طبية زرقاء مكونة من ثلاث طبقات
SUMBOW MEDICAL INSTRUMENTS CO.,LTD. | الصين | China | ME0000000407SFDAA00020 | EMBOSSED DRESSING PAD | EMBOSSED DRESSING PAD | are made of paper intended to absorb saliva or moisture from the oral cavity during dental procedures
SPRO Medical Products (Xiamen) Company Limited | الصين | China | ME0000017690SFDAA00003 | Disposable Respirator | Disposable Respirator | Disposable Respirator
Shanghai Kinmed Import & Export Co., Ltd. | الصين | China | ME0000002566SFDAA00054 | Face Mask Medical Grade with elastic ear loop | Face Mask | Face Mask Medical Grade with elastic ear loop
Shanghai Kinmed Import & Export Co. Ltd. | الصين | China | ME0000012697SFDAA00006 | Isolation Gown | Isolation Gown | Isolation Gown protect medical staff and patients from microorganisms and body fluids
Hubei Feiteng Protective Products Co.,LTD | الصين | China | ME0000017610SFDAA00003 | AVEVITTA Disposable Protective Face Mask | Medical Face Mask Disposable | Medical Face Mask Disposable | قناع الوجه الواقي
TRIBEST DENTAL PRODUCTS CO. LTD | الصين | China | ME0000012188SFDAA00014 | KABAYAN Universal Barrier Film | Universal Barrier Film | Universal barrier film is used for surface infection control. Used in fluid-proof areas that are difficult or impossible to clean, disinfect or sterilize.
Hefei Jingcheng Plastic Products Co., Ltd. | الصين | China | ME0000011746SFDAA00019 | Isolation Gown | Isolation Gown | SINGLE USE PROTECTIVE ISOLATION GOWN
TRIBEST DENTAL PRODUCTS CO. LTD | الصين | China | ME0000012188SFDAA00015 | KABAYAN Saliva Ejector | Saliva Ejector | A saliva ejector is a small and low volume tube that is used for suctioning from the mouth
Changzhou Aosheng medical co ltd. | الصين | China | ME0000017178SFDAA00003 | Oread | Disposable Medical Mask | 54% Non Woven Fabric + 24.5% Melt blown + 21.5 ES Hot air cotton 75.5% Non Woven Fabric + 24.5% Melt blown
SHANGHAI KINMED IMPORT & EXPORT CO., LTD | الصين | China | ME0000015657SFDAA00003 | KABAYAN Isolation Gown | Isolation Gown | A non-sterile isolation Gown is used o keep chortling from getting contaminated
SUMBOW MEDICAL INSTRUMENTS CO.,LTD. | الصين | China | ME0000000407SFDAA00019 | Alcohol Swab Pad | Alcohol Swab Pad | Non Sterile Used for Cleaning Wounds and Medical Devices
Tri Best Dental | الصين | China | ME0000016447SFDAA00007 | KABAYAN FULL & HALF CHAIR SLEEVE | Plastic sleeve FULL & HALF | DENTAL CHAIR PLASTIC COVER SLEEVE
Changzhou Yuandong Medical Equipments Co., Ltd | الصين | China | ME0000017548SFDAA00003 | Medical face mask | Medical face mask | Medical face mask | أقنعة وجه طبيه
Caretek (China) Medical PLC | الصين | China | ME0000012706SFDAA00012 | Caretek Emergency Trolley | Caretek Emergency Trolley | Caretek Emergency Trolley
JIANGSU SAIKANG MEDICAL EQUIPMENT CO.LTD | الصين | China | ME0000016344SFDAA00003 | Bedside Table | Bedside Cabinet | Bedside Cabinet
Hubei Qianjiang Kingphar Medical Material Co., Ltd. | الصين | China | ME0000017954SFDAA00003 | EarLoop Procedure Masks | Non Woven Face Mask | Non Woven Face Mask
Suzhou Master Machinery Manufacturing Co., Ltd | الصين | China | ME0000018034SFDAA00010 | wheel chair | hp152wheel chair | كرسي متحرك | كرسي متحرك للمريض
Shanghai FIGTON Medical Technology Co., Ltd | الصين | China | ME0000017506SFDAA00003 | Figton | Medical Bed Head Unit | Bed Head Unit includes Power Socket, network Socket, and reading light
Suzhou Master Machinery Manufacturing Co., Ltd | الصين | China | ME0000018034SFDAA00008 | scooter | scooter HS180 | كرسي متحرك | كرسي متحرك للمريض
Ningbo Trustlab instruments co.,ltd | الصين | China | ME0000010954SFDAA00012 | Disposable face mask | Non-woven face masks | Disposable non-woven face mask
Suzhou Master Machinery Manufacturing Co., Ltd | الصين | China | ME0000018077SFDAA00003 | wheel chair | hp152wheel chair | كرسي كهربائي للمريض | كرسي متحرك للمريض
Suzhou Master Machinery Manufacturing Co., Ltd | الصين | China | ME0000018034SFDAA00009 | patient lift | patient lift | رافعه للمريض | رافعه مريض
Shanghai Kinmed Import and Export Co Ltd | الصين | China | ME0000002804SFDAA00033 | Isolation Gown | Isolation Gown | Isolation Gown protect medical staff and patients from microorganisms and fluids
Sword Xiantao Disposable Protective Product Factory. | الصين | China | ME0000017889SFDAA00003 | Non Woven 3 PLY Face mask | disposable device to cover the face | disposable device to cover the face
Anqing Yipak Packaging Material Co., Ltd. | الصين | China | ME0000018817SFDAA00001 | Sterilization Indicator Strip | Sterilization Indicator Strip | Sterilization Indicator Strip
HUBEI SUNRISE PROTECTIVE PRODUCTS CO LTD | الصين | China | ME0000018902SFDAA00001 | SHOE COVER | SHOE COVER | These products used in hospitals are quite simple device and are well known the usage of them by medical personnel (such as doctors and nurses), and also it is no need to these devices any special treatment.
Hefei Jingcheng Plastic Products Co., Ltd. | الصين | China | ME0000011746SFDAA00026 | MOUTH TRAY | DENTAL Mouth TRAY | disposable impression plastic trays
Hefei Jingcheng Plastic Products Co., Ltd. | الصين | China | ME0000011746SFDAA00026 | MOUTH TRAY | DENTAL Mouth TRAY | disposable impression plastic trays
Hefei Jingcheng Plastic Products Co., Ltd. | الصين | China | ME0000011746SFDAA00027 | Sterilization self seal pouch | Sterilization self-sealing pouch | Single use sterilization pouch
Hefei Jingcheng Plastic Products Co., Ltd. | الصين | China | ME0000011746SFDAA00032 | NON-WOVEN SPONGE | NON-WOVEN SPONGE | NON STERILE SINGLE USE GAUZE SWAB
Hefei Jingcheng Plastic Products Co., Ltd. | الصين | China | ME0000011746SFDAA00022 | dental cotton rolls | cotton roll | Single use non sterile cotton roll
Hefei Jingcheng Plastic Products Co., Ltd. | الصين | China | ME0000011746SFDAA00030 | SALIVA EJECTOR | SALIVA EJECTOR | DISPOSABLE SALIVA EJECOR
Hefei Jingcheng Plastic Products Co., Ltd. | الصين | China | ME0000011746SFDAA00030 | SALIVA EJECTOR | SALIVA EJECTOR | DISPOSABLE SALIVA EJECOR
Hefei Jingcheng Plastic Products Co., Ltd. | الصين | China | ME0000011746SFDAA00029 | sterilizalion flat reel pouch | sterilizalion reel pouch | single use sterilization pouch roll
Hefei Jingcheng Plastic Products Co., Ltd. | الصين | China | ME0000011746SFDAA00023 | DENTAL BIB | DENTAL BIB | non sterile single use dental patient towel
Hefei Jingcheng Plastic Products Co., Ltd. | الصين | China | ME0000011746SFDAA00031 | SANI TIP | SANI TIP | single use air water syringe tip
Hefei Jingcheng Plastic Products Co., Ltd. | الصين | China | ME0000011746SFDAA00031 | SANI TIP | SANI TIP | single use air water syringe tip
Hefei Jingcheng Plastic Products Co., Ltd. | الصين | China | ME0000011746SFDAA00025 | Micro Brush | dental micro brush | single use non sterile dental brush
Beijing Huaren Health Science & Technology Developing Co., Ltd | الصين | China | ME0000000244SFDAA00025 | HUAREN MEDICAL CEILING SUSPENSION SYSTEM | CEILING SUSPENSION SYSTEM | CEILING SUSPENSION SYSTEM
Anqing Kangmingna Packaging Co.,Ltd | الصين | China | ME0000017695SFDAA00021 | Gusseted Roll | Gusseted Roll | For packing surgical instruments or medical equipment that requires sterilization
Anqing Kangmingna Packaging Co.,Ltd | الصين | China | ME0000017695SFDAA00019 | Chemical Indicator Tape | Autoclave Tape | For closing packages of items requiring Steam, ETO or Plasma sterilization in hospitals and other similar uses
Anqing Kangmingna Packaging Co.,Ltd | الصين | China | ME0000017695SFDAA00020 | Bowie-Dick Test | Air Test Removal | To evaluate the performance of the Air Removal (vacuum) system of Pre-Vacuum equipped Steam Sterilizers
Ningbo Greatcare Trading Co., Ltd. | الصين | China | ME0000007382SFDAA00003 | Stoma Bag | Stoma Bag | a plastic bag that collects fecal matter from the digestive tract through an opening in the abdominal wall called a stoma. Doctors attach a bag to the stoma following a colostomy operation. During a colostomy, a surgeon will bring out a portion of a person's large intestine through the stoma
Yangzhou Super Union Import and Export Co. Ltd | الصين | China | ME0000009207SFDAA00006 | SUGAMA® Silk Tape | Silk Tape | High-quality medical silk tape
Ningbo Greatcare Trading Co., Ltd. | الصين | China | ME0000007382SFDAA00004 | Urostomy Bag | Urostomy Bag | Urostomy bags are special bags that are used to collect urine after bladder surgery. Instead of going to your bladder, urine will go outside of your abdomen into the urostomy pouch. The surgery to do this is called a urostomy. Part of the intestine is used to create a channel for the urine to drain
DANYANG SELO OPTICAL CO., LTD | الصين | China | ME0000019098SFDAA00001 | selo | Resin Lenses | Resin Lenses
Anhui Province Dejitang Pharmaceutical Co. Lt | الصين | China | ME0000015426SFDAA00005 | PE SHOE COVER BLUE | PE SHOE COVER | INFECTION CONTROL BY REDUCING THE RISK OF TRANSFERRING BACTERIA OR PARTICLES INTO THE SURGICAL WOUND.
Anqing Yipak Packaging Material Co., Ltd. | الصين | China | ME0000018817SFDAA00002 | Sterilization Indicator Strip | Sterilization Indicator Strip | Sterilization Indicator Strip
Hefei Jingcheng Plastic Products Co., Ltd. | الصين | China | ME0000011746SFDAA00024 | dental instruments kit | dental kit | SINGLE USE DISPOSABLE KIT CONTAIN DENTAL MIRROR DENTAL TWEEZER DENTAL PROBE DENTAL BIB DENTAL TRAY
Hefei Jingcheng Plastic Products Co., Ltd. | الصين | China | ME0000011746SFDAA00028 | polish brush | prophy brush | SINGLE USE DENTAL BRUSH
Great Glove (Xin Hua) Co. Ltd. | الصين | China | ME0000010081SFDAA00006 | Touch Vinyl Examination Gloves Powder Free | Vinyl Examination Gloves Powder Free | Powder-Free Vinyl examination gloves are worn on the examiner's hands to prevent contamination between the patient and the examiner.
XIAMEN PROBTAIN MEDICAL TECHNOLOGY CO.,LTD | الصين | China | ME0000018385SFDAA00001 | Single-use Surgical Mask | 3PLY DISPOSABLE SURGICAL MASK NON STERILE | 3PLY DISPOSABLE SURGICAL MASK NON STERILE ADULT SIZE 17.5*9.5CM BLUE COLOR 3 LAYERS | قناع وجه جراحي للاستخدام مرة واحدة مكون من ثلاث طبقات للحماية
TAIZHOU BLUE LOTUS OPTICAL CO LTD | الصين | China | ME0000019559SFDAA00001 | VISIONS | PLASTIC LENS SINGLE VISION SEMIFINISHED BLANK LENS | Corrective eyeglass lenses used by customers needed vision correction | عدسات تستخدم لتصحيح قصر و بعد النظر
JIANGSU JUNSHI OPTICA CO LTD | الصين | China | ME0000019560SFDAA00001 | VISION AO CRYSTAL COAT BIFOCAL BLUE CUT | PLASTIC LENS | Corrective eyeglass lenses used by customers needed vision correction | عدسات تستخدم لتصحيح قصر و بعد النظر
STERIVIC MEDICAL Co., Ltd | الصين | China | ME0000017141SFDAA00008 | Bowie-Dick Test Pack | Sterilization Control | The Bowie-Dick Test Packs detect air leaks, inadequate air removal and steam penetration for vacuum-assisted steam sterilizers.
Jiaxing U-life Medical Device Technology Co.,Ltd. | الصين | China | ME0000019537SFDAA00001 | Disposable Oral Swab | Disposable Oral Swab/Oral Sponge Cleaner | Disposable Oral Swabs Non- Sterile
Shanghai Bize Import and Export Co., Ltd | الصين | China | ME0000001627SFDAA00012 | KLINIQA Tourniquet | Tourniquet | A Tourniquet is a medical device in the form of a long elasticated strap with a buckle, capable of being secured around upper arm or thigh. | تورنيكيه عبارة عن رباط مطاطي طويل يمكن تثبيته حول أعلى الذراع أو الفخذ. مخصص للأغراض الطبية لوقف او تقليل تدفق الدم إلى الأطراف. يمكن استخدامه لأخذ عينات الدم من الأوردة أو لتقليل فقدان الدم بسبب الإصابة
Shanghai Bize Import and Export Co., Ltd | الصين | China | ME0000001627SFDAA00002 | RITECARE Flexynet | Net Bandage | A Net Bandage is a long tubular mesh of elastic netted fabric in the form of a roll. | الضمادة الشبكية عبارة عن شبكة أنبوبية طويلة من نسيج شبكي مرن على شكل لفة. يتم استخدامه للأغراض الطبية لتأمين ضمادة الجروح في مكانها دون أي مواد لاصقة، خاصة على أجزاء الجسم التي يصعب تضميدها
Shanghai Joy Crown Industry Co., Ltd. | الصين | China | ME0000019577SFDAA00001 | CREPE BANDAGE | ELASTIC CREPE BANDAGE | ELASTIC CREPE BANDAGE | ضمادة كريب مرنة
Tribest Dental Products Co.,Ltd | الصين | China | ME0000006128SFDAA00004 | Saliva Ejector | Saliva Ejector | Saliva Ejector
Qingdao Ktqk Industrial Group Limited | الصين | China | ME0000007395SFDAA00011 | Makida Plus Vaginal Douche | Vaginal Douche | Vaginal douche is supplied with a flexible pipe for vaginal use, consists of a bottle and a handle | دش مهبلي لتنظيف المهبل
Jiaxing U-life Medical Device Technology Co.,Ltd. | الصين | China | ME0000019537SFDAA00005 | Nurse Cap | Nurse Cap / Non Woven Cap | Disposable Nurse Cap / Non Woven Cap with an Elastic
Jiaxing U-life Medical Device Technology Co.,Ltd. | الصين | China | ME0000019334SFDAA00001 | Kidney Dish | Kidney Dish | Kidney Dish with Scale Marks
Shenzhen HugeMed Medical Technical Development Co Ltd | الصين | China | ME0000011505SFDAA00010 | Video Laryngoscope | Video Laryngoscope | Laryngoscope to use in the electromagnetic environment
Shanghai Bize Import and Export Co., Ltd | الصين | China | ME0000001627SFDAA00003 | RITECARE Tubygripp | Tubular Bandage | A Tubular Bandage is a medical device in the form of a long tubular elastic fabric roll. | الضمادة الأنبوبية على شكل لفافة نسيج مرن أنبوبي طويل. يتم قصها لطول المناسب وتستخدم لضغط ودعم العضلات والأربطة الضعيفة أو المصابة لتوفير الدفء وتسكين الآلام
Jiaxing U-life Medical Device Technology Co.,Ltd. | الصين | China | ME0000019537SFDAA00004 | Surgeon Cap | Surgeon Cap/Non Woven cap | Disposable Non Woven Surgeon Cap with Tie
Shanghai Bize Import and Export Co., Ltd | الصين | China | ME0000001627SFDAA00011 | RITECARE Urine Bag | Urine Collection Bag | A Urine Collection Bag is a translucent plastic bag capable of holding fluids from 500ml TO 3000ml, with a long tube at one end and valve controlled short tube at another end. | كيس جمع البول عبارة عن كيس بلاستيكي شفاف قادر على حمل السوائل من 500 مل إلى 3000 مل ، مع أنبوب طويل في أحد طرفيه وأنبوب قصير يتم التحكم فيه بصمام في طرفه الأخر. يستخدم للأغراض الطبية لجمع البول الذي يفرز من مريض يعاني من سلس البول من خلال قسطرة
Shanghai Bize Import and Export Co., Ltd | الصين | China | ME0000001627SFDAA00008 | RITECARE Pill Splitter | Pill Cutter | A Pill Cutter is a small handy medical device with two strong plastic parallel surfaces interconnected with a spring and interspaced with a small blade. | قاطعة الحبوب عبارة عن أداة صغيرة بسطحين بلاستيكيين قويين متوازيين متصلين بشفرة صغيرة. يستخدم للأغراض الطبية لتقطيع الأدوية الصلبة مثل الأقراص إلى أجزاء أصغر
Shanghai Bize Import and Export Co., Ltd | الصين | China | ME0000001627SFDAA00004 | RITECARE Eye Patch (Eye Shield) | Eye Pad | An Eye Pad is a shield made of non-woven fabric or plastic with or without adhesive. | عبارة عن واقي مصنوع من قماش غير منسوج أو بلاستيكي مع أو بدون مادة لاصقة. يتم استخدامه للأغراض الطبية لتوفير الحماية للعيون بعد أي عملية جراحية
Surgimed Medical SuppliesCo.,Ltd | الصين | China | ME0000000133SFDAA00016 | Isolation Gown Surgimed | solation Gown | Prevent and isolation dust,particle,alcohol,blood,bacteria and virus invading | مريول عزل
Carl Zeiss Suzhou Co.,Ltd | الصين | China | ME0000003677SFDAA00008 | Fluorescence Mode | NA | Dental surgical microscope
Carl Zeiss Suzhou Co.,Ltd | الصين | China | ME0000003677SFDAA00007 | EXTARO 300 | NA | surgical microscope
Leboo Healthcare Products Limited | الصين | China | ME0000015508SFDAA00003 | Aprons | Aprons | HDPE Apron,70*110cm,6.5g/pc, embossloed surface
Shanghai Bize Import and Export Co., Ltd | الصين | China | ME0000001627SFDAA00006 | KLINIQA Surgical (Reflex) Hammer | Neurological Hammer | : A Neurological Hammer is a small handheld medical instrument in the shape of a mini hammer. | هي أداة طبية صغيرة محمولة على شكل مطرقة صغيرة. هي أداة تشخيصية مخصصة للأغراض الطبية لاختبار ردود فعل العضلات والهيكل العظمي وحساسية الأعصاب
Shanghai Bize Import and Export Co., Ltd | الصين | China | ME0000001627SFDAA00010 | RITECARE Hot Water Bottle | Hot Water Bottle | A Hot Water Bottle is a flexible leakproof rubber bag that can be filled with hot water. | عبارة عن كيس مطاطي مرن مانع للتسرب تملأ بالماء الساخن. يتم استخدامها لتوفير الحرارة لتسكين آلام العضلات أو الهيكل العظمي أو التقلصات
Henan Tuoren Kingtaek Medical Device Co.Ltd | الصين | China | ML0000000177SFDAA00001 | Video Laryngoscope | Video Laryngoscope | It is used to obtain a clear view of the vocal cords and to assist in the insertion of a tracheal tube used during other medical procedures (i.e. general anesthesia, first aid, intra-oral examination or treatment, or medical teaching).
Sterivic | الصين | China | ME0000019654SFDAA00001 | Sterilization Indicator Strips Steam Class 6 | Sterilization Control | Sterilization Indicator Strip Steam | مؤشر التعقيم قطاع البخار
Zhejiang Bangli Medical Products Co., Ltd | الصين | China | ME0000008888SFDAA00008 | Breathe Well Nasal Strips | Nasal strip | Breath Easy Nasal strip is the device intended for helping people who are suffering from cold, allergy, rhinitis and snore caused by nasal congestion. When placed over the bridge of the nose, the strip works by holding open the nostrils, so reducing resistance to nasal airflow and increasing nasal-route breathing. Placed correctly across the nose, the strips gently lift the sides of nose to provide Nasal congestion relief due to the common cold or allergies; Snoring relief for a better night's sleep; Better breathing for people with a deviated septum. It is drug free, no side effects. | شريط التنفس السهل للأنف هو الجهاز المخصص لمساعدة الأشخاص الذين يعانون من البرد والحساسية والتهاب الأنف والشخير الناتج عن احتقان الأنف. عند وضعه على الأنف ، يعمل الشريط عن طريق فتح فتحتي الأنف ، مما يقلل من مقاومة تدفق الهواء عبر الأنف ويزيد من تنفس الأنف. توضع الشرائط بشكل صحيح عبر الأنف ، وترفع جانبي الأنف برفق لتسكين احتقان الأنف بسبب نزلات البرد أو الحساسية. راحة الشخير من أجل نوم أفضل ؛ تنفس أفضل للأشخاص الذين يعانون من انحراف الحاجز الأنفي. إنه خال من الادوية، ولا يوجد له اي اثر جانبية.
Shanghai Bize Import and Export Co., Ltd | الصين | China | ME0000001627SFDAA00014 | RITECARE Condom Catheter | External Male Catheter | A male external catheter is a latex or silicone tubular sheath in the shape of a condom with a short open-ended tube. | القسطرة الخارجية للذكور عبارة عن غمد أنبوبي من اللاتكس أو السيليكون على شكل واقي ذكري مع أنبوب قصير مفتوح الطرف. يستخدم للأغراض الطبية ويكون حلقة وصل بين القضيب وكيس جمع البول
Shanghai Bize Import and Export Co., Ltd | الصين | China | ME0000001627SFDAA00013 | RITECARE Ice Bag | Ice Bag | An Ice Bag is a flexible waterproof bag with a large leak proof cap big enough to accommodate medium size ice cubes. | كمادة الثلج هي كيس مرن مقاوم للماء مع غطاء كبير مانع للتسرب وبما يكفي لاستيعاب مكعبات الثلج متوسطة الحجم. يستخدم للأغراض الطبية لتوفير العلاج البارد لتقليل النزيف أو الالتهاب على كدمة أو إصابة أو لدغة حشرة ولتخفيف الألم
Shanghai Bize Import and Export Co., Ltd | الصين | China | ME0000001627SFDAA00005 | RITECARE Stockinet | Stockinette | A Stockinette is a medical device in the form of a long tubular fabric that is made highly stretchable by a special knitting process, without using any elastic fibres. | ضماد أنبوبي طبي محبوك من النسيج ذو قابلية عالية لتمدد دون استخدام أي ألياف مرنة. يتم ارتداؤه على الطرف المصاب قبل وضع الجبس الذي يعيق الحركة. يوفر الراحة على الجلد
Surgimed Medical SuppliesCo.,Ltd | الصين | China | ME0000000133SFDAA00017 | Alcohol prep swabs surgimed | Non-Woven Alcohol Ball/Pad | Disinfect The Wound，Prevent bacterial Infection | مسحة كحولية
Shanghai Kinmed Import and Export Co Ltd | الصين | China | ME0000002804SFDAA00041 | Caps (Round and Crimped | Caps (round and Crimped) | Nurse and Doctor Caps.
GUANGDONG DAYANG MEDICAL TECHNOLOGY CO., LTD | الصين | China | ME0000009612SFDAA00003 | Dayang Wheel Chair DY01809 | Wheel Chair | Steel Manual Wheel Chair | كرسي متحرك يدوي
Tribest Dental Products Co.,Ltd | الصين | China | ME0000006128SFDAA00005 | Universal barrier film | Universal barrier film | Universal barrier film
ChongQing Sunkingdom Medical instrument Co., Ltd. | الصين | China | ME0000000245SFDAA00010 | Slit Lamp | Opthalmic Slit Lamp Microscope | Slip Lamp Microscope
Sterivic Medical Co.Ltd | الصين | China | ME0000017059SFDAA00015 | Sterilization paper bags | Sterilization paper bags | Sterilization Paper Bag | كيس ورق التعقيم
Hefei Jingcheng Plastic Products Co., Ltd. | الصين | China | ME0000011746SFDAA00035 | plastic full chair sleeve | plastic full chair sleeve | plastic cover for dental chair
Hefei Jingcheng Plastic Products Co., Ltd. | الصين | China | ME0000011746SFDAA00035 | plastic full chair sleeve | plastic full chair sleeve | plastic cover for dental chair
Jiangsu Medplus Non-Woven Manufacturer Co., Ltd | الصين | China | ME0000010145SFDAA00001 | Disposable Isolation Gown | Disposable Isolation Gown | To protect the professional to prevent microbes from getting attached body | ثوب العزل
Jiangsu Medplus Non-Woven Manufacturer Co., Ltd | الصين | China | ME0000010145SFDAA00001 | Disposable Isolation Gown | Disposable Isolation Gown | To protect the professional to prevent microbes from getting attached body | ثوب العزل
GUANGDONG KANGSHEN MEDICAL TECHNOLOGY CO.,LTD | الصين | China | ME0000020797SFDAA00001 | Crash cart | Crash cart | A crash cart is a set of trays/drawers/shelves on wheels used in hospitals for transportation and dispensing of emergency medication/equipment at the site of a medical/surgical emergency for life support protocols (ACLS/ALS) to potentially save someone's life
GUANGDONG KANGSHEN MEDICAL TECHNOLOGY Y CO.,LTD | الصين | China | ME0000020791SFDAA00001 | Medical care bed | Hospital beds | This Beds is designed for use indoors. The bed is designed for a single user of up to 250kg when the bed is not moving, the bed can load 170kgs when the bed is moving. The bed is available with 5’’ luxury castors with individual break. The bed should be moved in the flat floor and can be moved to all directions. The bed used by the patient/nurse
Wuhan Topmed trading Co., ltd. | الصين | China | ME0000020734SFDAA00002 | SAFEMAX Bouffant cap | Bouffant cap | Non woven head cover used by nurses | غطاء رأس للتمريض
Wuhan Topmed trading Co., ltd. | الصين | China | ME0000020734SFDAA00003 | SAFEMAX Apron | PE Apron | PE Apron used as a protective equipment | مريول بلاستيك
Jiaxing U-life Medical Device Technology Co.,Ltd. | الصين | China | ME0000019537SFDAA00003 | Thermometer Probe Cover / Sheaths | Thermometer Probe Cover / Sheaths | Thermometer Probe Cover / Sheaths
Sterivic Medical Co., Ltd. | الصين | China | ME0000021243SFDAA00004 | Sterilization Indicator Strips Steam Class 5 | Sterilization Control | Sterilization Indicator Strip Steam | مؤشر التعقيم شرائط البخار
Sterivic Medical Co., Ltd. | الصين | China | ME0000019696SFDAA00001 | Sterilization Indicator Tape | Sterilization Indicator Tape | Sterilization Indicator Tape | شريط مؤشر التعقيم
Wuhan Topmed trading Co., ltd. | الصين | China | ME0000020734SFDAA00005 | SAFEMAX Clip cap | Clip Cap | Non woven head cover | غطاء رأس للتمريض
Anji Hengfeng Sanitary Material Co; Ltd | الصين | China | ME0000020586SFDAA00002 | HIGH ELASTIC BANDAGE | HIGH ELASTIC BANDAGE | Bandage to treat muscle sprains and strains by reducing the flow of blood to a particular area by the application of even stable pressure which can restrict swelling at the place of injury.
Anji Hengfeng Sanitary Material Co; Ltd | الصين | China | ME0000020586SFDAA00001 | GUAZE SWAB | GUAZE SWAB | Swabs for skin cleansing, wound debridement as well as for use in dressing packs.
Wuhan Topmed trading Co., ltd. | الصين | China | ME0000020734SFDAA00007 | SAFEMAX Isolation Gown | Isolation Gown | PP non woven disposable Gown
Hefei Jingcheng Plastic Products Co., LTD | الصين | China | ME0000019948SFDAA00001 | Non woven isolation gown | isolation gown | Non woven isolation gown
Sterivic Medical Co., Ltd. | الصين | China | ME0000021342SFDAA00001 | Sterilization Indicator Strips Steam Class 4 | Sterilization Control | Sterilization Indicator Strips Steam | مؤشر التعقيم شرائط البخار
Anji Hengfeng Sanitary Material Co; Ltd | الصين | China | ME0000020586SFDAA00004 | CREPE COTTON BANDAGE | CREPE COTTON BANDAGE | Bandage to reduce swelling, relieve pain, and provide support for weak body parts.
Hefei Jingcheng Plastic Products Co., Ltd. | الصين | China | ME0000011746SFDAA00036 | Non woven sponge | Non-woven sponge | sponge for dental use
Hefei Jingcheng Plastic Products Co., Ltd. | الصين | China | ME0000011746SFDAA00050 | Self-sealing pouch 3.5*10 | Self-sealing pouch 3.5*10 | Self-sealing pouch 3.5*10
Hefei Jingcheng Plastic Products Co., Ltd. | الصين | China | ME0000011746SFDAA00051 | Self-sealing pouch 2.75*10 | Self-sealing pouch 2.75*10 | Self-sealing pouch 2.75*10
Hefei YuChen Plastic Products Co.,Ltd | الصين | China | ME0000017798SFDAA00018 | BARRIER FILM | BARRIER FILM | BARRIER FILM
Hefei Jingcheng Plastic Products Co., Ltd. | الصين | China | ME0000011746SFDAA00039 | Dental kit | Dental kit | Dental kit
Hefei Jingcheng Plastic Products Co., Ltd. | الصين | China | ME0000011746SFDAA00043 | High volume suction tip | High volume suction tip | High volume suction tip
Hefei Jingcheng Plastic Products Co., Ltd. | الصين | China | ME0000011746SFDAA00047 | Head rest cover sleeve10*11 | Head rest cover sleeve10*11 | Head rest cover sleeve10*11
Wuhan Topmed trading Co., ltd. | الصين | China | ME0000020734SFDAA00004 | SAFEMAX Shoe cover | Shoe cover | PE cover for footwear | غطاء بلاستيكي للحذاء للحمايه من تلوث مكان نظيف
Wuhan Topmed trading Co., ltd. | الصين | China | ME0000020734SFDAA00006 | SAFEMAX Surgeon Cap | Surgeon Cap | head cover for Doctors
Zhejiang Rehan Medical manufacturing Co., ltd. | الصين | China | ME0000020774SFDAA00001 | FIXIT ORTHOPEDIC SUPPORT | Orthopedic support | Orthopedics belts for supporting skeletal system | اربطه لتثبيت أو دعم المفاصل والعضلات
Anji Hengfeng Sanitary Material Co; Ltd | الصين | China | ME0000020586SFDAA00003 | SURGICAL SILK TAPE | SURGICAL SILK TAPE | Tape for secure tubing and devices and immobilize dressing.
DONGGUAN SUPERCARE MEDICAL PRODUCTS CO., LTD. | الصين | China | ME0000021568SFDAA00001 | Ankle Supports | Ankle Support | Ankle Support
Hefei Jingcheng Plastic Products Co., Ltd. | الصين | China | ME0000011746SFDAA00058 | Sterilization flat reel 10*200 | Sterilization flat reel 10*200 | Sterilization flat reel 10*200
Hefei Jingcheng Plastic Products Co., Ltd. | الصين | China | ME0000011746SFDAA00053 | Self-sealing pouch 5.25*11 | Self-sealing pouch 5.25*11 | Self-sealing pouch 5.25*11
Hefei Jingcheng Plastic Products Co., Ltd. | الصين | China | ME0000011746SFDAA00049 | Self-sealing pouch | Self-sealing pouch | Self-sealing pouch
Hefei Jingcheng Plastic Products Co., Ltd. | الصين | China | ME0000011746SFDAA00045 | Non-woven sponge 3*3 | Non-woven sponge 3*3 | Non-woven sponge 3*3
Hefei Jingcheng Plastic Products Co., Ltd. | الصين | China | ME0000011746SFDAA00037 | Non-woven isolation gown | JCIG20 | Non-woven isolation gown
Hefei Jingcheng Plastic Products Co., Ltd. | الصين | China | ME0000011746SFDAA00042 | Prophy brush | Prophy brush | Prophy brush
Jiangsu Keling Medical Appliances Co., Ltd | الصين | China | ME0000008935SFDAA00005 | Hospital Bed - two cranks | Hospital Bed | HOSPITAL BED TWO CRANKS
Hefei Jingcheng Plastic Products Co., Ltd. | الصين | China | ME0000011746SFDAA00056 | Sterilization flat reel 5*200 | Sterilization flat reel 5*200 | Sterilization flat reel 5*200
Hefei Jingcheng Plastic Products Co., Ltd. | الصين | China | ME0000011746SFDAA00060 | Sterilization flat reel 20*200 | Sterilization flat reel 20*200 | Sterilization flat reel 20*200
Jiangsu Keling Medical Appliances Co., Ltd | الصين | China | ME0000008935SFDAA00004 | Hospital Bed - one crank | Hospital Bed | HOSPITAL BED SINGLE CRANK.
Wuhan Topmed trading Co., ltd. | الصين | China | ME0000020734SFDAA00008 | SAFEMAX Patient Gown | Patient Gown | SMS Disposable gown with knitted cuff and neck, waist velcro | رداء مريض يستخدم لمره واحده ، يستخدم لاغراض مكافحه العدوى
Sterivic Medical Co., Ltd. | الصين | China | ME0000021670SFDAA00001 | Sterilization Self Seal/Heat Seal Pouches and Rolls | Sterilization Packing | Sterilization Self and heat pouches and rolls for the sterilization purpose. | أكياس ولفائف التعقيم الذاتي والحرارة لغرض التعقيم.
DONGGUAN SUPERCARE MEDICAL PRODUCTS CO., LTD. | الصين | China | ME0000021808SFDAA00001 | WAIST BELTS/ BACK SUPPORT | WAIST BELTS/BACK SUPPORTS | WAIST BELTS/BACK SUPPORTS
DONGGUAN SUPERCARE MEDICAL PRODUCTS CO., LTD. | الصين | China | ME0000021801SFDAA00001 | ELBOW SUPPORT | ELBOW SUPPORT | ELBOW SUPPORT
DONGGUAN SUPERCARE MEDICAL PRODUCTS CO., LTD. | الصين | China | ME0000021860SFDAA00001 | SHOULDER SUPPORT | SHOULDER SUPPORTS | SHOULDER SUPPORT
HeFei JingCheng Plastic products co;ltd | الصين | China | ME0000009253SFDAA00012 | Barrier Film | Barrier Film | single use product
Shanghai Kinmed Import & Export Co., Ltd. | الصين | China | ME0000002566SFDAA00061 | DOCTOR CAP WITH TIE | DOCTOR CAP WITH TIE | DOCTOR CAP WITH TIE
5R MED Instruments (CHENGDU) Co., Ltd. | الصين | China | ME0000018194SFDAA00001 | Medical Face Mask | Medical Face Mask | The product is composed of two layers of PP non-woven fabric and one layer of melt blown fabric, and the nose beam strip and ear lace are added.It is suitable for ordinary people to wear it in the daily environment, to block the spread of solid, liquid, solid and liquid particles suspended in the air, such as dust, smoke, fog and microorganism.
HEFEI MEDICON PLASTIC PRODUCTS CO.,LTD | الصين | China | ME0000021191SFDAA00001 | Surgical Gown | Surgical Gown | Surgical gowns are disposable Doctor and Patient protection from any fluid or composite during dental procedures or exams
Hefei Jingcheng Plastic Products Co., Ltd. | الصين | China | ME0000011746SFDAA00046 | Non-woven sponge 4*4 | Non-woven sponge 4*4 | Non-woven sponge 4*4
Hefei Jingcheng Plastic Products Co., Ltd. | الصين | China | ME0000011746SFDAA00040 | Dental Mouth Tray | Dental Mouth Tray | Dental Mouth Tray
Hefei Jingcheng Plastic Products Co., Ltd. | الصين | China | ME0000011746SFDAA00059 | Sterilization flat reel 15*200 | Sterilization flat reel 15*200 | Sterilization flat reel 15*200
Hefei Jingcheng Plastic Products Co., Ltd. | الصين | China | ME0000011746SFDAA00055 | Syring sleeve | Syring sleeve | Syring sleeve
Shanghai Kinmed Import & Export Co., Ltd. | الصين | China | ME0000002566SFDAA00060 | Gauze Roll | Gauze Roll | Single Use Gauze Roll | Single Use Gauze Roll
Shanghai Kinmed Import & Export Co., Ltd. | الصين | China | ME0000002566SFDAA00060 | Gauze Roll | Gauze Roll | Single Use Gauze Roll | Single Use Gauze Roll
Shanghai Channelmed Import & Export Co., Ltd | الصين | China | ME0000008893SFDAA00024 | Channelmed Absorbent Gauze Roll | Channelmed Absorbent Gauze Roll | Absorbent Gauze Roll
Shanghai Channelmed Import & Export Co., Ltd | الصين | China | ME0000008893SFDAA00041 | Alcohl Swab | Alcohl Swab | It be used for cleaning and disinfection non-entry medical device in hospital and home
Shanghai Dräger Medical Instrument Co. Ltd. | الصين | China | ME0000020087SFDAA00003 | IBP transducer adapter cable | Adapter Cable | Adapter cables
Jiangsu Yuyue Medical Equipment and Supply Co., Ltd. | الصين | China | ME0000005037SFDAA00014 | WHEELCHAIR | WHEELCHAIR | to help people who has difficulty in walking move easily
Shanghai Channelmed Import & Export Co., Ltd | الصين | China | ME0000008893SFDAA00025 | Channelmed Disposable Cap | Disposable Cap | Protect from unwanted hair or sweat drop and dust contamination
Shanghai Channelmed Import & Export Co., Ltd | الصين | China | ME0000008893SFDAA00025 | Channelmed Disposable Cap | Disposable Cap | Protect from unwanted hair or sweat drop and dust contamination
Shanghai Channelmed Import & Export Co., Ltd | الصين | China | ME0000017278SFDAA00003 | CHANNELMED ROUND CAP | NON-WOVEN CAPS | Made of non-woven fabric ,breathable and odorless protect from unwanted hair or sweat drop and dust contamination convenient to use with adjustable elastic | غطاء رأس يستخدم في بعض الأماكن مع متطلبات صارمة للبيئة وأشخاص محددين ينطبق عليهم منع تساقط الشعر أو قشرة الرأس لضمان نظافة البيئة
TRIBEST DENTAL PRODUCTS CO. LTD | الصين | China | ME0000019644SFDAA00024 | Endo irrigation needle tip | Endo irrigation dental needle tip | dental needle tip
ORANTECH Inc | الصين | China | ME0000017149SFDAA00001 | Noninvasive Blood Pressure Cuff | Noninvasive Blood Pressure Cuff | The device comprises tubing attached to an inelastic sleeve with an integrated inflatable bladder that is wrapped around the patient’s limb and secured by hook and loop closure. The device tubing is connected to a non-invasive blood pressure measurement system. The NIBP cuff has different models with different size for different population with different arm size.
Sumbow Medical Instruments Co., Ltd. | الصين | China | ME0000005771SFDAA00225 | SUMBOW | ALCOHOL SWAB PAD | Non-sterile, are intended to be used for cleaning wound, medical device.
Sumbow Medical Instruments Co., Ltd. | الصين | China | ME0000005771SFDAA00228 | SUMBOW | ADHESIVE TAPE REMOVER PAD | Disposable, non sterile, non woven, swab for removing adhesive.
CHINA MEHECO CORPORATION | الصين | China | ME0000010607SFDAA00006 | Urine Collector for Pediatric | Urine Collector | Urine Collector for Pediatric to collect Urine
Alltion (Guangxi) Instrument Co., Ltd. | الصين | China | ME0000016351SFDAA00001 | Surgical Microscope | microscope | microscope for manual operation
Jiangsu Medplus Non-Woven Manufacturer Co., Ltd. | الصين | China | ME0000020800SFDAA00001 | Standard Procedure Mask | Disposable Non Sterile Face Mask | Face Mask SPP25+20+20g, Blue, 9.5 x 17.5cm, with Ear Loop.
Zhejiang Rehan Medical manufacturing Co., ltd. | الصين | China | ME0000020774SFDAA00003 | FIXIT ORTHOPEDIC SUPPORT | Orthopedic support | Belts to support back muscles and vertebral column | اربطه لتثبيت أو دعم فقرات الظهر والعضلات
Ningbo Yingmed Medical Instruments Co., Ltd. | الصين | China | ME0000020654SFDAA00002 | Breathing exercise | Anaesthesia Beathing system | Breathing exercise is a medical device that helps patients improve the function of their lungs and an effective tool to prevent pulmonary complications
Shanghai Kinmed Import & Export Co. Ltd. | الصين | China | ME0000020319SFDAA00002 | ISOLATION GOWN | ISOLATION GOWN | ISOLATION GOWN | مريول عزل
LIGHTS MEDICAL MANUFACTURE CO LTD | الصين | China | ME0000020643SFDAA00001 | SOL-M Alcohol Wipes | Alcohol Tubes | Saturated with 70% Isopropyl Alcohol solution put into a tube.
Shanghai Greeloy Industry Co., Ltd | الصين | China | ME0000020151SFDAA00001 | Dental Suction Unit | Dental Suction Unit | The dental suction unit consists of drain bottle, filter, ring blower, DC water pump and case.
Sterivic Medical Co., Ltd. | الصين | China | ME0000021921SFDAA00001 | Non Woven Wrapping sterilization sheets | Non Woven Wrapping sterilization Sheets | Nonwoven Polypropylene(SMS/SMMS/SMMMS) extremely tears resistant, robust and drapable non-woven, made of pure synthetic fibers. | مادة البولي بروبيلين غير المنسوجة (SMS / SMMS / SMMMS) مقاومة للغاية للدموع ، متينة وقابلة للالتفاف ، غير منسوجة ، مصنوعة من ألياف تركيبية نقية.
Hefei Jingcheng Plastic Products Co., Ltd. | الصين | China | ME0000011746SFDAA00074 | Micro Brush | Micro Brush | very small brush for dental use
Zhejiang Rehan Medical manufacturing Co., ltd. | الصين | China | ME0000020774SFDAA00007 | FIXIT ORTHOPEDIC SUPPORT | Orthopedic support | belts and supports for knee joint | اربطه لتثبيت أو دعم المفاصل والعضلات
Foshan COXO Medical Instrument Co., Ltd. | الصين | China | ME0000016179SFDAA00003 | LED Curing Light | LED Curing Light | Used for the dentist to repair the tooth
Zhejiang Rehan Medical manufacturing Co., ltd. | الصين | China | ME0000020774SFDAA00009 | FIXIT ORTHOPEDIC SUPPORT | Orthopedic support | Arm Sling | حامل للذراع
Shanghai Channelmed Import & Export Co., Ltd | الصين | China | ME0000008893SFDAA00027 | Gauze Bandage Non-sterile | Gauze Bandage Non-sterile | Gauze Bandage Non-sterile
Hefei Jingcheng Plastic Products Co., Ltd. | الصين | China | ME0000011746SFDAA00073 | Autoclave Tape | Autoclave Tape | for dental use as sterilization indicator
Hanchuan Fumo Plastics Co., Ltd | الصين | China | ME0000016696SFDAA00002 | mediU Isolation Gown | Non-woven Isolation Gown | Non-woven Isolation Gown | غطاء لملابس العاملين
Hanchuan Fumo Plastics Co., Ltd | الصين | China | ME0000016696SFDAA00002 | mediU Isolation Gown | Non-woven Isolation Gown | Non-woven Isolation Gown | غطاء لملابس العاملين
Zhejiang Rehan Medical manufacturing Co., ltd. | الصين | China | ME0000020774SFDAA00011 | FIXIT ORTHOPEDIC SUPPORT | Orthopedic support | Cervical Collars | اربطه ودعامات لتثبيت ودعم الجهاز الحركي
Zhejiang Rehan Medical manufacturing Co., ltd. | الصين | China | ME0000020774SFDAA00014 | FIXIT Insole | Insole | Silicone made shoe pad | نعل سليكون لراحه القدم
Zhejiang Rehan Medical manufacturing Co., ltd. | الصين | China | ME0000020774SFDAA00013 | FIXIT ORTHOPEDIC SUPPORT | Orthopedic support | Belts to support wrist / thumb | اربطه لتثبيت أو دعم المفاصل والعضلات
STERIVIC Medical Co.,Ltd | الصين | China | ME0000022497SFDAA00001 | STERILIZATION FLAT ROLL | Sterilization Roll & Pouch | Various packaging envelopes for use in sterilization | مظاريف تغليف مختلفة لاستخدامها في التعقيم
Qingdao Ktqk Industrial Group Limited | الصين | China | ME0000007395SFDAA00013 | First Step | Hot Water Bottle | hot water bottle is composed of a hollow rubber bag body, a metal screw mouth, metal and non-metal screw caps and a rubber pad. It is produced by the method of pasting and molding calendared film and vulcanizing by compression molding. The compound is heat and aging resistant | قربة ماء مصنوع من المطاط و غطاء معدني للحفاظ علي درجة الحرارة
Shanghai Channelmed Import & Export Co., Ltd | الصين | China | ME0000008893SFDAA00028 | SHOE COVER NON SKID | SHOE COVER NON SKID | SINGLE USE SHOE COVER NON SKID
STERIVIC Medical Co.,Ltd | الصين | China | ME0000000029SFDAA00015 | STERILIZATION GUSSETED ROLL | Sterilization Roll | Device used Pack and wrapping for Sterilizer Sterilization use | الجهاز(المغلف ) المستخدم للتعبئة والتغليف لاستخدام التعقيم
GREAT GLOVE (XINGHUA) CO., LTD. | الصين | China | ME0000012749SFDAA00002 | Touch Vinyl Examination Gloves Powder Free | Vinyl Examination Gloves Powder Free | Powder-Free Vinyl examination gloves are worn on the examiner's hands to prevent contamination between the patient and the examiner.
Suzhou Master Machinery Manufacturing Co., Ltd | الصين | China | ME0000018034SFDAA00011 | Electric Patient Lift | Electric Patient Lift | Electric Patient Lift | رافعة مريض كهربائية
Henan Tuoren Medical Device Co., Ltd | الصين | China | ME0000002243SFDAA00005 | medical face mask | medical face mask | Surgical face masks, made of non-woven fabric, melt-blown fabric, Three-layer mask design with good dilering and blocking effect.
STERIVIC Medical Co.,Ltd | الصين | China | ME0000000029SFDAA00018 | Self-Sealing Sterilization Pouch | STERILIZATION POUCH | Envelope used Pack and wrapping for Sterilizer Sterilization use
STERIVIC Medical Co.,Ltd | الصين | China | ME0000000029SFDAA00017 | DENTAL BIBS | DENTAL BIBS | DENTAL BIBS
Zhejiang Rehan Medical manufacturing Co., ltd. | الصين | China | ME0000020774SFDAA00015 | FIXIT ORTHOPEDIC SUPPORT | Orthopedic support | Belts to support elbow muscles and joint | اربطه لتثبيت أو دعم المفاصل والعضلات
STERIVIC Medical Co.,Ltd | الصين | China | ME0000000177SFDAA00009 | Tyvek Sterilization Roll | Sterilization Roll | it is Reel Pack and wrapping for Sterilizer Sterilization use
Zhejiang Rehan Medical manufacturing Co., ltd. | الصين | China | ME0000020774SFDAA00016 | FIXIT ORTHOPEDIC SUPPORT | Orthopedic support | Belts to support scrotum | اربطه ودعامات لتثبيت ودعم الجهاز الحركي
Jiangsu Maat Optical Technology Co. Ltd | الصين | China | ME0000017937SFDAA00001 | GOLDENLENS | Optical lenses | Optical lenses
Zhejiang Rehan Medical manufacturing Co., ltd. | الصين | China | ME0000020774SFDAA00017 | FIXIT ORTHOPEDIC SUPPORT | Orthopedic support | belts to support clavicle and shoulder | دعامات عظام وجهاز حركي
STERIVIC Medical Co.,Ltd | الصين | China | ME0000000029SFDAA00020 | STERILIZATION WRAPPING CREPE PAPER | Sterilization wrap | Sterilization wrap
STERIVIC Medical Co.,Ltd | الصين | China | ME0000000029SFDAA00019 | STERILIZATION INDICATOR STRIP | Sterilization Indicator | STERILIZATION INDICATOR STRIP
STERIVIC Medical Co.,Ltd | الصين | China | ME0000000029SFDAA00022 | STERILIZATION INDICATOR TAPE | Sterilization Indicator | Sterilization Indicator
STERIVIC Medical Co.,Ltd | الصين | China | ME0000000029SFDAA00021 | TYVEK STERILIZATION POUCH | STERILIZATION POUCH | STERILIZATION POUCH
Zhejiang Rehan Medical manufacturing Co., ltd. | الصين | China | ME0000020774SFDAA00010 | FIXIT ORTHOPEDIC SUPPORT | Orthopedic support | belts to support back muscles | احزمه لدعم عضلات الظهر
Foshan COXO Medical Instrument Co., Ltd. | الصين | China | ME0000016179SFDAA00002 | Dental Aerosol Suction System | Dental Aerosol Suction System | Oral surgical aerosol suction machine
Zhejiang Rehan Medical manufacturing Co., ltd. | الصين | China | ME0000020774SFDAA00012 | FIXIT WRIST SUPPORT | Orthopedic support | Belts to support wrist / thumb | اربطه لتثبيت أو دعم المفاصل والعضلات
Blue sail medical Co, LTD | الصين | China | ME0000000180SFDAA00040 | JAMA MAX CARE | disposable vinyl patient examination gloves | Single use vinyl examination gloves
Haian Medigauze Co., Ltd. | الصين | China | ME0000001608SFDAA00003 | Medigauze | Isolation gown | Isolation gown
Shenzhen Launch Electrical Co. Ltd. | الصين | China | ME0000009141SFDAA00003 | ECG cable | Lead cable | ECG cable
Foshan COXO Medical Instrument Co., Ltd | الصين | China | ME0000020275SFDAA00013 | Teeth Whitening Accelerator | Teeth Whitening Accelerator | The C-bright teeth Whitening accelerator is using a strong blue LED light with a specifically wavelength ,this light activaties tooth whitener.
Shenzen QiShun Technology Co., Ltd | الصين | China | ME0000000947SFDAA00002 | TENS Electrodes | Electrodes | Physiotherapy electrodes
JAMJOOM FULLCARE CORPORATION | الصين | China | ME0000005373SFDAA00140 | NURSE CAP | NURSE CAP | NURSE CAP | NURSE CAP
DRAGON MEDICAL CO.,LTD | الصين | China | ME0000005075SFDAA00012 | STRETCHER FOLDING | STRETCHER FOLDING | STRETCHER FOLDING
Shanghai Channelmed Import & Export Co., Ltd | الصين | China | ME0000008893SFDAA00035 | Surgical cap (Crimped cap, Nurse cap, Round cap, Doctor cap, Disposable cap, Disposable cap Hood & Sider Burn Cover)) | Surgical cap | For hospital clinical medical and patients, dust free work shop, food factory.
Lyncmed Medical Technology (Beijing) Co., Ltd. | الصين | China | ME0000005427SFDAA00010 | Face Mask | Face Mask | Nose and mouth protection cover
Foshan COXO Medical Instrument Co., Ltd | الصين | China | ME0000020275SFDAA00014 | Amalgamator | Amalgamator | This amalgamator is used to mix silver with mercury in capsule , and makes alloy in best manner so its used instead of the former manual method , so its health for human body.
HEBEI PUKANG MEDICAL INSTRUMENTS CO., LTD | الصين | China | ME0000001846SFDAA00003 | TRANSPORT STRETCHER | STRETCHER EMERGENCY | STRETCHER EMERGENCY
HEBEI PUKANG MEDICAL INSTRUMENTS CO., LTD | الصين | China | ME0000001845SFDAA00001 | EMERGENCY TROLLEY | EMERGENCY TROLLEY | EMERGENCY TROLLEY
Shandong Intco Medical Products Co., Ltd. | الصين | China | ME0000001278SFDAA00003 | Synmax Vinyl Exam Gloves | Synmax Vinyl Exam Gloves | Synmax Vinyl Exam Gloves
HEBEI PUKANG MEDICAL INSTRUMENTS CO., LTD | الصين | China | ME0000001843SFDAA00001 | Stainless steel cupboard | Stainless steel cupboard | Stainless steel cupboard
Shanghai Kinmed Import & Export Co., Ltd. | الصين | China | ME0000002566SFDAA00069 | SHOE COVER NON WOVEN NON SKID, CPE SHOE COVER, SHOE COVER NON WOVEN PLAIN | SHOE COVER | For simple isolation
SHANGHAI INTCO MEDICAL SUPPLY Co.,Ltd | الصين | China | ME0000006359SFDAA00001 | Intco Disposable Nitrile Exam Gloves | Disposable Nitrile Exam Gloves | The Nitrile Examination Gloves are mainly used for medical inspection process, used to prevent the cross infection between patients and doctors. Comfortable to wear, have a soft feel, latex-free. This glove should not be used in high-risk or hazardous conditions.
YONGKANG JINKANG HEALTH EQUIPMENT FACTORY | الصين | China | ME0000000096SFDAA00004 | Vaccum Cupping | Vaccum Cupping | Vaccum Cupping Set | مجموعه من الكاسات المفرغة
Shanghai Kinmed Import & Export Co., Ltd. | الصين | China | ME0000002566SFDAA00068 | Gauze Swab. | Gauze Swab. | Absorb residual liquid | Absorb residual liquid
Jiangsu Medplus Non-Woven Manufacturer Co., Ltd. | الصين | China | ME0000020800SFDAA00002 | Disposable Caps Bouffant | Disposable Caps | Disposable Caps Bouffant SPP14g, blue,21"
Jiangsu Medplus Non-Woven Manufacturer Co., Ltd. | الصين | China | ME0000020800SFDAA00003 | Disposable Caps Surgeon | Disposable Caps | Disposable Cap Surgeon ADJUSTABLE, BLUE SPP25g,15x64cm, by Automatic machine
STERIVIC Medical Co.,Ltd | الصين | China | ME0000000177SFDAA00010 | Tyvek Sterilization Roll | Tyvek Sterilization Rolls | Tyvek Sterilization pouches and rolls used in the Packing of Sterilizer Sterilization. | رولات التعقيم تايفك المستخدمة في تغليف الأجهزة الطبية لتعقيمها في عملية التعقيم
Zhende Medical Co., Ltd. | الصين | China | ME0000011116SFDAA00058 | BANDAGE, COHESIVE, ELASTIC CONFORMING BANDAGE 12 CM X 4 M | BANDAGE, COHESIVE, ELASTIC CONFORMING BANDAGE, WITH DOUBLE ADHESIVE EFFECT, LATEX FREE, PERMEABLE TO AIR, CONSIST OF 43% VISCOSE, 37% COTTON, 20% POLYAMIDE, ROLL SIZE, 12 CM X 4 M | Cohesive bandage is made of elastic fabrics and coated with natural latex or synthetic adhesives. It is non sterilized product and does not come into direct contact with wound surface, the pasted part is intact skin.
Zhende Medical Co., Ltd. | الصين | China | ME0000011116SFDAA00061 | PLASTER OF PARIS Size: 7.5 X 270CM | PLASTER OF PARIS Size: 7.5 X 270CM | Plaster Bandage made of Plaster of Paris Disposable, cleaner and more hygienic Independent packaging, easy to carry and store
Anping Shiheng medical Instruments Co., Ltd. | الصين | China | ME0000002265SFDAA00017 | Thoracolumbar Fixation Brace | Cervical Spine orthosis | Cervical Spine orthosis
ANTAR FOSHAN TECHNOLOGY CO LTD | الصين | China | ME0000010177SFDAA00004 | DENTAL SUCTION | DENTAL SUCTION | device should be used with a dental curing device to remove droplets, spit and food residue in the patient's mouth.
Henan Kangdi Medical Devices Co., Ltd | الصين | China | ME0000022642SFDAA00006 | Sanytaki Razimed - Sanytaki Plus Razimed | Heat Pads | heat pads to relieve pain by warming the part applied | ستعمل سانيتايكي في مختلف مواضع الجسم كالظهر والكتف والرقبة لإزالة الآلام بواسطة تدفئة مكان الألم
Anping Shiheng medical Instruments Co., Ltd. | الصين | China | ME0000002264SFDAA00068 | Adjustable spinal hyperextension brace | Spinal orthosis | Spinal orthosis
HEFEI MEDICON PLASTIC PRODUCTS CO.,LTD | الصين | China | ME0000021191SFDAA00003 | SUCTION TIP | SUCTION TIP | used one time for the purpose of fluid suction from the patient's during the different dental operations
DRAGON MEDICAL CO.,LTD | الصين | China | ME0000002303SFDAA00006 | EMERGENCY TROLLEY INSTRUCTIONS FOR USE | EMERGENCY TROLLEY INSTRUCTIONS FOR USE | Specialized to be applied in hospitals health centers medical colleges available as treating nursing experimentation medicine-logistic or equipment-logistic and etc | تروللي
Anqing Yipak Packaging Material Co., Ltd. | الصين | China | ME0000008062SFDAA00011 | Dental Bibs | Dental Bibs | The product forms an effective preliminary barrier against contamination, perfect for the dental office or orthodontic clinic
Zhejiang Rehan Medical manufacturing Co., ltd. | الصين | China | ME0000020774SFDAA00020 | Laced Ankle Brace with Splint | Laced Ankle Brace with Splint | support of injury part to help soonest recovery
Changyi MoCare Non woven Products Co Ltd | الصين | China | ME0000005168SFDAA00024 | Disposable Ear Thermometer Probe Covers | Disposable Ear Thermometer Probe Covers | Disposable Ear Thermometer Probe Covers use to help prevent the spread of germs these probe covers are easy to use and safe and sanitary
Anhui Province De Ji Tang Pharmaceutical Co,. Ltd | الصين | China | ME0000000051SFDAA00206 | Silva | Silva TIGER | patch pain relief for back | باتش للضهر
MEDIWISH CO.,LTD | الصين | China | ME0000013263SFDAA00002 | M.S | STERILIZATION POUCH | Sterilization packaging is constructed of transparent multilayer PET/PP copolymer film web and medical grade paper in compliance with EN 868-3. Chemical process indicators are applied on the paper surface for intended sterilization methods. | يتم تصنيع عبوات التعقيم من طبقة بوليمر متعدد الطبقات شفافة وورق طبي مطابق للمواصفة EN 868-3. مع مؤشرات العملية الكيميائية يتم تطبيقها على سطح الورق لطرق التعقيم المقصودة.
Zhejiang Hongyu Medical Commodity Co Ltd | الصين | China | ME0000005707SFDAA00007 | Razimed | Razimed PE Tape | PE Tape | رولات بلاستر شفافه يستخدم لتثبيت اغطية الجروح الغير لاصقه واخرى
Jiujiang Huada Medical Dressing Co., Ltd | الصين | China | ME0000002795SFDAA00002 | Dental Rolls | Cotton Roll | Dental Use Only
Anqing Yipak Packaging Material Co., Ltd. | الصين | China | ME0000008062SFDAA00013 | Dental Bibs | Dental Bibs | Dental Bibs
Anqing Yipak Packaging Material Co., Ltd. | الصين | China | ME0000008062SFDAA00012 | Self sealing sterilization pouches | Self sealing sterilization pouches | Self sealing sterilization pouches
Zhejiang Hongyu Medical Commodity Co., Ltd. | الصين | China | ME0000005699SFDAA00004 | Razimed | Kind removal Silicone Tape | Kind removal Silicone Tape for Fixing the non adherent dressings or other medical devices. | شريط لاصق سيليكون
Zhejiang Hongyu Medical Commodity Co., Ltd. | الصين | China | ME0000005699SFDAA00006 | Razimed | Silk Tape | silk tape | شريط لاصق للجروح
Hefei Medicon Plastic Products Co., Ltd. | الصين | China | ME0000000720SFDAA00157 | MEDPROTECT | Sterilization Pouch & Roll | Disposable sterilization pouch
Anqing Yipak Packaging Material Co.,Ltd. | الصين | China | ME0000005673SFDAA00012 | Verona | Barrier Film | Disposable Barrier Film
Crown Name Disposable Hygiene Products Fty. Ltd | الصين | China | ME0000020990SFDAA00001 | ZSEN | Mask | personal protective
Anqing Yipak Packaging Material Co.,Ltd. | الصين | China | ME0000005673SFDAA00011 | Verona | Sleeve | Disposable Chair Sleeves
Blue sail medical Co, LTD | الصين | China | ME0000000180SFDAA00041 | NOUVETA Ultra Soft Synthetic Examination Gloves | Synthetic Poly Vinyl Chloride Glove | Synthetic Poly Vinyl Chloride Examination Glove | قفازات مصنعة فائقة النعومة
Zhejiang Hongyu Medical Commodity Co., Ltd. | الصين | China | ME0000005699SFDAA00013 | Conkote PE Tape | Conkote PE Tape | PE tape is made of transparent polyethylene coated with medical hypoallergenic acrylic adhesive | شريط بولي إيثيلين مصنوع من مادة البولي إيثيلين الشفافة المطلية بمادة لاصقة أكريليك الطبية الغير مسبب للحساسية.
Zhejiang Hongyu Medical Commodity Co., Ltd. | الصين | China | ME0000005699SFDAA00014 | Razimed | Non woven adhesive wound dressing strip without pad | Non woven adhesive wound dressing strip without pad | شريط لاصق من الالياف للجروح
Zhejiang Hongyu Medical Commodity Co., Ltd. | الصين | China | ME0000005699SFDAA00016 | Razimed | non woven tape | Non woven tape - medical adhesive tape | شريط لاصق من الالياف للجروح
XianTao YinHong Protective Products Co.,Ltd | الصين | China | ME0000012877SFDAA00002 | Medical Isolation Gown | Medical Isolation Gown | Medical Isolation Gown
Mediwish Co., Ltd | الصين | China | ME0000018237SFDAA00007 | Future Cure Emulating Chemical indicator | Future Cure Emulating Chemical indicator | Emulating Chemical indicator
Mediwish Co., Ltd | الصين | China | ME0000018237SFDAA00004 | Future Cure Multi Variable Chemical Indicator | Future Cure Multi Variable Chemical Indicator | Multi Variable Chemical Indicator
Mediwish Co., Ltd | الصين | China | ME0000018237SFDAA00006 | Future Cure Gas Plasma Chemical indicator | Future Cure Gas Plasma Chemical indicator | Gas Plasma Chemical indicator
Zhejiang Hongyu Medical Commodity Co., Ltd. | الصين | China | ME0000005699SFDAA00018 | Conkote PE Silicone Tape | Conkote PE Silicone Tape | PE silicone tape is made of transparent polyethylene coated with medical hypoallergenic silicone adhesive | شريط بولي إيثيلين السيليكون مصنوع من مادة البولي إيثيلين الشفافة المطلية بمادة لاصقة السيليكون الطبية الغير مسبب للحساسية
Blue Sail Medical Co., Ltd. | الصين | China | ME0000007154SFDAA00001 | Razimed | Vinyl Glove | Disposable Vinyl gloves - powder free | قفازات من الفينايل
Xiantao xinfa plastic products co., ltd | الصين | China | ME0000018195SFDAA00001 | SOL-M Isolation Gown | Isolation Gown | SOL-M AAMI Level 2 Overhead SMS Isolation Gown, Yellow, Elastic Wrist, Full Back
Anqing Yipak Packaging Material Co.,Ltd. | الصين | China | ME0000005673SFDAA00013 | YIPAK | Plasma Indicator Strips | Plasma indicator strips
Wuhan Kangshou medical material co., LTD | الصين | China | ME0000001198SFDAA00002 | DANDY Isolation Gown | Isolation Gown | protecting the surroundings against body
Zhejiang Hongyu Medical Commodity Co., Ltd. | الصين | China | ME0000005699SFDAA00017 | Conkote Non-woven Silicone Tape | Conkote Non-woven Silicone Tape | Kind removal silicone tape is made of breathable non-woven fabric coated with medical hypoallergenic silicone adhesive | شريط سيليكون للإزالة الرقيقة مصنوع من قماش غير منسوج مسامي ومغطى بمادة لاصقة من السيليكون الطبي الغير مسبب للحساسية.
Ningbo Greetmed Medical Instuments Co., Ltd. | الصين | China | ME0000005682SFDAA00088 | GT106-100 | PVC Ear Syringe | Ear Syringe
Yangzhou super union import and Export Co., LTD | الصين | China | ME0000003650SFDAA00007 | Vinyl Gloves | Probe - Vinyl Gloves | Vinyl gloves For Examination use at Medical field , Cleaning and food preparing | قفازات فنيل للإستخدام في المجال الطبي - و التنظيف و إعداد الطعام
Zhejiang Hongyu Medical Commodity Co., Ltd. | الصين | China | ME0000005699SFDAA00020 | Conkote Non-woven tape with dispenser | Non-woven tape with dispenser | Non-woven tape with dispenser is made of dispenser and breathable non-woven fabric coated with medical hypoallergenic acrylic adhesive | الشريط غير المنسوج مع موزع مصنوع من قماش غير منسوج مسامي ومغطى بمادة لاصقة أكريليك الطبية الغير مسبب للحساسية.
Zhejiang Hongyu Medical Commodity Co., Ltd. | الصين | China | ME0000005699SFDAA00022 | Conkote Cotton Athletic Tape | Cotton Athletic Tape | Cotton Athletic tape is made of cotton fabric coated with medical hypoallergenic acrylic adhesive | الشريط الرياضي القطني مصنوع من نسيج قطني مغطى بمادة أكريليك الطبية الغير مسبب للحساسية.
Zhejiang Hongyu Medical Commodity Co., Ltd. | الصين | China | ME0000005699SFDAA00019 | Conkote Non-woven Tape | Conkote Non-woven Tape | Non-woven tape is made of breathable non-woven fabric coated with medical hypoallergenic acrylic adhesive | الشريط غير المنسوج مصنوع من قماش غير منسوج مسامي ومغطى بمادة لاصقة أكريليك الطبية الغير مسبب للحساسية.
Zhejiang Hongyu Medical Commodity Co., Ltd. | الصين | China | ME0000005699SFDAA00023 | Conkote Zinc Oxide Adhesive Plaster | Zinc Oxide Adhesive Plaster | Zinc Oxide Adhesive Plaster is made of latex free hypoallergenic non-stretch cotton cloth with zinc oxide adhesive | يتكون لاصق أكسيد الزنك من قطعة قماش قطنية خالية من مادة اللاتكس ومضادة للحساسية وغير قابلة للتمدد مع مادة لاصقة من أكسيد الزنك.
Nanjing J SUN Trading Co., Ltd. | الصين | China | ME0000014172SFDAA00001 | Perfect Care | Disposable Vinyl Gloves | Single Use Vinyl Gloves
Zhejiang Hongyu Medical Commodity Co., Ltd. | الصين | China | ME0000005699SFDAA00021 | Conkote Silk Tape | Silk Tape | Silk Tape is made of smooth silk fabric coated with medical hot melt adhesive | الشريط الحريري مصنوع من نسيج حريري ناعم مطلي بمادة لاصقة طبية تذوب بالحرارة
Shanghai Kinmed Import & Export Co., Ltd. | الصين | China | ME0000002566SFDAA00073 | SHOE COVER | SHOE COVER | SHOE COVER- CPE/ Non Woven Plain/ Non Woven Non Skid/KM-DM030/KM-DM031
STERIVIC Medical Co.,Ltd | الصين | China | ME0000000177SFDAA00014 | STERIVIC Dental Bibs | Dental Bibs | A piece of tissue or cloth that features PE backing to absorb liquids .
STERIVIC Medical Co.,Ltd | الصين | China | ME0000000177SFDAA00012 | STERIVIC Sterilization Indicator Tape | Sterilization Indicator Tape | Indicator Tape for Sterilization.
FOSHAN YEEKONG MEDICAL TECHNOLOGY CO LTD | الصين | China | ME0000003989SFDAA00002 | COMMODE WHEELCHAIR | Patient wheel chair | chair for patient
STERIVIC Medical Co.,Ltd | الصين | China | ME0000000177SFDAA00016 | STERIVIC Sterilization Wrapping Crepe Paper | Sterilization Wrapping Crepe Paper | The product is a special wrapping paper of hydrophobic finish for use in steam, gas and gamma-ray sterilization.
STERIVIC Medical Co.,Ltd | الصين | China | ME0000000177SFDAA00011 | Sterilization Paper Bag | Sterilization Paper Bags | Sterilization Paper Bags
STERIVIC Medical Co.,Ltd | الصين | China | ME0000000177SFDAA00011 | Sterilization Paper Bag | Sterilization Paper Bags | Sterilization Paper Bags
GUANGDONG KANGSHEN MEDICAL TECHNOLOGY CO LTD | الصين | China | ME0000013551SFDAA00004 | Hospital Bed | Three function Medical Care Bed | patient Care bed for hospital
Shanghai Kinmed Import & Export Co,Ltd | الصين | China | ME0000003737SFDAA00001 | ABSORBENT COTTON BALL | ABSORBENT COTTON BALL | ABSORBENT COTTON BALL | قطن لامتصاص السوائل
STERIVIC Medical Co.,Ltd | الصين | China | ME0000000177SFDAA00013 | Trade/Brand Name: STERIVIC Sterilization Indicator Strip class (4,5, 6) | Sterilization Indicator Strip Type 6 | INDICATORS STRIP FOR STEAM STERILIZATION
Zhejiang Hongyu Medical Commodity Co., Ltd. | الصين | China | ME0000005699SFDAA00024 | Conkote Cohesive Elastic Bandage | Cohesive Elastic Bandage | Cohesive Elastic Bandage | ضمادة مرنة متماسكة تستخدم بشكل رئيسي في تضميد الإصابات في المستشفيات، تثبيت الضمادات، وحماية المفاصل.
JINHUA JINGDI MEDICAL SUPPLIES CO., LTD | الصين | China | ME0000005893SFDAA00001 | Silva Gauze | Gauze Roll | woven cotton Gazue roll that is rolled tightly
Lyncmed Medical Technology (Beijing) Co., Ltd. | الصين | China | ME0000005427SFDAA00012 | Non sterile Vinyl examination gloves powder free | Non Powdered vinyl examination glove | Vinyl examination gloves, powder-free are made from vinyl, can be used to protect clinical staff hands from fluid or bacterial contamination, especial during the examination operation
JIAXING U-LIFE MEDICAL DEVICE TECHNOLOGY CO.,LTD | الصين | China | ME0000006931SFDAA00004 | Non Woven Cap | Non Woven Cap | Non Woven Cap protect medical staff and patients during the process of examination and operation from bacteria and fluids
STERIVIC Medical Co.,Ltd | الصين | China | ME0000000177SFDAA00015 | STERIVIC Bowie& Dick Test Pack | Bowie-Dick Test Pack | It is a mandatory test for steam sterilizers.
GUANGDONG VHEALTH MEDICAL TECHNOLOGY COMPANY LIMITED | الصين | China | ME0000004224SFDAA00001 | Manual Wheelchair | Manual Wheelchair | Manual Wheelchair | كرس متحرك يدوي
GUANGDONG VHEALTH MEDICAL TECHNOLOGY COMPANY LIMITED | الصين | China | ME0000004220SFDAA00001 | Commode chair | Commode chair | Commode chair | كرس صانعة
GUANGDONG VHEALTH MEDICAL TECHNOLOGY COMPANY LIMITED | الصين | China | ME0000004222SFDAA00001 | Stick | Stick | Stick | عصا
GUANGDONG VHEALTH MEDICAL TECHNOLOGY COMPANY LIMITED | الصين | China | ME0000004221SFDAA00029 | SHOWER CHAIR | SHOWER CHAIR | SHOWER CHAIR | كرس الاستحمام
Beijing Mintmedico Technology Co., Ltd | الصين | China | ME0000004209SFDAA00001 | Mackintosh Cloth | Mackintosh Cloth | Mackintosh Cloth Size 90cm*40cm/ roll for Medical Institutions Liner protection , it can be waterproof
GUANGDONG VHEALTH MEDICAL TECHNOLOGY COMPANY LIMITED | الصين | China | ME0000004223SFDAA00001 | WALKER | WALKER | WALKER | ووكر
HEFEI MEDICON PLASTIC PRODUCTS CO.,LTD | الصين | China | ME0000021191SFDAA00008 | KABAYAN Sani Tip | Air Water Syringe Tips | Air Water Syringe Tips (Sani Tip ) Delivers precise separation of air and water for consistent dry air, and is ideal for sealant applications and restorative procedures.
HEFEI MEDICON PLASTIC PRODUCTS CO.,LTD | الصين | China | ME0000021191SFDAA00008 | KABAYAN Sani Tip | Air Water Syringe Tips | Air Water Syringe Tips (Sani Tip ) Delivers precise separation of air and water for consistent dry air, and is ideal for sealant applications and restorative procedures.
Beijing Mintmedico Technology Co., Ltd. | الصين | China | ME0000003952SFDAA00001 | I.D.Bracelets | I.D.Bracelets | I.D.Bracelets according to suitable specifications are packed in plastic and used for identification of baby.
Shanghai Kinmed Import & Export Co,Ltd | الصين | China | ME0000003737SFDAA00003 | DOV | Isolation Gown | Isolation Gown - non sterile
Shanghai Kinmed Import & Export Co,Ltd | الصين | China | ME0000003737SFDAA00003 | DOV | Isolation Gown | Isolation Gown - non sterile
HEFEI MEDICON PLASTIC PRODUCTS CO.,LTD | الصين | China | ME0000021191SFDAA00009 | Saliva Ejector | Saliva Ejector | Saliva Ejectors are for removing saliva and pooling water during patient care, Saliva Ejector are meant for specific uses during a procedure like crown preparation, extractions, and to help reduce the spatter and spray during dental hygiene procedures
HEFEI MEDICON PLASTIC PRODUCTS CO.,LTD | الصين | China | ME0000021191SFDAA00009 | Saliva Ejector | Saliva Ejector | Saliva Ejectors are for removing saliva and pooling water during patient care, Saliva Ejector are meant for specific uses during a procedure like crown preparation, extractions, and to help reduce the spatter and spray during dental hygiene procedures
Shanghai Kinmed Import & Export Co,Ltd | الصين | China | ME0000003737SFDAA00004 | GIVC Bandage | Elastic Bandage | elastic bandage is a "stretchable bandage. | رباط مرن ضاغط
Foshan Hongfeng Co., Ltd | الصين | China | ME0000004184SFDAA00015 | Alternating Pressure Mattress with Pump | Alternating Pressure Mattress with Pump | air mattress with pump used to make the sleeping of the patient more comfortable. | مرتبة هوائية توضع على السرير لراحة المريض
Yongkang Jinkang Health Equipment Factory | الصين | China | ME0000013424SFDAA00001 | Chinese Cupping Set | Chinese Cupping Set | Chinese Cupping Set | الحجامة الاسلامية
Guangdong Kaiyang Medical Technology Group Co., Ltd. | الصين | China | ME0000004834SFDAA00003 | walking sticks | walking sticks | walking sticks, designed as an alternative to walking. to correct the sitting position
JAMJOOM FULLCARE CORPORATION | الصين | China | ME0000005373SFDAA00180 | Crepe Bandage | Crepe Bandage | Crepe Bandage
Foshan COXO Medical Instrument Co., Ltd | الصين | China | ME0000004710SFDAA00001 | AMALGAMATOR | AMALGAMATOR | Used to mixed the Silver & Mercury.
Better Medical Technology Co., Ltd. | الصين | China | ME0000010537SFDAA00004 | Walker | Walker | Medical Walker
Better Medical Technology Co.,Ltd | الصين | China | ME0000000810SFDAA00019 | CANE | CANE | MEDICAL CANE
Better Medical Technology Co.,Ltd | الصين | China | ME0000000810SFDAA00015 | Commode chair | Commode chair | Medical Commode chair
Better Medical Technology Co.,Ltd | الصين | China | ME0000000810SFDAA00020 | Crutches | Crutches | Medical Crutches
Better Medical Technology Co.,Ltd | الصين | China | ME0000000810SFDAA00017 | Bathroom Aid | Bathroom Aid | Medical Bathroom Aid
Better Medical Technology Co.,Ltd | الصين | China | ME0000000810SFDAA00016 | Shower Chair | Shower Chair | Medical Shower Chair
Guangdong Kaiyang Medical Technology Group Co., Ltd. | الصين | China | ME0000004833SFDAA00008 | walker | walker | walkers, designed as an alternative to walking. to correct the sitting position
Better Medical Technology Co.,Ltd | الصين | China | ME0000000810SFDAA00014 | wheelchair | wheelchair | Medical wheelchair
Anqing Yipak Packaging Material Co.,Ltd. | الصين | China | ME0000005673SFDAA00021 | Steam Sterilization Indicator Tapes. | Steam Sterilization Indicator Tapes. | The products are manufactured for closing packages of items requiring steam sterilization in hospitals and other similar uses.
SHANGHAI KINMED IMPORT & EXPORT CO.,LTD | الصين | China | ME0000009438SFDAA00021 | KABAYAN NURSE CAP | NURSE CAP | These head covers cover the personal hair maintaining proper hygiene safety and preventing contamination.
Anqing Yipak Packaging Material Co.,Ltd. | الصين | China | ME0000005673SFDAA00020 | Self Sealing Sterilization Pouches. | Self Sealing Sterilization Pouches. | used to pack medical devices to be sterilized by steam sterilization.
Jiangsu Great Optics Co. Ltd. | الصين | China | ME0000011757SFDAA00005 | SAVA SPECTACLE LENSES | SPECTACLE LENSES | SPECTACLE LENSES.
Jinhua jingdi medical supplies co .LTD | الصين | China | ME0000002718SFDAA00022 | silva gause | sliva gause | شاش رول اوقطع قياسات مختلفه Gauze roll/Gauze pad | شاش رول وشاش قطع
MEDIWISH CO.,LTD | الصين | China | ME0000013263SFDAA00005 | M.S Dental bib | Dental bib | A non-sterile device intended to be worn by a patient during a dental examination or treatment procedure to function as a barrier to soiling and cross-contamination. It typically consists of a shaped piece of natural and/or synthetic material intended to be fastened around the neck and cover the front side of the upper body. This is a single-use device. | جهاز غير معقم يُقصد أن يرتديه المريض أثناء فحص الأسنان أو إجراء العلاج ليعمل كحاجز للتلوث والتلوث المتبادل. تتكون عادة من قطعة على شكل مادة طبيعية و / أو تركيبية مصممة للتثبيت حول الرقبة وتغطية الجانب الأمامي من الجزء العلوي من الجسم. هذا جهاز يستخدم مرة واحدة.
MEDIWISH CO.,LTD | الصين | China | ME0000013263SFDAA00004 | M.S Saliva Ejector | Saliva Ejector | A semi-rigid or rigid hollow tubular component of a dental suction system designed to be inserted into the oral cavity for the aspiration and removal of blood, pus, saliva, debris, and water during a dental or oral procedure. It is typically made of disposable plastic materials. This is a single-use device. | مكون أنبوبي مجوف شبه صلب أو صلب لنظام شفط الأسنان مصمم ليتم إدخاله في تجويف الفم لسحب وإزالة الدم والقيح واللعاب والحطام والماء أثناء إجراء الأسنان أو الفم. عادة ما تكون مصنوعة من مواد بلاستيكية يمكن التخلص منها. هذا جهاز يستخدم مرة واحدة.
Better Medical Technology Co., Ltd. | الصين | China | ME0000010537SFDAA00003 | Rollator | Rollator | Medical Rollator
Better Medical Technology Co.,Ltd | الصين | China | ME0000000810SFDAA00018 | Medical Trolley/Cart | Medical Trolley/Cart | Medical Trolley Cart
Lyncmed Medical Technology (Beijing) Co., Ltd. | الصين | China | ME0000003613SFDAA00049 | Non-sterile Medical Examination Latex gloves | Non-sterile Examination Latex gloves | Medical Examination Non Sterile Latex Gloves Powdered and Powder Free .
Anqing Yipak Packaging Material Co.,Ltd. | الصين | China | ME0000005673SFDAA00023 | .Bowie-Dick Test Pack | Bowie-Dick Test Pack. | The products are for daily monitoring of pre-vacuum steam sterilizers operating at 121°C for 11 minutes
Anqing Yipak Packaging Material Co.,Ltd. | الصين | China | ME0000005673SFDAA00019 | Heat Sealing Sterilization Pouches. | Heat Sealing Sterilization Pouches. | used to pack medical devices to be sterilized by steam sterilization.
Anqing Yipak Packaging Material Co.,Ltd. | الصين | China | ME0000005673SFDAA00017 | Sterilization Flat Rolls | Sterilization Flat Rolls | used to pack medical devices to be sterilized by steam sterilization.
Anqing Yipak Packaging Material Co.,Ltd. | الصين | China | ME0000005673SFDAA00022 | Sterilization Indicator Card/Strip. | Sterilization Indicator Card/Strip. | The chemical indicator strip is designed to monitor all 121 -134°C (250 -273°F) gravity and vacuum-assisted steam sterilization cycles.
JingFang Precision Medical Device(Shenzhen) Co., Ltd. | الصين | China | ME0000004874SFDAA00001 | Reusable Needle Guides | Reusable Needle Guides | Needle for use with ultrasound transducer
Foshan Nanhai KJT Rehabilitation Equipment Co Ltd | الصين | China | ME0000007748SFDAA00021 | walker | walker | walker plays a supportive role in moving slowly and forward for disable or old person. | يلعب المشاة دورًا داعمًا في التحرك ببطء وإلى الأمام للمعاقين أو المسنين.
Shanghai Ristea Industries Co., Ltd. | الصين | China | ME0000019187SFDAA00004 | Disposable Pre-bent Needle Tips | Disposable Pre-bent Needle Tips | Disposable Pre-bent Needle Tips
Shanghai Ristea Industries Co., Ltd. | الصين | China | ME0000019187SFDAA00008 | Mouth Mirror | Mouth Mirror | Mouth Mirror
Shanghai Ristea Industries Co., Ltd. | الصين | China | ME0000019187SFDAA00012 | Hand washing brush | Hand washing brush | Hand washing brush
Shanghai Ristea Industries Co., Ltd. | الصين | China | ME0000019187SFDAA00016 | Isolation Gown | Isolation Gown | Isolation Gown
Lyncmed Medical Technology (Beijing) Co., Ltd. | الصين | China | ME0000005427SFDAA00019 | Vinyl Examination Gloves | Examination Gloves | Examination Gloves
Lyncmed Medical Technology (Beijing) Co., Ltd. | الصين | China | ME0000005427SFDAA00017 | Non-sterile Examination Latex Gloves | Examination Gloves | Examination Gloves
Lyncmed Medical Technology (Beijing) Co., Ltd. | الصين | China | ME0000005427SFDAA00018 | Patient Examination Gloves | Examination Gloves | Examination Gloves
Shanghai Ristea Industries Co., Ltd. | الصين | China | ME0000019187SFDAA00018 | Gutta-Percha Points | Gutta-Percha Points | Gutta-Percha Points
Shanghai Ristea Industries Co., Ltd. | الصين | China | ME0000019187SFDAA00017 | Endo Ring Ruler | Endo Ring Ruler | Endo Ring Ruler
Shanghai Ristea Industries Co., Ltd. | الصين | China | ME0000019187SFDAA00014 | Articulating Paper | Articulating Paper | Articulating Paper
Shanghai Ristea Industries Co., Ltd. | الصين | China | ME0000019187SFDAA00002 | Non-woven Swab | Non-woven Swab | Non-woven Swab
Shanghai Ristea Industries Co., Ltd. | الصين | China | ME0000019187SFDAA00005 | Barbed Broaches | Barbed Broaches | Barbed Broaches
Shanghai Ristea Industries Co., Ltd. | الصين | China | ME0000019187SFDAA00006 | Clips for Bibs | Clips for Bibs | Clips for Bibs
Shanghai Ristea Industries Co., Ltd. | الصين | China | ME0000019187SFDAA00001 | Dental Cotton Rolls | Dental Cotton Rolls | Dental Cotton Rolls
Shanghai Ristea Industries Co., Ltd. | الصين | China | ME0000019187SFDAA00009 | Barrier Film | Barrier Film | Barrier Film
Shanghai Ristea Industries Co., Ltd. | الصين | China | ME0000019187SFDAA00010 | Micro Applicator | Micro Applicator | Micro Applicator
Shanghai Ristea Industries Co., Ltd. | الصين | China | ME0000019187SFDAA00013 | Disposable Air/ Water Syringe Tips | Disposable Air/ Water Syringe Tips | Disposable Air/ Water Syringe Tips
Shanghai Ristea Industries Co., Ltd. | الصين | China | ME0000019187SFDAA00023 | Plastic Mixing Tips | Plastic Mixing Tips | Plastic Mixing Tips
Shanghai Ristea Industries Co., Ltd. | الصين | China | ME0000019187SFDAA00019 | Absorbent Paper Points | Absorbent Paper Points | Absorbent Paper Points
Shanghai Ristea Industries Co., Ltd. | الصين | China | ME0000019187SFDAA00015 | Plastic Full Chair Sleeves | Plastic Full Chair Sleeves | Plastic Full Chair Sleeves
Shanghai Ristea Industries Co., Ltd. | الصين | China | ME0000019187SFDAA00011 | Denture Brush | Denture Brush | Denture Brush
Shanghai Ristea Industries Co., Ltd. | الصين | China | ME0000019187SFDAA00007 | Saliva Ejector | Saliva Ejector | Saliva Ejector
Shanghai Ristea Industries Co., Ltd. | الصين | China | ME0000019187SFDAA00003 | Disposable Wooden Tongue Depressor | Disposable Wooden Tongue Depressor | Disposable Wooden Tongue Depressor
WENZHOU FC OPTICS LIMITED | الصين | China | ME0000004574SFDAA00001 | Optical frames and sunglasses | Eyeglasses | Optical frames and sunglasses for vision correction | نظارات تستخدم لتصحيح قصر و بعد النظر
Shandong Haiyan Medical Manufacture Co., Ltd | الصين | China | ME0000005124SFDAA00001 | Razimed Alcohol Prep Pad | Wet Pack Products | alcohol prep pad | مسحات كحولية
STERIVIC Medical Co.,Ltd | الصين | China | ME0000022497SFDAA00003 | NONWOVEN FABRIC WRAP-SMS/SMMS/SMMMS | NONWOVEN FABRIC WRAP | NONWOVEN FABRIC WRAP
QINGDAO HIPROVE MEDICAL TECHNOLOGIES CO., LTD | الصين | China | ME0000010378SFDAA00035 | VINYL GLOVES | VINYL GLOVES | VINYL GLOVES ARE USED BY THE PHYSICIAN DURING EXAMINING PATIENTS
Blue Sail Medical Co ltd | الصين | China | ME0000005165SFDAA00002 | YNM Nitrile Examination Gloves | Disposable Nitrile Examination Gloves | Disposable Nitrile Powder-Free Examination Gloves
Ningbo Yingmed Medical Instruments Co.ltd | الصين | China | ME0000005126SFDAA00002 | Razimed Chamber | Chamber Of Aerosol | chamber of aerosol | غرفة لاستنشاق الرذاذ طبي
Crown Name Disposable Hygiene Products Fty. Ltd | الصين | China | ME0000001194SFDAA00005 | Gown | Isolation gown - Surgical Gown | Isolation gown made from 30 gsm polypropylene. The gown closes with ties at the back and elastic textile cuffs at the wrists. surgical gowns made by two kinds of fabrics, SMS and Spunlace. Doctors can choose the gown as their preferenc- es and surgical environment.
Lyncmed Medical Technology (Beijing) Co., Ltd. | الصين | China | ME0000005427SFDAA00020 | LYNCMED VINYL EXAMINATION GLOVES | VINYL EXAMINATION GLOVES | Medical Examination Gloves
Lyncmed Medical Technology (Beijing) Co., Ltd. | الصين | China | ME0000005427SFDAA00020 | LYNCMED VINYL EXAMINATION GLOVES | VINYL EXAMINATION GLOVES | Medical Examination Gloves
Zhonghong Pulin Medical Products Co.,Ltd. | الصين | China | ME0000005178SFDAA00001 | DISPOSABLE NITRILE EXAM GLOVES | DISPOSABLE MEDICAL NITRILE EXAM | SINGLE USE NITRILE GLOVES POWDER FREE USE IN MEDICAL EXAMINATION
Zhonghong Pulin Medical Products Co.,Ltd. | الصين | China | ME0000005178SFDAA00001 | DISPOSABLE NITRILE EXAM GLOVES | DISPOSABLE MEDICAL NITRILE EXAM | SINGLE USE NITRILE GLOVES POWDER FREE USE IN MEDICAL EXAMINATION
Shandong INTCO Medical Products Co., Ltd. | الصين | China | ME0000007155SFDAA00009 | NITRILE EXAMINATION GLOVES | NITRILE EXAMINATION GLOVES | NITRILE EXAMINATION GLOVES
SHANGHAI CHONGJEN INDUSTRY CO.LTD | الصين | China | ME0000006350SFDAA00001 | JAMA MAX CARE | NON WOVEN CAP | NON WOVEN MOB CAP
GUANGDONG KANGSHEN MEDICAL TECHNOLOGY CO.,LTD | الصين | China | ME0000005693SFDAA00002 | Medical care bed | Medical care bed | This Beds is designed for use indoors. The bed is designed for a single user of up to 250kg when the bed is not moving, the bed can load 170kgs when the bed is moving. The bed is available with 5’’ luxury castors with individual break. The bed should be moved in the flat floor and can be moved to all directions. The bed used by the patient/nurse | تم تصميم هذه الأسرة للاستخدام في الداخل. تم تصميم السرير لمستخدم واحد يصل وزنه إلى 250 كجم عندما لا يتحرك السرير ، ويمكن للسرير تحميل 170 كجم عندما يتحرك السرير. يتوفر السرير بعجلات فاخرة مقاس 5 بوصات مع استراحة فردية. يجب تحريك السرير في الأرضية المسطحة ويمكن نقله إلى جميع الاتجاهات. السرير الذي يستخدمه المريض / الممرضة
Anqing Kangmingna Packaging Co.,Ltd | الصين | China | ME0000017695SFDAA00010 | Heat Sealing Flat Sterilization Reels | Flat Sterilization Reels | Sterilization Reels
Anqing Kangmingna Packaging Co.,Ltd | الصين | China | ME0000017695SFDAA00012 | Self sealing sterilization pouch | sterilization pouch | sterilization pouch
Shanghai Kinmed Import & Export Co., Ltd. | الصين | China | ME0000002566SFDAA00077 | Elastic Bandage Crepe. | Elastic Bandage. | For dressing fixing protection of the bruise
Shanghai Kinmed Import & Export Co., Ltd. | الصين | China | ME0000005712SFDAA00023 | Elastic Bandage Crepe | Elastic Bandage Crepe | Elastic Bandage Crepe is made of 80%cotton & 20%spandex.
Shanghai Kinmed Import & Export Co., Ltd. | الصين | China | ME0000002566SFDAA00078 | Gauze Bandages | Gauze Bandages | Used in the Medical industry for wound dressing , protection ,cleaning , etc
Shanghai Kinmed Import & Export Co., Ltd. | الصين | China | ME0000002566SFDAA00079 | Plaster of Paris Bandage | Plaster of Paris Bandage | USED FOR Immobilize the affected limb for the patient
Danyang Honyatt Optical Co.,Ltd | الصين | China | ME0000003645SFDAA00018 | Vision Max Ophthalmic lenses | Vision Max Ophthalmic lenses | Ophthalmic lenses | عدسات تصحيح النظر
Shanghai Jianzhong Medical Packaging Co., Ltd. | الصين | China | ME0000005493SFDAA00001 | Sterilization Reel Flat | Heat Sealing Flat Reel | Mpack sterilization pouches and reels are intended for use as packing material for the sterilization of medical device by Class 1 Process indicators for steam, ethylene oxide, or formaldehyde.
Nanchang Smile Technology Co., Ltd | الصين | China | ME0000001699SFDAA00001 | SnowSmile | SnowSmile | Teeth Whitening Kit | قالب تنظيف الاسنان
RONGRONG, Inc. | الصين | China | ME0000001816SFDAA00002 | MEDICAL COMPRESSION STOCKINGS | MEDICAL COMPRESSION STOCKINGS | MEDICAL COMPRESSION STOCKINGS
HEFEI MEDICON PLASTIC PRODUCTS CO.,LTD | الصين | China | ME0000021191SFDAA00010 | Chair cover | Plastic film covers | Plastic Chair Cover are universal plastic covers that protect operatory chairs from contamination and reduces the wear and tear from constant use of surface disinfectants .
MDF Instruments Medifriend Inc | الصين | China | ME0000021896SFDAA00028 | Trömner Hammer | Percussion Hammers | Percussion Hammers
Anqing Kangmingna Packaging Co.,Ltd | الصين | China | ME0000017695SFDAA00013 | Saliva Ejectors | Saliva Ejectors | Saliva Ejectors are for removing saliva and pooling water during patient care, Saliva Ejector are meant for specific uses during a procedure like crown preparation, extractions, and to help reduce the spatter and spray during dental hygiene procedures
Shanghai Nineluck Co Ltd | الصين | China | ME0000009185SFDAA00031 | Surgical Cap Tie Back | Surgical cap | Medical personnel wear them in order to prevent their hair drops down to the clean field during operation or medical care
Blue Sail Medical Co., Ltd. | الصين | China | ME0000007154SFDAA00002 | Nutouch Freedom | synthetic examination vinyl gloves | ultra soft synthetic examination vinyl gloves | قفازات فائقة النعومة من الفينايل
JAMJOOM FULLCARE CORPORATION | الصين | China | ME0000005373SFDAA00185 | SURGEON HOOD | SURGEON HOOD | SURGEON HOOD
Tribest Dental Products Co.,Ltd | الصين | China | ME0000006128SFDAA00001 | Instrument Color Code Ring | Instrument Color Code Ring | Color-coded Instrument Ring is a instruments that helps to identify and separate Instruments Specifically made for use with Orthodontic Instruments. Designed to fit orthodontic plier handles, scalers, band seaters, hemostats, and other orthodontic instruments.
HEFEI MEDICON PLASTIC PRODUCTS CO. LTD | الصين | China | ME0000014374SFDAA00002 | MEDPROTECT Surgical Gown | Surgical Gown | GOWN WORN FOR PROTECTION AGAINST BLOOD LIQUID AND SO ON
INTCO MEDICAL(HK) CO., LTD | الصين | China | ME0000005996SFDAA00002 | Manual Wheelchair | Manual Wheelchair | Manual wheelchair
Shanghai Kinmed Import & Export Co. Ltd. | الصين | China | ME0000014546SFDAA00001 | KABAYAN Dental Cotton Roll | Dental Cotton Roll | Absorbent Cotton As the devices in this Application are Class I products, they can be used safely without any such instructions
JAMJOOM FULLCARE CORPORATION | الصين | China | ME0000005373SFDAA00184 | SPECIAL HEAD CAP | SPECIAL HEAD CAP | SPECIAL HEAD CAP
HEFEI HONGWEI MEDICAL DEVICE CO LTD | الصين | China | ME0000006199SFDAA00012 | WINHYCARE | BEARD COVER | BEARD COVER NON WOVEN
Anqing Kangmingna Packaging Co.,Ltd | الصين | China | ME0000017695SFDAA00014 | Tyvek Sterilization Reel | Sterilization Reel | Tyvek Flat Reel
Sterivic Medical Co.Ltd | الصين | China | ME0000016740SFDAA00007 | MEDISUPS | Sterilization Flat Roll | non sterile single use sterilization flat roll
HEFEI MEDICON PLASTIC PRODUCTS CO.,LTD | الصين | China | ME0000021191SFDAA00014 | DENTAL BIB | DENTAL BIB | Dental bib is employed to protect a patient's garments from liquid and/or solid debris generated during a dental procedure
Ningbo Greetmed medical instruments Co. Ltd | الصين | China | ME0000008067SFDAA00017 | Nurse Cap | Nurse Cap | Nurse Cap
Ningbo Greetmed medical instruments Co. Ltd | الصين | China | ME0000008067SFDAA00012 | PBT Elastic Bandage | PBT Elastic Bandage | PBT Elastic Bandage
Shanghai Channelmed Import & Export Co., Ltd | الصين | China | ME0000006690SFDAA00001 | isolation gown | isolation gown | ISOLATION GOWN YELLOW 115X137CM WITH ELASTIC CUFF | مريول اصفر للعزل
Ningbo Greetmed medical instruments Co. Ltd | الصين | China | ME0000008067SFDAA00021 | Under pad | Under pad | Under pad
CORITON Instrument Co. Ltd | الصين | China | ME0000006570SFDAA00002 | Multi-P Trolley | Trolley | Trolley that provides the support and transfer for medical devices.
Shanghai MediWorks Precision Instruments Co., Ltd | الصين | China | ME0000006767SFDAA00006 | Slit Lamp Microscope | Biomicroscope slit lamp | AC-powered slit lamp Biomicroscopes intended for use in eye examination of the anterior eye segment,from the cornea epithelium to the posterior capsule. They are used to aid in the diagnosis of diseases or trauma which affects the structural properties of the anterior eye segment.
Jiang Su Jaysun Glove Co., Ltd. | الصين | China | ME0000006573SFDAA00009 | Disposable Vinyl Gloves | Examination Vinyl Gloves | Widely used in medical, family hygienic protection, food processing etc.
Anhui Intco Medical Products Co., Ltd | الصين | China | ME0000005774SFDAA00002 | HNS Nitrile Glove | Disposable Examination Nitrile Glove | Disposable Examination Nitrile Glove non sterile
Shanghai Bize Import and Export Co., Ltd RM 401 BLDG 1 NO 26 QIUYUE ROAD SHANGHAI 201210 CHINA | الصين | China | ME0000013609SFDAA00001 | RITECARE Pill Box | Pill Box | A Pill Box is a small handy plastic box having partitions with or without markings of Day and / or parts of the Day. | عبارة عن علبة بلاستيكية سهلة الاستخدام مع او بدون ذكر اليوم/او اجزاء من اليوم. مخصصة للأغراض الطبية لتخزين الأدوية الصلبة مثل الحبوب او الكبسولات بطريقة امنة وصحية
Shanghai Channelmed Import & Export Co., Ltd | الصين | China | ME0000008893SFDAA00037 | Channelmed Isolation Gown | Isolation Gown | Isolation gown is made from Non woven PP, can be used in hospital or any non-hazardous environment where dirt, grime, splashes and spills are present. It can provide a superior combination of high tensile strength, barrier protection, and breathability. High degree dry particulate holdout to protect against the effects of chemical dusts, paint sprays, asbestos, and other airborne dusts
Shanghai Kinmed Import & Export Co., Ltd. | الصين | China | ME0000002566SFDAA00081 | KINMED CAPS | CAPS | NON WOVEN CAP | غطاء رأس
Ningbo Greetmed medical instruments Co. Ltd | الصين | China | ME0000008067SFDAA00024 | Non-woven bed sheet | Non-woven bed sheet | Non-woven bed sheet | غطاء سرير
SUZHOU PIPI MEDICAL PRODUCTS CO., LTD | الصين | China | ME0000001813SFDAA00001 | Disposable Tourniquet | Tourniquet | Tourniquet
Guilin Woodpecker Medical Instruments Co., Ltd. | الصين | China | ME0000010181SFDAA00011 | Imaging Plate Scanner | Digital Imaging Plate Scanner | Wireless imaging plate scanner.
JIANGSU RIXIN MEDICAL EQUIPMENT CO.,LTD | الصين | China | ME0000010655SFDAA00002 | HEAD IMMOBILIZE | HEAD IMMOBILIZE | HEAD IMMOBILIZER
Shanghai Kinmed Import & Export Co., Ltd. | الصين | China | ME0000002566SFDAA00082 | KINMED Sterilization Pouch and Reel | Sterilization Pouch and Reel | are used by dentists, salons, hospitals, spas and many other types of medical facilities to enable the sterilization and storage of surgical instruments, medical gloves and woad
Hebei Ruilangde Medical Apparatus and Instruments | الصين | China | ME0000007529SFDAA00026 | Maidesite | Manual wheelchair | manual wheelchair for Disabled use | كرسي معاقين يستعمل لنقل المعاق من مكان لاخر
Philips Goldway (Shenzhen) Industrial Inc. | الصين | China | ME0000003244SFDAA00014 | Rechargeable Li-Ion Battery Pack | Rechargeable (secondary) Li-Ion Battery | The rechargeable Li-ion battery pack is intended to be installed in DFM100 Monitor/Defibrillator to provide power to operation of DFM100 monitor/defibrillator
Zhang Pu Ortholife Rehabilitation Co., Ltd | الصين | China | ME0000012529SFDAA00001 | FINGER SPLINT | FINGER SPLINT | TO SUPPORT PATIENTS FINGER
Beijing Jinwei Kangda Medical Instrument Ltd. | الصين | China | ME0000011265SFDAA00008 | Lower Limb Medical External Fixation Brace | Orthosis, leg | Restricting the movement of the limbs, the aim is to maintain the stability of the limbs
Caretek (China) Medical PLC | الصين | China | ME0000012706SFDAA00015 | Electric Bed | Electric Bed | Basic Electric Hopsital Bed
Zhang Pu Ortholife Rehabilitation Co., Ltd | الصين | China | ME0000012529SFDAA00003 | SPLINT WALKER | SPLINT WALKER | to support patients foot to be used in hospital by a competent practitioner
Zheijiang UE Medical Corp. | الصين | China | ME0000005763SFDAA00013 | Video Laryngoscope UED-C series | Video Laryngoscope UED-C series | Blades Handel Design according to airway anatomy of different ages Compatible with UE M8 and UED-M3-S monitor For various application scenarios Installs with a single use blade, it's non sterile
Zhejiang Hongyu Medical Commodity Co., Ltd. | الصين | China | ME0000005699SFDAA00025 | SANTAVIK | Bandage | Bandage | ضمادة
Caretek (China) Medical PLC | الصين | China | ME0000012706SFDAA00014 | Emergency Trolley | Emergency Trolley | Emergency transportation Trolley
Jianlian Homecare Products Co.,LTD | الصين | China | ME0000005921SFDAA00124 | WALKING STICK | WALKING STICK | Help patients with disability to walk
DAEJEON DAEMYUNG OPTICAL (HANGZHOU) CO., LTD. | الصين | China | ME0000000554SFDAA00002 | DAGAS | Spectacle Frames | Spectacle Frames
Shanghai Jingjin International Co., Ltd | الصين | China | ME0000007673SFDAA00001 | Disposable latex Examination Gloves | Disposable latex gloves | Disposable gloves | قفازات لاتكس يمكن التخلص منها
Shanghai Jingjin International Co., Ltd | الصين | China | ME0000007673SFDAA00001 | Disposable latex Examination Gloves | Disposable latex gloves | Disposable gloves | قفازات لاتكس يمكن التخلص منها
Shanghai Jingjin International Co., Ltd | الصين | China | ME0000007671SFDAA00001 | Disposable Nitrile Examination Glove | Disposable Examination gloves | Disposable gloves | فازات يمكن التخلص منها
Wuhan Pakcare Bio-technology Co., Ltd | الصين | China | ME0000000025SFDAA00009 | Arina Cold/Hot gel Pack | Arina Cold/Hot gel Pack | a compact envelope filled with a thermally-retentive material (e.g., silicate-based gel) that can be heated and/or cooled. It may be shaped/sized to fit a specific anatomy or include a strap. | كمادة حار وبارد
shanghai Jingjin international co | الصين | China | ME0000007967SFDAA00008 | Disposable Vinyl Examination Gloves | Disposable Vinyl Examination Gloves | Gloves for examination | كفوف لفحص المرضى
Shijiazhuang Aofeite Medical Device co., Ltd. | الصين | China | ME0000004902SFDAA00009 | Arina upper limb brace | Arina upper limb brace | مشدات متنوعه لجميع مناطق الجسم المختلفة مثل الظهر والكتفين والخصر والبطن الاذرع والركبة | مشدات لتصحيح الوضع الظهر ومشدات بعد الولادة
Shanghai Jingjin International Co., Ltd | الصين | China | ME0000007670SFDAA00001 | Disposable Latex Examination Gloves | Disposable Examination gloves | Disposable gloves | قفازات يمكن التخلص منها
Jin Hua Xing Bu Technology Co Ltd | الصين | China | ME0000007736SFDAA00006 | cupping therapy | cupping therapy | non sterile polystyrene cups
shanghai Jingjin international co | الصين | China | ME0000007967SFDAA00009 | Disposable Latex Examination Gloves | Disposable Latex Examination Gloves | Gloves for examination of patients made of latex | كفوف لفحص المرضى
Shanghai Yuechen Medical Supply Co. ,Ltd. | الصين | China | ME0000007822SFDAA00002 | Disposable ECG Electrodes | ECG Electrodes | Disposable ECG Electrodes
shanghai Jingjin international co | الصين | China | ME0000007967SFDAA00010 | Disposable Nitrile Examination Gloves | Disposable Nitrile Examination Gloves | Disposable Nitrile Examination Glove for examination of patients | كفوف لفحص المرضى
Shanghai Kinmed Import & Export Co., Ltd. | الصين | China | ME0000000109SFDAA00013 | ELASTIC BANDAGE | ELASTIC BANDAGE | stretchable bandage used to create localized pressure, with different sizes [5cm x 4.5m, 7.5cm x 4.5m, 10cm x 4.5m, 15cm x 4.5m]
Shanghai Kinmed Import & Export Co., Ltd. | الصين | China | ME0000000111SFDAA00027 | SHOE COVER | SHOE COVER | SHOE COVER
Shandong KINGFA Sci.& tech .co | الصين | China | ME0000000102SFDAA00016 | Disposable Nitrile Examination Gloves | Disposable Nitrile Examination Gloves | Disposable Gloves for examination of patients | كفوف لفحص المرضى
Shanghai Kinmed Import & Export Co., Ltd. | الصين | China | ME0000000269SFDAA00004 | Isolation gown | ISOLATION GOWN | بدلة تستخدم لفحص المريض والكشف والعزل استخدام مرة واحدة غير معقمة | بدلة تستخدم لفحص المريض والكشف والعزل استخدام مرة واحدة غير معقمة
Medcaptain Medical Technology Co., Ltd. | الصين | China | ME0000015363SFDAA00011 | Video Laryngoscope | Laryngoscope | Video Laryngoscope
Shanghai Kinmed Import & Export Co., Ltd. | الصين | China | ME0000002566SFDAA00084 | Dental Bib | Dental Bib | Dental bib 2ply or 3ply with different size and different color.
Shanghai Kinmed Import & Export Co., Ltd | الصين | China | ME0000000323SFDAA00025 | nurse -doctor cap | nurse cap | غطاء الراس للاطباء والممرضين | غطاء الراس للاطباء والممرضين
Jiangsu Youli Optics Spectacles Co.,Ltd | الصين | China | ME0000021813SFDAA00002 | CLARIVO | CLARIVO | Hard Multi Coat lens with optimal Index. This coating comprises an antireflection coating, a scratch resistant coating, a top hydrophobic coat to prevent water getting smudged on the surface of the lens
Shanghai Kinmed Import & Export Co., Ltd. | الصين | China | ME0000000267SFDAA00029 | : Non Sterile Gauze Swabs | : Non Sterile Gauze Swabs | شاش غير معقم للاستخدام الخارجي فقط | شاش غير معقم للاستخدام الخارجي
HEFEI MEDICON PLASTIC PRODUCTS CO.,LTD | الصين | China | ME0000021191SFDAA00020 | SYRINGE COVER | Plastic film covers | Syringe cover can be used as disposable barrier protection for three-way syringes and to successfully cover and protect equipment .
Anqing Kangmingna Packaging Co.,Ltd | الصين | China | ME0000017695SFDAA00017 | DOV | DENTAL BIBS | DISPOSABLE DENTAL BIBS
Shanghai Channelmed Import & Export Co., Ltd. | الصين | China | ME0000001945SFDAA01156 | Channelmed SMS Wrapping Paper | SMS Wrapping Paper | is an extraordinarily water-proof and resilient non-woven material made of polypropylene fabric layers. It can be used either as inner or outer wrapping for medical devices and trays.
Caretek (China) Medical PLC | الصين | China | ME0000012706SFDAA00016 | Caretek | Caretek | Baby Crib
Shanghai Kinmed Import & Export Co., Ltd. | الصين | China | ME0000000654SFDAA00023 | Gauze Swabs | Non Sterile Gauze Swabs | Gauze Swab
DONGGUAN YATTLL INDUSTRY CO., LTD | الصين | China | ME0000008835SFDAA00004 | Electric Wheelchair | Wheelchair | Wheelchair
Anqing Yipak Packaging Material Co., Ltd. | الصين | China | ME0000008062SFDAA00014 | YIPAK Self-sealing Sterilization Pouch | Self-sealing Sterilization Pouch | Self-Sealing Sterilization Pouches are used for holding equipment or instruments to help in the sterilization process. Modern sterilization pouches are typically made for use in various types of sterilizers. Some can be used for vapor, steam, dry heat, and chemical sterilizers.
Anqing Yipak Packaging Material Co., Ltd. | الصين | China | ME0000008062SFDAA00015 | YIPAK Steam Sterilization Indicator Tapes | Steam Sterilization Indicator Tapes | The products are manufactured for closing packages of items requiring steam sterilization in hospitals and other similar uses. Instrument wraps and other items that need to be taped closed during sterilization
Anqing Yipak Packaging Material Co., Ltd. | الصين | China | ME0000008062SFDAA00016 | YIPAK Steam Sterilization Indicators | Steam Sterilization Indicators | Sterilization indicators, such as spore strips and indicator tape, enable routine monitoring, qualification,and load monitoring of the steam sterilization process. They indicate whether the conditions during a steam autoclave cycle were adequate to achieve a defined level of microbial inactivation.
FOSHAN DONGFANG MEDICAL EQUIPMENT MANUFACTORY(LTD.) | الصين | China | ME0000000149SFDAA00001 | Manual Wheelchair | Manual Wheelchair | Manual Wheelchair, frame: Aluminium or steel with four wheels | كرسي عجلات يدوي ، إطار: ألومنيوم أو فولاذ مع أربع عجلات
NEO YUANDONG MEDICAL EQUIPMENTS LTD | الصين | China | ME0000000077SFDAA00001 | Face mask disposable | FACE MASK | Material Non wavev fabric 3ply earloop. Color blue, green & white. Sie 17.5x9.5cm
NEO YUANDONG MEDICAL EQUIPMENTS LTD | الصين | China | ME0000000076SFDAA00002 | Vinyl disposable gloves | VINYL DISPOSABLE GLOVES | Material PVC ( DINP or DOTP), bowder free, color clear, white, colors. Size s, m, l, xl.
HUIZHOU FORYOU MEDICAL DEVICES CO LTD | الصين | China | ME0000000501SFDAA00001 | LUOFUCON® Silicone Scar Gel Sheet | LUOFUCON® Silicone Scar Gel Sheet | Silicone Scar Gel Sheet | ضمادة لوفوكون سیلیكون جیل للندبات عبارة عن صفحة ناعمة ورقیقة من جیل السیلیكون ذاتیة اللصق وقابلة لاعادة الاستخدام . وھي مصنوعة بشكل أساسي من السيليكون من الدرجة الطبية . هذه الضمادة فعالة للتحكم في كل من الندبات الموجودة والضخمامية الجديدة او الجدرة وكعلاج اتقائي على الجروح المغلقة منعاً لحدوث الندبات الضخامية او الندبات الجدرة . لكنا لا تستخدم على الجروح المفتوحة
GUANGDONG KANGSHEN MEDICAL TECHNOLOGY CO.,LTD | الصين | China | ML0000000332SFDAA00001 | Medical bed | Medical bed | This Beds is designed for use indoors. The bed is designed for a single user of up to 250kg when the bed is not moving, the bed can load 170kgs when the bed is moving. The bed is available with 5’’ luxury castors with individual break. The bed should be moved in the flat floor and can be moved to all directions. The bed used by the patient/nurse | تم تصميم هذه الأسرة للاستخدام في الداخل. تم تصميم السرير لمستخدم واحد يصل وزنه إلى 250 كجم عندما لا يتحرك السرير ، ويمكن للسرير تحميل 170 كجم عندما يتحرك السرير. يتوفر السرير بعجلات فاخرة مقاس 5 بوصات مع استراحة فردية. يجب تحريك السرير في الأرضية المسطحة ويمكن نقله إلى جميع الاتجاهات. السرير الذي يستخدمه المريض / الممرضة
Sunshine Healthcare Co., Ltd. | الصين | China | ME0000007453SFDAA00087 | Daily Living | Daily Living | To Assist With Picking up objects
Shenzhen Mindray Bio-medical Electronics CO., LTD. | الصين | China | ME0000000343SFDAA00009 | Remote Imaging System | Radiology picture archiving and communication system workstation The Remote Imaging Syetem is used for remote consultation in medical institutions | Remote Imaging System
HEFEI MEDICON PLASTIC PRODUCTS CO.,LTD | الصين | China | ME0000021191SFDAA00021 | COTTON ROLL | COTTON ROLL | The cotton roll holder is suitable for dentistry and ensures a dry working field as well as excellent visibility.
Chengdu Fulcare Trading Co., Ltd | الصين | China | ME0000000836SFDAA00007 | UGAIYA Auto Reader | Incubator, biological | An incubator is a device used to grow and maintain microbiological cultures or cell cultures. Incubators are essential for much experimental work in cell biology, microbiology and molecular biology and are used to culture both bacterial and eukaryotic cells.
Shanghai Jingjin International Co., Ltd | الصين | China | ME0000007673SFDAA00003 | Disposable Nitrile | Disposable Examination gloves | Disposable gloves | قفازات فحص النتريل المتاح
Shanghai Jingjin International Co., Ltd | الصين | China | ME0000007673SFDAA00004 | Disposable Vinyl Examination Gloves | Disposable Examination gloves | Disposable gloves | قفازات يمكن التخلص منها
Zhejiang Shinye Medical Technology Corp.,Ltd | الصين | China | ME0000000921SFDAA00010 | Extraoral Orthodontic Appliances Accessories | Extraoral Orthodontic Appliances | SHINYE ORTHODONTICS Extraoral Orthodontic Appliances are used under Professional Dentist.
Yangzhou Super Union Import and Export Co. Ltd | الصين | China | ME0000009207SFDAA00011 | SUGAMA® Non-Sterile Gauze Swab | Non-Sterile Gauze Swab | 100% cotton, high absorbency, and softness non-sterile gauze swab.
Anhui Anheng Paper & Plastic Products Co. Ltd. | الصين | China | ME0000002064SFDAA00002 | Nitrile Gloves | Nitrile Examination GLoves | Nitrile Examination Gloves, Powder free. | قفازات فحص النتريل
Foshan Nanhai KJT Rehabilitation Equipment CO., LTD | الصين | China | ME0000002219SFDAA00002 | Manual wheelchair | Manual wheelchair | Manual wheelchair for patient
Yangzhou Super Union Import & Export Co., Ltd. | الصين | China | ME0000019539SFDAA00029 | DR LUJAIN Adhesive Elastic Bandage | Self Adhesive Bandage | These self-adhesive bandage wraps can be torn without scissors, making it easy to tear off an inch or more, as needed.
Changyi MoCare Non woven Products Co Ltd | الصين | China | ME0000005168SFDAA00026 | Gauze Rolls | Gauze Rolls | gauze rolls are a useful utility product in a kit can be used for padding protection bloode spill wound dressing applying antiseptic etc
STERIVIC Medical Co.,Ltd | الصين | China | ME0000000177SFDAA00022 | Sterivic Self Sealing Sterilization Pouch | Self Sealing Sterilization Pouch | Self Sealing Sterilization Pouch
ANJI YUANDONG MEDICAL PRODUCTS CO., LTD. | الصين | China | ME0000005878SFDAA00001 | Tubular Bandage | Tubular Bandage | Tubular Bandage | ضمادة أنبوبية
Shanghai Kinmed Import & Export Co., Ltd. | الصين | China | ME0000002566SFDAA00110 | Disposable Underpad | Disposable Underpad | Blue / Green underpad Layered by Multi -Layer tissue with water proof PE film and non allergic non -woven sheet | منشفة عازلة من البلل للسرير تستخدم مرة و احده
STERIVIC Medical Co.,Ltd | الصين | China | ME0000000177SFDAA00023 | Sterivic Sterilization Flat Roll | Sterilization Flat Roll | Sterilization Flat Roll
Shanghai Channelmed Import & Export Co., Ltd | الصين | China | ME0000002296SFDAA00030 | bandage's | elastic bandaged | رباط طبي مطاطي
Yangzhou Super Union Import and Export Co. Ltd | الصين | China | ME0000009207SFDAA00007 | SUGAMA® Sport Tape | Sport Tape | Non-elastic, rigid tape adheres strongly but unwinds easily and consistently all the way to the core.
Shandong Bluesail | الصين | China | ME0000001714SFDAA00021 | GIVCare GIVC Vinyl Gloves | Disposable Vinyl Gloves | Disposable Vinyl Gloves | قفازات فينيل
Hefei XingCheng Sanitary Products Co.,Ltd, | الصين | China | ME0000002199SFDAA00009 | Surgical tip | Surgical tip | Single use Surgical tip
Hefei XingCheng Sanitary Products Co.,Ltd | الصين | China | ME0000002416SFDAA00002 | Full Chair Sleeve / Half Chair Sleeve | Full Chair Sleeve / Half Chair Sleeve | Proection Of dental Chair, and dental unit from infection
Lyncmed Medical Technology (Beijing) Co.,Ltd. | الصين | China | ME0000004694SFDAA00002 | Razimed Vinyl Glove | Vinyl Gloves | vinyl gloves | قفازات من الفينايل
Shanghai Kinmed Import & Export Co., Ltd. | الصين | China | ME0000002566SFDAA00112 | GAUZE SWABS ( Non sterile ) | GAUZE SWABS ( NON Sterile ) | Gauze Swabs ( non sterile ) is used for simple wound care | شاش طبي للعناية بالجروح البسيطة
Shanghai Bize Import and Export Co., Ltd RM 401 BLDG 1 NO 26 QIUYUE ROAD SHANGHAI 201210 CHINA | الصين | China | ME0000013609SFDAA00002 | RITECARE CREPE BANDAGE | ELASTIC BANDAGE | An Elastic Bandage is a long flat strip or tube of elasticated fabric. | الضمادة المرنة عبارة عن شريط مسطح طويل من القماش المرن
Yangzhou Super Union Import and Export Co. Ltd | الصين | China | ME0000009207SFDAA00008 | SUGAMA® Sport support | Sport support | Arm Support, Ankle Support, Knee Support, Waist Support, Shoulder Support, Calf Support, Palm Support, Thigh Support
Yangzhou Super Union Import and Export Co. Ltd | الصين | China | ME0000009207SFDAA00010 | SUGAMA® Cooling patch | Cooling patch | Hypo-allergenic comfortable non-medicated cooling patch
Wellmed Dental Medical Supply Co., Ltd | الصين | China | ME0000018191SFDAA00003 | LusDent | Barrier Envelopes | dental disposable for dust | غطاء بلاستيك للحماية من الاتربة والبكتريا
Wellmed Dental Medical Supply Co., Ltd | الصين | China | ME0000018191SFDAA00006 | LusDent | Headrest cover Sleeves | dental disposables for dust | غطاء بلاستيك للحماية من الاتربة والبكتريا
JIANGSU MEDPLUS NON-WOVEN MANUFACTURER CO., LTD. | الصين | China | ME0000009693SFDAA00034 | Patient Gowns | Patient Gowns | sterile surgical gowns made from soft SMMMS or spunbond polypropylene material | عباءات جراحية معقمة مصنوعة من SMMMS أو مادة البولي بروبيلين المغزولة
Yangzhou Super Union Import & Export Co., Ltd. | الصين | China | ME0000019539SFDAA00033 | Help DENTAL BIB | DENTAL BIB | DENTAL BIB
Yangzhou Super Union Import & Export Co., Ltd. | الصين | China | ME0000019503SFDAA00005 | HELP Absorbent Gauze Roll | Absorbent Gauze Roll | Gauze roll is a kind of dressing to clean, nurse, and isolate the wounds. The sterilized products can be used directly. It is made of absorbent gauze, extensive applications in the hospital.
SUZHOU SUNING UNDERPAD CO.,LTD | الصين | China | ME0000005199SFDAA00004 | SCIENPHARMA UNDERPADS | UNDERPADS | Underpads Model No: 9444110（UNDERPAD 30 X 30 CM）(S), Model No: 9444111（UNDERPAD 40X 60 CM) (M), Model No: 9444112（UNDERPAD 60X 80 CM) (L), Model No: 9444113（UNDERPAD 60X 90 CM) (XXL), Model No: 9444114（UNDERPAD 75X 50 CM) (XL) Used for health care at hospital beds, examination beds, first aid transfer beds and operation table protection.
Wellmed Dental Medical Supply Co., Ltd | الصين | China | ME0000018191SFDAA00004 | LusDent | Syringe Sleeves | dental Disposable for dust | غطاء بلاستيك للحماية من الاتربة والبكتريا
Foshan Yeekong Medical Technology Co., Ltd. | الصين | China | ME0000002564SFDAA00025 | Manual Wheelchair | Wheelchair | A chair with wheels manually propelled by either the user pushing the wheelchair by hand through the rear wheels or by an attendant pushing the wheelchair from the wheelchair rear handles | كرسي بعجلات يتم دفعه يدويًا إما عن طريق قيام المستخدم بدفع الكرسي المتحرك يدويًا عبر العجلات الخلفية أو بواسطة أحد المرافقين الذي يدفع الكرسي المتحرك من المقابض الخلفية للكرسي المتحرك وهو جهاز دعم ومساعدة على الحركة مصمم ليستخدم من قبل الأشخاص الذين يكون المشي عليهم صعبا" أو مستحيلا" بسب الإصابة أو المرض أو العجز
Yangzhou Super Union Import & Export Co., Ltd. | الصين | China | ME0000019539SFDAA00031 | Help Lap Sponge | Lap Sponge | Non sterile lap sponges
Hebei Chibang Medical Equipment Co., Ltd | الصين | China | ME0000002587SFDAA00001 | Hospital bed | Hospital bed | hospital beds | أسرة للمستشفيات
Wellmed Dental Medical Supply Co., Ltd | الصين | China | ME0000018191SFDAA00002 | LusDent | X-Ray Sensor Sleeve | dental disposables for dust | غطاء بلاستيك
Wellmed Dental Medical Supply Co., Ltd | الصين | China | ME0000018191SFDAA00005 | LusDent | Handpiece Sleeves | dental disposables for dust | غطاء بلاستيك للحماية من الاتربة والبكتريا
Wellmed Dental Medical Supply Co., Ltd | الصين | China | ME0000018191SFDAA00007 | LusDent | Curing light and intra oral camera sleeves | dental disposables for dust | مستهلكات للاسنان
Wellmed Dental Medical Supply Co., Ltd | الصين | China | ME0000018191SFDAA00008 | LusDent | Turbine Motor + Scaler sleeves | Dental disposables | غطاء بلاستيك للحماية من الاتربة والبكتريا
Yangzhou Super Union Import & Export Co., Ltd. | الصين | China | ME0000019503SFDAA00006 | Help GUAZE SWAPS | GUAZE SWAPS | Gauze swabs is a kind of dressings to clean, nurse and isolate the wounds. The sterilized products can be used directly. It is made of absorbent gauze, extensive applications in the hospital.
Shanghai Kinmed Import & Export Co., Ltd. | الصين | China | ME0000002566SFDAA00116 | GAUZE SWAB | GAUZE SWAB | Non Sterile Gauze Swabs
Shanghai Kinmed Import & Export Co., Ltd. | الصين | China | ME0000002566SFDAA00124 | Elastic Bandage | Elastic Bandage | ELASTIC BANDAGE IS USED FOR SIMPLE WOUND CARE | ELASTIC BANDAGE IS USED FOR SIMPLE WOUND CARE
NINGBO GREETMED MEDICAL INSTRUMENTS CO.,LTD | الصين | China | ME0000007256SFDAA00004 | overall gown | overall | The product is used for general isolation in outpatient offices wards inspection room etc of medical institutions
Anji Huifeng Surgical Dressings Co., Ltd. | الصين | China | ME0000002623SFDAA00010 | Flexy Net Elastic Net Bandages | Elastic Net Bandages | Flexy Net Elastic Net Bandages
Feellife Health Inc. | الصين | China | ME0000003668SFDAA00013 | Connecting tube set | NA | Tubing set for nebulizer system
YANGZHOU SUPER UNION IMPORT&EXPORT CO., LTD. | الصين | China | ME0000009116SFDAA00041 | DR LUJAIN Gauze Swap | Gauze Swap | 100% cotton, High absorbency and softness. Non- Sterlied
Lyncmed Medical Technology (Beijing) Co., Ltd. | الصين | China | ME0000005427SFDAA00022 | Help VINYL EXAMINATION GLOVES | VINYL EXAMINATION GLOVES | Medical Examination Gloves
Sterivic Medical Co.Ltd | الصين | China | ME0000017059SFDAA00031 | STERILIZATION INDICATOR STRIP | STERILIZATION INDICATOR STRIP | STERILIZATION INDICATOR STRIP
Anji Huifeng Surglcal Dressings Co.,Ltd | الصين | China | ME0000002659SFDAA00010 | HF Elastic bandage | Elastic bandage | The product is made of cotton, spandex, polyester which is either a long flat strip of elasticized material. It's for single use only.
Yangzhou Super Union Import & Export Co., Ltd. | الصين | China | ME0000019539SFDAA00037 | Help Isolation Gown | Isolation Gown | Isolation Gown
GUANGDONG KINGFA SCIENCE AND TECHNOLOGY CO.,LTD | الصين | China | ME0000002792SFDAA00008 | SAFEMAX NITRILE EXAMINATION GLOVES | NITRILE EXAMINATION GLOVES | DISPOSABLE GLOVES MADE OF NITRILE MATERIAL
Yangzhou Super Union Import & Export Co., Ltd. | الصين | China | ME0000019539SFDAA00036 | Help High Elastic Bandage | High Elastic Bandage | High Elastic Bandage
Anhui Intco Medical Products Co, ltd. | الصين | China | ME0000002851SFDAA00079 | Vinyl Gloves | Vinyl Gloves | Vinyl Gloves
RAY VISION INC | الصين | China | ME0000002666SFDAA00004 | TRIAL LENS SET | Ophthalmic Trial Lens Set | An ophthalmic trial lens set is a device that is a set of lenses of various dioptric powers intended to be handheld or inserted in a trial frame for vision testing to determine refraction
Anqing Kangmingna Packaging Co.Ltd | الصين | China | ME0000008905SFDAA00019 | SUTRA | Patient Gown | gowns to be dressed by patient before delivery or Cesarean | لباس للمريضة للولادة الطبيعية او القيصرية
Yangzhou Super Union Import & Export Co., Ltd. | الصين | China | ME0000019539SFDAA00032 | Help SLEEVES COVE | SLEEVES COVE | Help SLEEVES COVE
Yangzhou Super Union Import & Export Co., Ltd. | الصين | China | ME0000019539SFDAA00030 | Help Alcohol Swabs | Alcohol Swabs | Alcohol swab
YANGZHOU SUPER UNION IMPORT&EXPORT CO., LTD. | الصين | China | ME0000009116SFDAA00042 | DR.LUJAIN Gauze Bandage | Gauze Bandage | 100% cotton. High absorbency and softness.
Sterivic Medical Co.Ltd | الصين | China | ME0000017059SFDAA00027 | STEAM INDICATOR TAPE | STEAM INDICATOR TAPE | STEAM INDICATOR TAPE
Yangzhou Super Union Import & Export Co., Ltd. | الصين | China | ME0000019539SFDAA00035 | Help crepe bandage | crepe bandage | Help crepe bandage
YANGZHOU SUPER UNION IMPORT&EXPORT CO., LTD. | الصين | China | ME0000009116SFDAA00046 | DR. LUJAIN Triangular Bandage | Triangular Bandage | Material :100% cotton. Advantages:high absorbent & softness. Color: White & yellow ( undegrease bleach)
Anqing Topeak Medical Co.,Ltd | الصين | China | ME0000002408SFDAA00001 | STERILIZATION REEL POUCH | STERILIZATION REEL POUCH | The product uses Medical paper which can prevent bacterial invasion.
Sterivic Medical Co.Ltd | الصين | China | ME0000017059SFDAA00034 | SELF-SEALING STERILIZATION POUCH | SELF-SEALING STERILIZATION POUCH | SELF-SEALING STERILIZATION POUCH
Sterivic Medical Co.Ltd | الصين | China | ME0000017059SFDAA00030 | PLASMA INDICATOR TAPE | PLASMA INDICATOR TAPE | PLASMA INDICATOR TAPE
Sterivic Medical Co.Ltd | الصين | China | ME0000017059SFDAA00025 | DENTAL BIBS | DENTAL BIBS | DENTAL BIBS
Sterivic Medical Co.Ltd | الصين | China | ME0000017059SFDAA00017 | SELF-SEALING STERILIZATION POUCH | SELF-SEALING STERILIZATION POUCH | SELF-SEALING STERILIZATION POUCH
Sterivic Medical Co.Ltd | الصين | China | ME0000017059SFDAA00024 | NONWOVEN FABRIC WRAP=-SMS/SMMS/SMMMS | NONWOVEN FABRIC WRAP=-SMS/SMMS/SMMMS | NONWOVEN FABRIC WRAP=-SMS/SMMS/SMMMS
Sterivic Medical Co.Ltd | الصين | China | ME0000017059SFDAA00024 | NONWOVEN FABRIC WRAP=-SMS/SMMS/SMMMS | NONWOVEN FABRIC WRAP=-SMS/SMMS/SMMMS | NONWOVEN FABRIC WRAP=-SMS/SMMS/SMMMS
Sterivic Medical Co.Ltd | الصين | China | ME0000017059SFDAA00021 | TYVEK STERILIZATION POUCH | TYVEK STERILIZATION POUCH | TYVEK STERILIZATION POUCH
INTCO MEDICAL(HK) CO., LTD | الصين | China | ME0000005996SFDAA00011 | INTCO MEDICAL | MANUAL WHEELCHAIR | Model YK9041 (Size 12,14,16,18,20,22,24), YK9132 (Size 16,18,20,22), YK9063 (Size 16,18,20) Manual Wheelchair
Hefei Xingcheng Sanitary Products CO.Ltd | الصين | China | ME0000003089SFDAA00051 | DANDY Isolation Gown | Isolation Gown | protecting the surroundings against body
Sterivic Medical Co.Ltd | الصين | China | ME0000017059SFDAA00033 | BOWIE-DICK TEST PACK | BOWIE-DICK TEST PACK | SVBD-115125
Sterivic Medical Co.Ltd | الصين | China | ME0000017059SFDAA00028 | EO INDICATOR TAPE | EO INDICATOR TAPE | EO INDICATOR TAPE
Sterivic Medical Co.Ltd | الصين | China | ME0000017059SFDAA00020 | TYVEK STERILIZATION ROLL | TYVEK STERILIZATION ROLL | TYVEK STERILIZATION ROLL
Sterivic Medical Co.Ltd | الصين | China | ME0000017059SFDAA00016 | STERILIZATION GUSSETED ROLL | STERILIZATION GUSSETED ROLL | STERILIZATION GUSSETED ROLL
Shanghai Channelmed Import & Export Co., Ltd Shanghai Channelmed Group | الصين | China | ME0000003129SFDAA00056 | Gauze Swabs | Non Sterile Gauze Swabs | Gauze Swab | شاش غير معقم
Jiangsu Ostup Medical Products Co.,Ltd | الصين | China | ME0000002967SFDAA00012 | OstupMed | Ostomy bag , Ostomy baseplate | EVOH for bag film ,Film thickness 0.076mm. Hydrocolloid for baseplate Lining with non woven fabric
SHIJIAZHUANG WONDERFU REHABILITATION DEVICE TECHNOLOGY CO.LTD | الصين | China | ME0000003361SFDAA00002 | WONDERFU | Prosthetic Hand | The artificial cosmetic silicone prosthesis can help patients make the residual limb more beautiful and bring .confidence to the patient
Ningbo Greetmed Medical Instruments Co Ltd | الصين | China | ME0000008948SFDAA00010 | gauze swab | gauze swab | it is used for absorbing the blood and exudant , and it is also for binding up the wound to separate the wound
Ningbo Greetmed Medical Instruments Co Ltd | الصين | China | ME0000008948SFDAA00009 | cast padding | cast padding | it is used to external fixation of fracture or soft tissue injury
Yangzhou Super Union Import & Export Co., Ltd. | الصين | China | ME0000019539SFDAA00038 | Help Tongue Depressor | tongue depressor | Wooden tongue depressor (adult, child)
Weixing Optical Co. Ltd | الصين | China | ME0000003111SFDAA00002 | NOOR LENS | Plastic Lens | Corrective eyeglass lens used by customers needing vision correction | عدسات تستخدم لتصحيح قصر و بعد النظر
Shanghai Kinmed Import & Export Co., Ltd. | الصين | China | ME0000002566SFDAA00126 | Crepe Paper | Crepe Paper | used to pack medical devices to be sterilized by steam sterilization.
SHIJIAZHUANG WONDERFU REHABILITATION DEVICE TECHNOLOGY CO.LTD | الصين | China | ME0000002777SFDAA00008 | WONDERFU | Prosthetic Parts-Silicone Fingers | The artificial cosmetic silicone prosthesis can help patients make the residual limb more .beautiful and bring confidence to the patient
Anqing Yipak Packaging Material Co.,Ltd. | الصين | China | ME0000005673SFDAA00031 | YIPAK Medical Crepe Paper | YIPAK Medical Crepe Paper | YIPAK Medical Crepe Paper
Anqing Yipak Packaging Material Co.,Ltd. | الصين | China | ME0000005673SFDAA00027 | YIPAK Sterilization Paper Bags | YIPAK Sterilization Paper Bags | YIPAK Sterilization Paper Bags
Yangzhou Super Union Import & Export Co., Ltd. | الصين | China | ME0000019539SFDAA00034 | Help Underpad | Help Underpad | Help Underpad
Anqing Yipak Packaging Material Co.,Ltd. | الصين | China | ME0000005673SFDAA00030 | YIPAK Sterilization Roll | YIPAK Sterilization Roll | YIPAK Sterilization Roll
SHIJIAZHUANG WONDERFU REHABILITATION DEVICE TECHNOLOGY CO.LTD | الصين | China | ME0000003360SFDAA00015 | WONDERFU | Silicone Foot and Leg | The artificial cosmetic silicone prosthesis can help patients make the residual limb more beautiful and bring .confidence to the patient
Shanghai Kinmed Import & Export Co. Ltd. | الصين | China | ME0000005913SFDAA00006 | Medstar Indicator Strip | Indicator Strip | Indicator strip
Anqing Yipak Packaging Material Co.,Ltd. | الصين | China | ME0000005673SFDAA00029 | YIPAK Sterilization Pouch | YIPAK Sterilization Pouch | YIPAK Sterilization Pouch
Zhejiang Maizi Hosiery Technology Co., Ltd | الصين | China | ME0000003391SFDAA00001 | Maizi Medical compression stockings , Anti embolism stockings | Compression stockings | Medical compression stockings , Anti-embolism stockings
Yangzhou Super Union Import & Export Co., Ltd. | الصين | China | ME0000019539SFDAA00028 | BECMED Heavy elastic adhesive bandage(EAB) | BECMED Heavy elastic adhesive bandage(EAB) | Used for wound hemostasis and wiping | يستخدم لضماد الجروح والمحافظة عليها من العدوي
Anqing Yipak Packaging Material Co.,Ltd. | الصين | China | ME0000005673SFDAA00028 | YIPAK Nonwoven Wrapping Material | YIPAK Nonwoven Wrapping Material | YIPAK Nonwoven Wrapping Material
Fujian Xinli Paper Industry Co., Ltd. | الصين | China | ME0000003425SFDAA00048 | Soulucid | Adult Diaper | Adult Diaper tape type size: M, L
Fujian Xinli Paper Industry Co., Ltd. | الصين | China | ME0000003425SFDAA00048 | Soulucid | Adult Diaper | Adult Diaper tape type size: M, L
Jiangsu Intco Medical Products Co., LTD | الصين | China | ME0000000623SFDAA00027 | Electric Wheelchair | Electric Wheelchair | Power wheelchairs are exclusively for a user who is unable to walk or has limited mobility, for their own personal use in- and outdoor.
PIDEGREE INDUSTRIAL CO LIMITED | الصين | China | ME0000003519SFDAA00001 | SAFE TOUCH | LATEX EXAMINATION GLOVES | DIPOSABLE LATEX EXAMINATION GLOVES | قفازات فحص اللاتكس
Hubei Medwear Protective Products Co.,Ltd | الصين | China | ME0000003370SFDAA00011 | Disposable Shoes Cover | Disposable Shoes Cover | Disposable Shoes Cover 15x41cm
HOSPITAL & HOMECARE Imp&Exp CO.,LTD | الصين | China | ME0000003354SFDAA00111 | Isolation Gown | Isolation Gown | Size:115*137cm, 25G/M2 Material: SPP+PE Colour：Yellow Size:115*137cm, 25G/M2 Material: SPP Colour：Yellow
Zhejiang Longterm Medical Technology Co., Ltd | الصين | China | ME0000009350SFDAA00022 | INNOMED OSTOMY BAGS | OSTOMY BAGS | INNOMED OSTOMY BAGS
Shanghai YueChen Medical Supply Co.Ltd | الصين | China | ME0000003333SFDAA00095 | Disposable ECG Electrode | ECG Electrodes | Metal snap, Ag / AgCI sensor, low impedance solid medical conductive gel, white or original color PE foam tape or cloth tape with medical hypoallergenic adhesive, white PE tape indicated brand mark, PET anti-sticking film.
Foshan Nanhai KJT Rehabilitation Equipment CO., LTD | الصين | China | ME0000002219SFDAA00004 | Walker | Walker | Walker for patient | مشاية للمريض
Surgimed Medical Supplies CO.,Ltd. | الصين | China | ME0000000413SFDAA00014 | Surgimed Examination Vinyl Gloves | Examination Vinyl Gloves | protection hand from all conditions | سرجميد
Foshan Nanhai KJT Rehabilitation Equipment CO., LTD | الصين | China | ME0000002219SFDAA00003 | Commode chair | Commode chair | Commode chair for patient | كرسي حمام
FOSHAN SHUNKANGDA MEDICAL TECH CO LTD | الصين | China | ME0000003854SFDAA00005 | COMMODE CHAIR | COMMODE CHAIR | Bath chair to help the elderly and the disabled to move | كراسى حمام لمسعدة كبار السن وللمعاقين على الحركة
FOSHAN SHUNKANGDA MEDICAL TECH CO LTD | الصين | China | ME0000003855SFDAA00001 | CANE&CRUTCH | CANE&CRUTCH | A crutch to help the elderly and the disabled to move | عكاز
Hunan Vathin Medical Instrument Co., Ltd | الصين | China | ME0000016796SFDAA00007 | Trolley (with pylon) | Trolley (with pylon) | Trolley with pylon
Zhejiang Hongyu Medical Commodity Co., Ltd. | الصين | China | ME0000005699SFDAA00027 | SANTAVIK | BANDAGE | SANTAVIK PAIN RELIEF BANDAGE
Guangdong Kareway Medical Technology Co., Ltd. | الصين | China | ME0000007147SFDAA00001 | Kareway | Hospital Bed | hospital beds | أسرة مستشفيات
ANHUI GUOHONG INDUSTRIAL&TRADING CO.,LTD. | الصين | China | ME0000007263SFDAA00010 | Razimed Vinyl Glove | Vinyl gloves powder free | vinyl gloves powder free | قفازات من الفينايل
Hunan Vathin Medical Instrument Co., Ltd | الصين | China | ME0000016796SFDAA00009 | Digital Video Monitor | Digital Video Monitor | Digital Video Monitor
SUZHOU JASKING MEDICAL Equipment Co , Ltd | الصين | China | ME0000003967SFDAA00008 | Manual wheelchair | Manual wheelchai | Manual wheelchair
SHANGHAI KINMED IMPORT & EXPORT CO., LTD | الصين | China | ME0000004001SFDAA00002 | GAUZE | GAUZE SWAB NON STERILE | شاش طبي قطع ( مربع ) غير معقم
Zhejiang Rehan Medical manufacturing Co., ltd. | الصين | China | ME0000020774SFDAA00025 | FIXIT stockings | Medical stockings | Medical grade stockings | جوارب طبيه
CROWN NAME GROUP | الصين | China | ME0000003781SFDAA00002 | Disposable jacket | Disposable jacket | Warmer jacket
Anhui Intco Medical Products Co., Ltd. | الصين | China | ME0000020481SFDAA00008 | NG Medical Nitrile Examination Gloves | NG Medical Nitrile Examination Gloves | Nitrile examination gloves
Shandong INTCO Medical Products Co., Ltd. | الصين | China | ME0000007155SFDAA00012 | Nutouch Freedom / Razimed | Poly Vinyle Chloride Glove | Ultra soft Synthetic Examination Gloves
Surgimed Medical Supplies CO.,Ltd. | الصين | China | ME0000000413SFDAA00016 | Surgimed Crepe bandage | Crepe bandage | Suitable for first aid, sprains and weak joints, dressing Material used to exert Pressure | رباط ضاغط شبكى
Surgimed Medical Supplies CO.,Ltd. | الصين | China | ME0000000413SFDAA00015 | Surgimed Elastic bandage | Elastic bandage | Suitable for first aid , sprains and weak joints Dressing Material used to exert pressure | رباط ضاغط مطاط
Wuhan huawei Technology co., Ltd., | الصين | China | ME0000019616SFDAA00006 | Sanitayaki Capsicum Plaster | Sanitayaki | Pain relief patch | لصقة ظهر
XIAMEN NEWCLEARS DAILY PRODUCTS CO LTD | الصين | China | ME0000004182SFDAA00006 | newclears adult diaper | adult diaper | adult diaper | حفائض بالغين
INTCO | الصين | China | ME0000015392SFDAA00014 | Electric Wheelchairs | Electric Wheelchairs | Power wheelchairs are exclusively for a user who is unable to walk or has limited mobility, for their own personal use in- and outdoor.
Fujian Yifa Helthcare products co., LTD | الصين | China | ME0000004551SFDAA00002 | PALMJOY Adult Diaper | Adult diaper | Adult diaper | حفائظ لكبار السن
Shanghai Kinmed Import and Export Co Ltd | الصين | China | ME0000002804SFDAA00061 | SHOE COVER GIVC.CARE | NON WOVEN SHOE COVER | Non Woven Shoe Cover | غطاء للطاقم الطبي في غرف العمليات
MAQUET Suzhou Co. Ltd. | الصين | China | ME0000003537SFDAA00012 | Mobile Operating Table | Mobile Operating Table | Opearting Table for Patients
Fujian Yifa Helthcare products co., LTD | الصين | China | ME0000004551SFDAA00002 | PALMJOY Adult Diaper | Adult diaper | Adult diaper | حفائظ لكبار السن
Surgimed Medical Supplies CO.,Ltd. | الصين | China | ME0000000413SFDAA00018 | Surgimed Transparent Adhesive Tape | Transparent Adhesive Tape | It mainly used for general surgery and fixed infusion needle. | شريط لاصق شفاف
Surgimed Medical Supplies CO.,Ltd. | الصين | China | ME0000000413SFDAA00020 | Surgimed Under pad | Under pad | Used for Prevents patient's bed becoming wet | مفارش سرير
JIANGSU YUYUE MEDICAL EQUIPEMENT & SUPPLY CO., LTD. | الصين | China | ME0000004278SFDAA00006 | Anti-decubitus Mattress | Anti-decubitus Mattress | Mattress for preventing decubitus
Anhui Intco Medical Products Co., Ltd. | الصين | China | ME0000020481SFDAA00009 | NG Medical Vinyl Examination Gloves | NG Medical Vinyl Examination Gloves | Vinyl examination gloves.
ANPING SHEHING MEDICAL INSTRUMENTS CO LTD | الصين | China | ME0000004327SFDAA00035 | FIXATION STRAP | SHOULDER BELT | SHOULDER BELT | حزام الكتف
Shenzhen Besdata Technology Co., Ltd | الصين | China | ME0000004664SFDAA00012 | Video Laryngoscope | Video Laryngoscope | Laryngoscope
Planet Anhui Medical Products Co., Ltd. | الصين | China | ME0000004611SFDAA00023 | PARAID | Cooling Pads | Cooling Pads
Planet Suzhou Medical Products Co., Ltd. | الصين | China | ME0000004696SFDAA00006 | PARAID | Clear Waterproof Adhesive Bandage | Transparent PU Bandages
Changsha Easyinsmile Intelligence Technology Co. Ltd. | الصين | China | ME0000000879SFDAA00009 | EasyinSmile | K File | The cross section is square and the threads are very close. it is in conjunction with an expanding needle to enlarge and clean the root canal
Leboo Healthcare Products Limited | الصين | China | ME0000007136SFDAA00023 | Isolation Gown | Isolation Gown | Isolation Gown
SHANGHAI CHONGJEN INDUSTRY CO LTD | الصين | China | ME0000004448SFDAA00003 | VINYL GLOVES | VINYL GLOVES DISPOSEABLE | VINYL GLOVES DISPOSEABLE
ZHEJIANG LONGTERM MEDICAL TECHNOLOGY CO LTD | الصين | China | ME0000004636SFDAA00004 | POUCH DRAINABLE PELICAN | OSTOMY BAG | POUCH DRAINABLE PELICAN
Jinhua Jingdi Medical Supplies Co., Ltd. | الصين | China | ME0000004550SFDAA00004 | Adhesive Bandages | Adhesive Bandages | Adhesive Bandages | لصق جروح
EXCELLENTCARE MEDICAL (HUIZHOU) LTD. | الصين | China | ME0000004239SFDAA00003 | EmediSorb | Soda Lime (anesthesia unit carbon dioxide absorbents) | Soda lime is a carbon dioxide absorbent with excellent efficiency and low resistance for use within closed circle systems. It will absorb the patient’s exhaled CO2 and therefore allowing rebreathing of the expired anaesthetic gases. And it gives clear visual indication as to extent of the CO2 absorption and the life extent of the soda lime. | الجير الصودا هو مادة ماصة لثاني أكسيد الكربون ذات كفاءة ممتازة ومقاومة منخفضة للاستخدام في أنظمة الدائرة المغلقة. سوف يمتص المريض غاز ثاني أكسيد الكربون الزفير وبالتالي يسمح بإعادة تنفس غازات التخدير منتهية الصلاحية. ويعطي مؤشرًا بصريًا واضحًا لمدى امتصاص ثاني أكسيد الكربون ومدة حياة الجير الصودا.
Surgimed Medical Supplies CO.,Ltd. | الصين | China | ME0000000413SFDAA00019 | Surgimed Adhesive Silk Surgical Tape | Adhesive Silk Surgical Tape | It mainly used for general surgery and fixed infusion needle | شريط لاصق من الحرير
ChongQing Sunkingdom Medical instrument Co., Ltd. | الصين | China | ME0000000245SFDAA00011 | SLIT LAMP | SLIT LAMP | Ophthalmic Slit Lamp Microscope
Surgimed Medical Supplies CO.,Ltd. | الصين | China | ME0000000413SFDAA00017 | Surgimed Absorbent gauze swab | Absorbent gauze swab | intended for for large area wound cleaning, hemostasis, absorbing blood and exudation from wound in surgery operation | شاش قطع غير معقم
Shanghai Kinmed Import and Export Co Ltd | الصين | China | ME0000002804SFDAA00060 | Nurse and doctor Cap- GIVC care | Nurse and Doctor cap | Nurse Cap ( Round , Crimped ) Doctor Cap Elastic with Tie | غطاء عزل للراس للتمريض و الأطباء
Shanghai Kinmed Import &Export Co.,LTD | الصين | China | ME0000004829SFDAA00051 | Caps | Caps | Protect from unwanted hair or sweat drop and dust contamination | اغطية راس
Intco Medical (HK) | الصين | China | ME0000004455SFDAA00004 | Manual Wheelchairs | Manual Wheelchairs | WHEELCHAIR
Planet Suzhou Medical Products Co., Ltd. | الصين | China | ME0000004698SFDAA00002 | PARAID | Cooling Pads | Fever Cooling Patch
Planet Suzhou Medical Products Co., Ltd. | الصين | China | ME0000004691SFDAA00001 | PARAID | Elastic Bandage | Elastic Bandage
Planet Suzhou Medical Products Co., Ltd. | الصين | China | ME0000004708SFDAA00011 | PARAID | First Aid Kit | First Aid Kit
Planet Suzhou Medical Products Co., Ltd. | الصين | China | ME0000004695SFDAA00002 | PARAID | Gauze Bandage | Gauze Bandage Roll
Planet Suzhou Medical Products Co., Ltd. | الصين | China | ME0000004693SFDAA00004 | PARAID | Crepe Bandage | Crepe Bandage
Planet Suzhou Medical Products Co., Ltd. | الصين | China | ME0000004699SFDAA00001 | PARAID | PE Tape | Medical PE Tape
Leboo Healthcare Products Limited | الصين | China | ME0000015508SFDAA00005 | Medical Choice | Shoe Cover | Shoe Cover Anti Skid, CPE material, fits all sizes, breathable fabric Tear/Slip Resistant, Disposable, 2 grams
FOSHAN HONGFENG CO., LTD | الصين | China | ME0000015424SFDAA00002 | GIVC Care Air Matres | Medical air Mattress with PUMP | Medical air Matress with pump | مرتبة هوائية
MAQUET Suzhou Co. Ltd. | الصين | China | ME0000003537SFDAA00014 | Pair of leg plates | Pair of leg plates | Accessory for OR Table
XIAMEN NEWCLEARS DAILY PRODUCTS CO LTD | الصين | China | ME0000004181SFDAA00006 | newclears adult pant | adult pants | adult pants | حفائض بالغين
ZHANGJIAGANG XIEHE MEDICAL APPARATUS & INSTRUMENTS CO. LTD | الصين | China | ME0000004637SFDAA00017 | basket stretcher | basket stretcher | Detailed Product Description: *This stretcher is made with an eye on a very range of emergency situations, and it's sturdy and flexible for use in all types of aid in special situations. *Its reliable fittings enable first-aid personnel to operate rapidly and safely. *With its special sling equipment, the stretcher is ideal for lifting and transport by helicopter. *It has an adjustable feet-securing mechanism ,safety belts and a mattress. *It is also designed for to be secured inside the helicopter. *All the materials used have dimensions suitable to work and they are fire-proof. *They don't release any toxic or polluting substances and they are protected to obtain high resistance to wear and corrosion. *You can split it into two parts ,making it compact and easy to transport.
Planet Suzhou Medical Products Co., Ltd. | الصين | China | ME0000004689SFDAA00002 | PARAID | Active Tan-Lite Bandage | Assorted skin color bandage
Planet Suzhou Medical Products Co., Ltd. | الصين | China | ME0000004701SFDAA00059 | PARAID | Zinc Oxide Medical Tape | Medical Tape
Planet Suzhou Medical Products Co., Ltd. | الصين | China | ME0000004707SFDAA00014 | PARAID | Silk Tape | Medical Silk Tape
Sterivic Medical Co.Ltd | الصين | China | ME0000016740SFDAA00008 | Medstar Self Sealing Sterilization Pouch | Self Sealing Sterilization Pouch | Self-Seal Sterilization Pouches provide fast and secure solution for small clinics and dental practices.
Sterivic Medical Co.Ltd | الصين | China | ME0000016740SFDAA00009 | Medstar Sterilization Flat Roll | Sterilization Flat Roll | Sterilization Flat Roll are constructed from transparent Cast PP/PET multi-layers copolymer film and medical grade paper
Changsha Easyinsmile Intelligence Technology Co. Ltd. | الصين | China | ME0000000879SFDAA00012 | EasyinSmile | Barbed Broaches | it is used to probe the root canal. and usually used to wrap cotton fibers to make dry the root canal or sealed for drugs and the debris and residues are easily pulled out
Zhejiang Rehan Medical manufacturing Co., ltd. | الصين | China | ME0000020774SFDAA00024 | FIXIT FOOT CARE | FOOT CARE | silicon made foot care products designed to protect deformities in foot toes | قطع من السليكون الطبي توضع بين اصابع القدم لتخفيف الام التشوهات او القدم والاصابع
Fujian Yifa Helthcare products co., LTD | الصين | China | ME0000004552SFDAA00024 | PALMJOY -GIVC care | ubderpad | Underpad | تحت المريض
Shanghai Conant Optics Co., Ltd | الصين | China | ME0000004275SFDAA00076 | CLARIVO | Spectacle Lenses | Plastic lenses
Sterivic Medical Co.Ltd | الصين | China | ME0000016740SFDAA00010 | Bowie-Dick Test Pack | Bowie-Dick Test Pack | Bowie Dick Test Pack is an air removal test for autoclaves/steam sterilizers and steam penetration.
ALTON (SHANGHAI) MEDICAL INSTRUMENTS CO., LTD. | الصين | China | ME0000000368SFDAA00006 | Brush | Cleaning Brush | disposable Cleaning Brush
Zhejiang Haipai Pharmaceutical Co., Ltd. | الصين | China | ME0000018434SFDAA00003 | Disposable Medical Mask | Disposable Medical Mask | This product consists of a mask, a nose clip and a mask band. The mask is made of non-woven fabric. The nose clip is made of a plastic material. The mask band is made of elastic material. Disposable, non-sterile. | يتم استخدامه للعناية الصحية لمرة واحدة في البيئة العادية ، ولا يتم استخدامه لأغراض الحماية أثناء العمليات الجراحية.
Heffi Medicon Plastic Products Co., Ltd | الصين | China | ME0000004614SFDAA00011 | Plastic Film Covers( X-Ray Sensor Cover) | Plastic Film Covers ( X-Ray Sensor Cover) | This Product used to cover and protect Medical Device and Instrument | يستخدم هذا المنتج لتغطية وحماية الأجهزة والأدوات الطبية
WENZHOU HIEASY IMPORT&EXPORT COMPANY LIMITED | الصين | China | ME0000019176SFDAA00001 | READING GLASSES | READING GLASSES | READING GLASSES | نظارة للقراءة
Shenzhen Maikangxin Medical Robot Co., Ltd | الصين | China | ME0000013583SFDAA00001 | wheel chair | wheel chair | Wheel Chair for Adult handicap people for bathroom use | كرسي متحرك
Heffi Medicon Plastic Products Co., Ltd | الصين | China | ME0000004616SFDAA00128 | Plastic Film Covers ( Bite Block Cover) | Plastic Filim Covers (Bite Block Cover) | This product is used for to cover and protect medical device and instrument | يستخدم هذا المنتج لتغطية وحماية الجهاز والأداة الطبية
Chengdu FulCare Trading Co., Ltd | الصين | China | ME0000012368SFDAA00001 | Ugaiya Auto Reader | Ugaiya Auto Reader | Electronic machine to check the biological indicator to check the quality for the sterilization process
Guangzhou Topmedi company limited | الصين | China | ME0000000256SFDAA00001 | كرسي كهربائي | كرسي كهربائي | كرسي كهربائي للعجزة وكبار السن | كرسي كهربائي
Com Bridge international Co Ltd | الصين | China | ME0000005554SFDAA00001 | RITECARE IV Stand | STAND INFUSION | A movable stand to hold Infusion fluids, infusion accessories and other medical devices .
Shanghai Chuangshi Industry Group Co Ltd | الصين | China | ME0000005555SFDAA00001 | Cold and Hot Pack | Pack, Hot or Cold, Reusable | Compact fabric envelope containing hydrated pliable Gel that can be easily wrapped around body contours | غطاء من الانسجة المضغوطة يحتوي على الجل القابل للثني ما يمكن لف الكمادة بسهولة حول محيط الجسم لتوفير البرودة او السخونة المطلوبة
Com Bridge international Co Ltd | الصين | China | ME0000005554SFDAA00002 | RITECARE SHOWER BENCH | ADAPTOR HYGIENE | A chair modified for medical purpose to be used as a daily activity assist device in the form of a Support Chair while taking shower or bath | كرسي للمساعدة في الانشطة اليومية للمرضى وكبار السن كما يستخدم ككرسي للإستحمام
Com Bridge international Co Ltd | الصين | China | ME0000005554SFDAA00003 | COMMODE CHAIR | ADAPTER HYGIENE | A chair modified for medical purpose to be used as a daily activity assist device in the form of a hygienic mobile toilet | كرسي للمساعدة في الانشطة اليومية لدعم المرضى وكبار السن مصمم بطريقة تسهل تحريكه ونقله
Denjoy Dental Co LTD | الصين | China | ME0000005582SFDAA00002 | Denjoy ® Obturation System | Obturation System | Obturation System
Tangshan Zhengtong Exhibition Co., Ltd | الصين | China | ME0000005576SFDAA00001 | Layan ® Holders | Film Positioning Holders | Dental Holder
Tangshan Zhengtong Exhibition Co., Ltd | الصين | China | ME0000005576SFDAA00002 | Layan ® Dental Needle | Dental Needle | Dental Needle
Tangshan Zhengtong Exhibition Co., Ltd | الصين | China | ME0000005576SFDAA00006 | Layan ® Dental Retractor | Dental Retractors | Dental retractor
SHENZHEN PERFECT MEDICAL INSTRUMENTS CO LTD | الصين | China | ME0000005590SFDAA00001 | Layan ® Perfect Endodontic File | Endodontic file | Root Canal Endodontic File
Zhaoqing Gaoyao Recende Medical Equipment Co LTD | الصين | China | ME0000005594SFDAA00001 | Layan ® Dental Burs | Dental Burs | Dental Burs
Tangshan Zhengtong Exhibition Co., Ltd | الصين | China | ME0000005576SFDAA00009 | Layan ® Evac | Oral cavity Evacuator | Evacuator tip
Tangshan Zhengtong Exhibition Co., Ltd | الصين | China | ME0000005576SFDAA00010 | Layan ® Air Water Syringe Tips | Air Water Syringe Tips | Air Water Syringe Tips
Tangshan Zhengtong Exhibition Co., Ltd | الصين | China | ME0000005576SFDAA00011 | Layan ® Mixing Tips | Mixing Tips, itraoral tips | Dental Material Mixing tips
Zhaoqing Gaoyao Recende Medical Equipment Co LTD | الصين | China | ME0000005594SFDAA00005 | • Layan ®Aluminum Oxide Microblaster | Aluminum Oxide Microblaster | Aluminum Oxide Microblaster
Shanghai MediWorks Precision Instruments Co., Ltd | الصين | China | ME0000006767SFDAA00002 | Vision Chart | Visual Acuity Chart | Visual Acuity Chart
Shanghai MediWorks Precision Instruments Co., Ltd | الصين | China | ME0000006767SFDAA00003 | Instrument Table | Optometry Lift Table | Ophthalmic Instrument Table
Shanghai MediWorks Precision Instruments Co., Ltd | الصين | China | ME0000006767SFDAA00004 | Retina Lens | Condensing Lens | Diagnostic condensing lens
Hubei Yinkang Medical Equipment Co., Ltd. | الصين | China | ME0000007957SFDAA00001 | Hospital Bed | Hospital Furniture | Hospital Bed
Hubei Yinkang Medical Equipment Co., Ltd. | الصين | China | ME0000007957SFDAA00002 | Shower chair | Hospital Furniture | Shower chair
Hubei Yinkang Medical Equipment Co., Ltd. | الصين | China | ME0000007957SFDAA00003 | Toilet Seat | Hospital Furniture | Toilet Seat
Hubei Yinkang Medical Equipment Co., Ltd. | الصين | China | ME0000007957SFDAA00004 | Walker | Hospital Furniture | Walker
Hubei Yinkang Medical Equipment Co., Ltd. | الصين | China | ME0000007957SFDAA00005 | Wheel Chair | Hospital Furniture | Wheel Chair
NICEFEEL MEDICAL DEVICE TECHNOLOGY CO., LTD | الصين | China | ME0000000846SFDAA00003 | Nicefeel | Nicefeel | These Oral irrigators are dental care devices which used a stream of high-pressure pulsating water intended to remove plaque and food debris between teeth and below the gum line. It is intended for improving bad breath, gingivitis, periodontal diseases and suitable for clean implants, dentures, bridges, false crown clea
HUANGHUA PROMISEE DENTAL CO.,LTD | الصين | China | ME0000005573SFDAA00001 | DENTAL AIR WATER SYRINGE | DENTAL AIR WATER SYRINGE | Disposable air water dental syringe tips, as the necessary consumer goods of the dental chairs, are essential fittings of dental treatment.
HUANGHUA PROMISEE DENTAL CO.,LTD | الصين | China | ME0000005573SFDAA00003 | DENTAL RETRACTOR | DENTAL RETRACTOR | It is used for protecting equipment and instruments from contamination during dental examination or treatment.
JIANGSU CONANT OPTICS CO., LTD | الصين | China | ME0000009572SFDAA00001 | TRIANO | SPECTACLE LENSES - PHOTOCHROMIC SEMI-FINISHED OPTICAL LENSES | SPECTACLE LENSES | عدسات النظارات الطبية
ZHONGSHAN A&E MACHINERY INDUSTRY | الصين | China | ME0000010069SFDAA00001 | LUMEX Walker, Mechanical | Walker, Mechanical | Single release folding mechanism is designed to aid users with limited hand dexterity | مشاية لمساعدة المرضى على المشي
SHANGHAI FANTA DENTAL MATERIALS CO., LTD | الصين | China | ME0000010174SFDAA00001 | C-FLEX FILE | C-FLEX FILE | Hand dental instrument for enlarging root canal and creating a glide path safely this is the hand
SHANGHAI FANTA DENTAL MATERIALS CO., LTD | الصين | China | ME0000010174SFDAA00002 | STAINLESS STEEL K FILE | STAINLESS STEEL K FILE | Hand dental instrument for enlarging root canal and creating a glide path safely this is the hand
SHANGHAI FANTA DENTAL MATERIALS CO., LTD | الصين | China | ME0000010174SFDAA00003 | Barbed Broach | BROACH | Hand dental instrument for enlarging root canal and creating a glide path safely this is the hand
SHANGHAI FANTA DENTAL MATERIALS CO., LTD | الصين | China | ME0000010174SFDAA00004 | GUTTA PERCHA | GUTTA-PERCHA | Hand dental instrument for enlarging root canal and creating a glide path safely this is the hand
SHANGHAI FANTA DENTAL MATERIALS CO., LTD | الصين | China | ME0000010174SFDAA00005 | PAPER POINT | POINT | Hand dental instrument for enlarging root canal and creating a glide path safely this is the hand
SHANGHAI FANTA DENTAL MATERIALS CO., LTD | الصين | China | ME0000010174SFDAA00006 | REAMER Stainless Steel | REAMER | Hand dental instrument for enlarging root canal and creating a glide path safely this is the hand
SHANGHAI FANTA DENTAL MATERIALS CO., LTD | الصين | China | ME0000010174SFDAA00007 | SPREADER Stainless Steel | SPREADER | Hand dental instrument for enlarging root canal and creating a glide path safely this is the hand
SHANGHAI FANTA DENTAL MATERIALS CO., LTD | الصين | China | ME0000010174SFDAA00008 | Stainless Steel H File | FILE | Hand dental instrument for enlarging root canal and creating a glide path safely this is the hand
SHANGHAI FANTA DENTAL MATERIALS CO., LTD | الصين | China | ME0000010174SFDAA00009 | V-TAPER HAND FILE | Root Canal, Endodontic | Hand dental instrument for enlarging root canal and creating a glide path safely
SHANGHAI FANTA DENTAL MATERIALS CO., LTD | الصين | China | ME0000010174SFDAA00010 | Plugger Stainless Steela | PLUGGER | Hand dental instrument for enlarging root canal and creating a glide path safely this is the hand
shanghai chuangshi industry (Group) Co., Ltd | الصين | China | ME0000005545SFDAA00003 | Ice Gel Pack (Insulin Protector) | Insulin vial protector/holder | Compact fabric envelope containing hydrated pliable Gel in a Thermo Insulating bag which will provide protective barrier to shield and safeguard the contents. | حقيبة للأنشطة اليومية تهدف إلى الحفاظ على سلامة الأنسولين والمنتجات البيولوجية والهرمونات الأخرى
JIANLIAN HOMECARE PRODUCTS CO., LTD. | الصين | China | ME0000010972SFDAA00003 | WHEELCHAIR | WHEELCHAIR (NON-POWERED) AND ACCESSORIES | - | كرسي متحرك لمساعدة كبار السن و المعاقين و المرضى على المشي
JIANXING SHOE CO., LTD. | الصين | China | ME0000010986SFDAA00001 | Better Step | Orthopedic Shoe | Correcting deforming foot or ankle such as club foot, flat foot etc
Fomed Industries Inc. | الصين | China | ME0000009482SFDAA00001 | Ready-Pad Gauze Swabs | Gauze Swabs | Ready-Pad Gauze Swabs
MDF Instruments Medifriend Inc. | الصين | China | ME0000001933SFDAA00017 | Single Head Stethoscope | Single Head Stethoscope | Instrument to detect heart and lung sounds on healthy skin around the external thoracic region
WENZHOU GUANHAO GLASSES CO.,LTD. | الصين | China | ME0000012421SFDAA00001 | KOOL | Magnifying spectacles | Magnifying Spectacle
Guangzhou Berrcom Medical Device Co., Ltd | الصين | China | ME0000012480SFDAA00001 | Fresh Nose | Nasal Irrigator | Nasal Irrigator without Nasal Solution | جهاز تنظيف الافرازات الأنفية
Guangzhou Berrcom Medical Device Co., Ltd | الصين | China | ME0000012480SFDAA00001 | Fresh Nose | Nasal Irrigator | Nasal Irrigator without Nasal Solution | جهاز تنظيف الافرازات الأنفية
Com Bridge international Co Ltd | الصين | China | ME0000005554SFDAA00005 | RITECARE Quad Cane | Cane | A Walking aid modified for medical purpose for use by disabled persons | عصا ذات قاعدة رباعية معدلة للاستخدامات الطبية، يستخدمها ذوي الاحتياجات الخاصة للحصول على الدعم أثناء المشي
Com Bridge international Co Ltd | الصين | China | ME0000005554SFDAA00006 | RITECARE Underarm Crutches | CRUTCH | A Walking aid modified for medical purpose for use by disabled persons | عكازات تحت الابط معدلة للاستخدامات الطبية، يستخدمها ذوي الاحتياجات الخاصة لتوفير دعم وتخفيف الوزن على الطراف السفلية مما يجعل المشي اسهل واكثر استقرارا
Wenzhou Tide trading | الصين | China | ME0000013519SFDAA00001 | READING GLASSES | READING GLASSES | READING GLASSES | نظارة للقراءة
Wenzhou Tide trading | الصين | China | ME0000013505SFDAA00001 | READING GLASSES | READING GLASSES | READING GLASSES | نظارة للقراءة
Wenzhou Tide trading | الصين | China | ME0000013419SFDAA00001 | READING GLASSES | READING GLASSES | READING GLASSES | نظارة للقراءة
Wenzhou Tide trading | الصين | China | ME0000013512SFDAA00001 | READING GLASSES | READING GLASSES | READING GLASSES | نظارة للقراءة
Wenzhou Tide trading | الصين | China | ME0000013513SFDAA00001 | READING GLASSES | READING GLASSES | READING GLASSES | نظارة للقراءة
Wenzhou Tide trading | الصين | China | ME0000000023SFDAA00001 | READING GLASSES | READING GLASSES | READING GLASSES | نظارة للقراءة
Wenzhou Tide trading | الصين | China | ME0000000030SFDAA00028 | READING GLASSES WITH CLIP SUNGLASSES FRONT | READING GLASSES WITH CLIP SUNGLASSES FRONT | READING GLASSES WITH CLIP SUNGLASSES FRONT | نظارة للقراءة مع عدسة شمسية
Wenzhou Tide trading | الصين | China | ME0000000029SFDAA00001 | B&D | READING GLASSES | READING GLASSES | نظارة للقراءة
Wenzhou Tide trading | الصين | China | ME0000000028SFDAA00002 | B&D | PEN HOLDER READING GLASSES | PEN HOLDER READING GLASSES | نظارة للقراءة
Shenzhen Joose Beauty Electronic Co.,Ltd | الصين | China | ME0000010031SFDAA00001 | Derma Roller | Derma Roller System | Derma roller kit is a scientific and comprehensive device with separate head of different needles count. Significantly, there is a dedicated disinfection basin. DRS derma roller are made of many high grade micro needles which roller over and penetrate the skin upper surface painlessly. These revolutionary device provide two major benefits. Stimulating collagen growth which significantly improves the appearance of scars, fine lines, wrinkles, stretch mark, and acne scars. Allowing the transdermal application of creams, gels and oils, to be absorbed far more effectively massively. This is relevant to hair loss treatments and cellulite reduction. | ﻣﺠﻤﻮﻋﺔ دﻳﺮﻣﺎ روﻟﺮ ﻫﻮ ﺟﻬﺎز ﻋﻠﻤﻲ وﺷﺎﻣﻞ ﺑﺮأس ﻣﻨﻔﺼﻞ وﻋﺪد إﺑﺮ ﻣﺨﺘﻠﻒ، ﻛﻤﺎ ﻳﻮﺟﺪ ﺣﻮض ﺗﻄﻬﻴﺮ ﻣﺨﺼﺺ. ﺼﻨــﻊ دي أر اس روﻟــﺮ دﻳﺮﻣــﺎ ﻣــﻦ إﺑــﺮ دﻗﻴﻘــﺔ ﻋﺎﻟﻴــﺔ اﳉــﻮدة ﺗﺘﺪﺣــﺮج وﺗﺨﺘــﺮق اﻟﺴــﻄﺢ اﻟﻌﻠــﻮي ﻣــﻦ اﳉﻠــﺪ ﺑــﺪون أﻟــﻢ، وﻳﻘــﺪم ُﺗ ﻫﺬا اﳉﻬﺎز اﻟﺜﻮري ﻓﺎﺋﺪﺗﲔ ﻋﻈﻴﻤﺘﲔ. ﻳﺤﻔــﺰ ﻣــﻦ زﻳــﺎدة اﻟﻜﻮﻻﺟــﲔ ﳑــﺎ ﻳﺤﺴــﻦ اﻟﻨــﺪوب وﻋﻼﻣــﺎت اﻟﺸــﻴﺨﻮﺧﺔ واﻟﺘﺠﺎﻋﻴــﺪ وﻋﻼﻣــﺎت اﻟﺘﻤــﺪد وﻧــﺪوب ﺣــﺐ اﻟﺸــﺒﺎب ﺑﺼﻮرة ﻣﻠﺤﻮﻇﺔ. ﻳﺴــﻤﺢ ﺑﺎﻻﻣﺘﺼــﺎص اﳉﻠــﺪي ﻟﻠﻜﺮﳝــﺎت واﳉﻴــﻞ واﻟﺰﻳــﻮت ﺣﺘــﻰ ﻳﺘﻤﻜــﻦ اﳉﻠــﺪ ﻣــﻦ اﻣﺘﺼﺎﺻﻬــﺎ ﺑﺼــﻮرة أﻛﺜــﺮ ﻓﺎﻋﻠﻴــﺔ، وﻳﻌﺘﺒﺮ ذﻟﻚ ذو ﺻﻠﺔ ﺑﻌﻼﺟﺎت ﺗﺴﺎﻗﻂ اﻟﺸﻌﺮ واﻟﺘﻘﻠﻴﻞ ﻣﻦ اﻟﺴﻠﻴﻮﻟﻴﺖ.
Wenzhou Tide trading | الصين | China | ME0000000025SFDAA00002 | READING GLASSES | READING GLASSES | READING GLASSES | نظارة للقراءة
Wenzhou Tide trading | الصين | China | ME0000013520SFDAA00001 | READING GLASSES | READING GLASSES | READING GLASSES | نظارة للقراءة
Wenzhou Tide trading | الصين | China | ME0000000016SFDAA00003 | READING GLASSES | READING GLASSES | READING GLASSES | نظارة للقراءة
Wenzhou Tide trading | الصين | China | ME0000013490SFDAA00001 | B&D | READING GLASSES | READING GLASSES | نظارة للقراءة
Wenzhou Tide trading | الصين | China | ME0000013412SFDAA00001 | B&D | READING GLASSES | READING GLASSES | نظارة للقراءة
Wenzhou Tide trading | الصين | China | ME0000000027SFDAA00002 | B&D | READING GLASSES WITH ANTI BLUE LIGHT | READING GLASSES WITH ANTI BLUE LIGHT | نظارة للقراءة
Wenzhou Tide trading | الصين | China | ME0000000024SFDAA00017 | B&D | READING GLASSES | READING GLASSES | نظارة للقراءة
Wenzhou Tide trading | الصين | China | ME0000000022SFDAA00001 | READING GLASSES | READING GLASSES | READING GLASSES | نظارة للقراءة
Wenzhou Tide trading | الصين | China | ME0000013501SFDAA00002 | B&D | READING GLASSES WITH CLIP ON SUNGLASSES | READING GLASSES WITH CLIP ON SUNGLASSES | نظارة للقراءة مع عدسة شمسية
Wenzhou Tide trading | الصين | China | ME0000013502SFDAA00001 | B&D | READING GLASSES WITH BATTERY | READING GLASSES WITH BATTERY | نظارة للقراءة
Wenzhou Tide trading | الصين | China | ME0000013504SFDAA00001 | B&D | READING GLASSES | READING GLASSES | نظارة للقراءة
Wenzhou Tide trading | الصين | China | ME0000013507SFDAA00001 | B&D | READING GLASSES | READING GLASSES | نظارة للقراءة
Wenzhou Tide trading | الصين | China | ME0000013510SFDAA00001 | B&D | READING GLASSES | READING GLASSES | نظارة للقراءة
Wenzhou Tide trading | الصين | China | ME0000013511SFDAA00001 | B&D | READING GLASSES | READING GLASSES | نظارة للقراءة
Wenzhou Tide trading | الصين | China | ME0000013515SFDAA00001 | B&D | READING GLASSES | READING GLASSES | نظارة للقراءة
Wenzhou Tide trading | الصين | China | ME0000013518SFDAA00001 | B&D | READING GLASSES | READING GLASSES | نظارة للقراءة
Wenzhou Tide trading | الصين | China | ME0000013522SFDAA00001 | B&D | READING GLASSES | READING GLASSES | نظارة للقراءة
Wenzhou Tide trading | الصين | China | ME0000013523SFDAA00001 | B&D | READING GLASSES | READING GLASSES | نظارة للقراءة
Wenzhou Tide trading | الصين | China | ME0000013524SFDAA00001 | B&D | READING GLASSES | READING GLASSES | نظارة للقراءة
Wenzhou Tide trading | الصين | China | ME0000000017SFDAA00001 | B&D | READING GLASSES | READING GLASSES | نظارة للقراءة
Wenzhou Tide trading | الصين | China | ME0000000018SFDAA00001 | B&D | READING GLASSES | READING GLASSES | نظارة للقراءة
Wenzhou Tide trading | الصين | China | ME0000000021SFDAA00010 | B&D | READING GLASSES | READING GLASSES | نظارة للقراءة
Wenzhou Tide trading | الصين | China | ME0000013501SFDAA00002 | B&D | READING GLASSES WITH CLIP ON SUNGLASSES | READING GLASSES WITH CLIP ON SUNGLASSES | نظارة للقراءة مع عدسة شمسية
Wenzhou Tide trading | الصين | China | ME0000000020SFDAA00001 | B&D | READING GLASSES | READING GLASSES | نظارة للقراءة
WENZHOU HIEASY IMPORT&EXPORT COMPANY LIMITED | الصين | China | ME0000013114SFDAA00045 | Wonderful Eyewear | READING GLASSES | READING GLASSES | نظارة للقراءة
WENZHOU HIEASY IMPORT&EXPORT COMPANY LIMITED | الصين | China | ME0000013114SFDAA00031 | Wonderful Eyewear | READING GLASSES | READING GLASSES | نظارة للقراءة
WEIHAI JIESHI COMMODITY MANUFACTURE CO., LTD | الصين | China | ME0000000414SFDAA00001 | DAILY CARE | FLOSS PICKS | FLOSS PICKS | خيط للعناية اليومية بالاسنان
WEIHAI JIESHI COMMODITY MANUFACTURE CO., LTD | الصين | China | ME0000000410SFDAA00001 | DAILY CARE | PLASTIC FLOSS THREADER | PLASTIC FLOSS THREADER | خيط وخله لتنظيف الاسنان
WEIHAI JIESHI COMMODITY MANUFACTURE CO., LTD | الصين | China | ME0000000411SFDAA00013 | DAILY CARE | DENTAL FLOSS +THREADER | DENTAL FLOSS +THREADER | خيط لتنظيف الاسنان
WEIHAI JIESHI COMMODITY MANUFACTURE CO., LTD | الصين | China | ME0000000403SFDAA00002 | DAILY CARE | FLOSS PICKS | FLOSS PICKS | خيط للعناية بالاسنان
WENZHOU HIEASY IMPORT&EXPORT COMPANY LIMITED | الصين | China | ME0000013114SFDAA00037 | Wonderful Eyewear | READING GLASSES | READING GLASSES | نظارة للقراءة
WEIHAI JIESHI COMMODITY MANUFACTURE CO., LTD | الصين | China | ME0000000400SFDAA00002 | DAILY CARE | DENTAL BRUSH | DENTAL BRUSH | فرشة للأسنان
WEIHAI JIESHI COMMODITY MANUFACTURE CO., LTD | الصين | China | ME0000000412SFDAA00001 | DAILY CARE | FLOSS PICKS | FLOSS PICKS | خيط للعناية اليومية بالاسنان
WEIHAI JIESHI COMMODITY MANUFACTURE CO., LTD | الصين | China | ME0000000396SFDAA00001 | DAILY CARE | DENTAL FLOSS PICKS | CHARCOAL FIBER DENTAL FLOSS PICKS | خيط للعناية بالاسنان بالفحم
WENZHOU HIEASY IMPORT&EXPORT COMPANY LIMITED | الصين | China | ME0000013114SFDAA00039 | Wonderful Eyewear | READING GLASSES | READING GLASSES | نظارة للقراءة
WENZHOU HIEASY IMPORT&EXPORT COMPANY LIMITED | الصين | China | ME0000013114SFDAA00034 | Wonderful Eyewear | READING GLASSES | READING GLASSES | نظارة للقراءة
WENZHOU HIEASY IMPORT&EXPORT COMPANY LIMITED | الصين | China | ME0000013114SFDAA00038 | Wonderful Eyewear | READING GLASSES | READING GLASSES | نظارة للقراءة
WENZHOU HIEASY IMPORT&EXPORT COMPANY LIMITED | الصين | China | ME0000013114SFDAA00042 | Wonderful Eyewear | READING GLASSES | READING GLASSES | نظارة للقراءة
WENZHOU HIEASY IMPORT&EXPORT COMPANY LIMITED | الصين | China | ME0000013114SFDAA00036 | Wonderful Eyewear | READING GLASSES | READING GLASSES | نظارة للقراءة
WENZHOU HIEASY IMPORT&EXPORT COMPANY LIMITED | الصين | China | ME0000013114SFDAA00043 | Wonderful Eyewear | READING GLASSES | READING GLASSES | نظارة للقراءة
WEIHAI JIESHI COMMODITY MANUFACTURE CO., LTD | الصين | China | ME0000000413SFDAA00001 | DAILY CARE | FLOSS PICKS | FLOSS PICKS | خيط للعناية اليومية بالاسنان
WEIHAI JIESHI COMMODITY MANUFACTURE CO., LTD | الصين | China | ME0000000387SFDAA00001 | DAILY CARE | FLOSS PICKS | FLOSS PICKS | خيط للاسنان
WENZHOU HIEASY IMPORT&EXPORT COMPANY LIMITED | الصين | China | ME0000013114SFDAA00035 | Wonderful Eyewear | READING GLASSES | READING GLASSES | نظارة للقراءة
WENZHOU HIEASY IMPORT&EXPORT COMPANY LIMITED | الصين | China | ME0000013114SFDAA00032 | Wonderful Eyewear | READING GLASSES | WR-S4952S | نظارة للقراءة
WENZHOU HIEASY IMPORT&EXPORT COMPANY LIMITED | الصين | China | ME0000013114SFDAA00041 | Wonderful Eyewear | READING GLASSES | READING GLASSES | نظارة للقراءة
WENZHOU HIEASY IMPORT&EXPORT COMPANY LIMITED | الصين | China | ME0000013114SFDAA00046 | Wonderful Eyewear | READING GLASSES | READING GLASSES | نظارة للقراءة
WENZHOU HIEASY IMPORT&EXPORT COMPANY LIMITED | الصين | China | ME0000013114SFDAA00044 | Wonderful Eyewear | READING GLASSES | READING GLASSES | نظارة للقراءة
WENZHOU HIEASY IMPORT&EXPORT COMPANY LIMITED | الصين | China | ME0000013114SFDAA00030 | Wonderful Eyewear | READING GLASSES | READING GLASSES | نظارة للقراءة
WEIHAI JIESHI COMMODITY MANUFACTURE CO., LTD | الصين | China | ME0000000395SFDAA00001 | DAILY CARE | MINT & WAXED DENTAL FLOSS | DENTAL FLOSS | خيط للعناية بالاسنان
WENZHOU HIEASY IMPORT&EXPORT COMPANY LIMITED | الصين | China | ME0000013114SFDAA00040 | Wonderful Eyewear | READING GLASSES | READING GLASSES | نظارة للقراءة
WEIHAI JIESHI COMMODITY MANUFACTURE CO., LTD | الصين | China | ME0000000394SFDAA00001 | DAILY CARE | DENTAL FLOSS | MINT & WAXED DENTAL FLOSS | خيط للفم بالنعناع
WENZHOU HIEASY IMPORT&EXPORT COMPANY LIMITED | الصين | China | ME0000013114SFDAA00033 | Wonderful Eyewear | READING GLASSES | Wonderful Eyewear | نظارة للقراءة
WENZHOU HIEASY IMPORT&EXPORT COMPANY LIMITED | الصين | China | ME0000013114SFDAA00028 | Wonderful Eyewear | READING GLASSES | READING GLASSES | نظارة للقراءة
WENZHOU HIEASY IMPORT&EXPORT COMPANY LIMITED | الصين | China | ME0000013114SFDAA00029 | Wonderful Eyewear | READING GLASSES | READING GLASSES | READING GLASSES
Ranir Changshu Oral Care CO., Ltd | الصين | China | ME0000000024SFDAA00018 | Plackers GRIND NO MORE Dental Night Protector | Mouthguard | Mouthguard | بلاكرز مانع طحن الاسنان الليلي
Coda Resources Ltd. Heze | الصين | China | ME0000000025SFDAA00008 | Plackers Gentleslide | Dental Floss | Single use flossers intended to remove food between teeth | خيط اسنان لتنظيف الاكل بين الاسنان الضيقة
ZHEJIANG HINDAR OPTICAL CO.,LTD. | الصين | China | ME0000013116SFDAA00007 | B&D | READING GLASSES | READING GLASSES | نظارة للقراءة
ZHEJIANG HINDAR OPTICAL CO.,LTD. | الصين | China | ME0000013116SFDAA00006 | B&D | READING GLASSES | READING GLASSES | نظارة للقراءة
ZHEJIANG HINDAR OPTICAL CO.,LTD. | الصين | China | ME0000013116SFDAA00008 | B&D | READING GLASSES | READING GLASSES | نظارة للقراءة
ZHEJIANG HINDAR OPTICAL CO.,LTD. | الصين | China | ME0000013116SFDAA00005 | B&D | READING GLASSES | READING GLASSES | نظارة للقراءة
ZHEJIANG HINDAR OPTICAL CO.,LTD. | الصين | China | ME0000013116SFDAA00014 | B&D | READING GLASSES | READING GLASSES | نظارة للقراءة
ZHEJIANG HINDAR OPTICAL CO.,LTD. | الصين | China | ME0000013116SFDAA00013 | B&D | READING GLASSES | READING GLASSES | نظارة للقراءة
ZHEJIANG HINDAR OPTICAL CO.,LTD. | الصين | China | ME0000013116SFDAA00011 | B&D | READING GLASSES | READING GLASSES | نظارة للقراءة
ZHEJIANG HINDAR OPTICAL CO.,LTD. | الصين | China | ME0000013116SFDAA00012 | B&D | READING GLASSES | READING GLASSES | نظارة للقراءة
Jiangsu Xinbei Electrical Appliances Co., Ltd | الصين | China | ME0000001250SFDAA00007 | Nahdi Manual Breast Pump | Manual Breast Pump | A breast pump is a mechanical device that lactating women use to extract milk from their breasts. | مضخة الثدي هي جهاز تستخدمه النساء المرضعات لاستخراج الحليب من الثدي.
Jiangsu BaiDe Medical Instrument Co. Ltd | الصين | China | ME0000006462SFDAA00032 | BT Power Drill handpiece | INSTRUMENT, SURGICAL, ORTHOPEDIC, AC-POWERED MOTOR AND ACCESSORY/ATTACHMENT | INSTRUMENT, SURGICAL, ORTHOPEDIC, AC-POWERED MOTOR AND ACCESSORY/ATTACHMENT
Beijing ZKSK Technology Co., Ltd | الصين | China | ME0000006455SFDAA00003 | Medical Face Shield | Face Shield | Face Shield | درع الوجه الطبي
HUIZHOU VIDEYA TECHNOLOGY CO., LTD. | الصين | China | ME0000000157SFDAA00008 | K - file | K - file | This is the dental file with shank used for enlarging root canal
Beijing ZKSK Technology Co., Ltd | الصين | China | ME0000006455SFDAA00004 | Medical Isolation Goggles | Medical Goggles | Medical Isolation Goggles
HUIZHOU VIDEYA TECHNOLOGY CO., LTD. | الصين | China | ME0000000158SFDAA00047 | H - file | H - file | This product is used by connecting to active device and rotates to enlarge root canal
Zhongshan Argosy Protective Garment Co., Ltd. | الصين | China | ME0000015719SFDAA00001 | Disposable Protective Coverall | Disposable Protective Coverall | disposable protective coverall
Shandong Haidike Medical Products Co., Ltd | الصين | China | ME0000002241SFDAA00002 | Isolation Eye Cover | Medical Goggles | A protective eyewear for medical purposes that is used for protecting the eye from water or chemical from striking.
Shanghai Link Instruments Co.,Ltd | الصين | China | ME0000012631SFDAA00001 | LUVXOM | FLODING PROTRCTIVE MASKS | Disposable Mask
DONGGUAN KANGPAI HEALTH TECHNOLOGY CO.,LTD. | الصين | China | ME0000016238SFDAA00001 | KONPAD | PROTECTIVE MASK | SINGLE USE MASK
GANZHOU TONGZHOU PLASTIC MACHINERY CO., LTD | الصين | China | ME0000016489SFDAA00001 | Personal Eye Protectors-Safety Eyewear | Medical Goggles | A protective Eyewear for medical purposes that is used for protecting the eye from water or chemical from striking.
Zhaoqing Gaoyao Recende Medical Equipment Co., Ltd | الصين | China | ME0000006255SFDAA00005 | Layan ® Portable Dental Unit | Portable Dental Unit | Dental operative unit and accessories
GUANGZHOU SUNJOY AUTO SUPPLIES CO., LTD | الصين | China | ME0000016760SFDAA00001 | Sunjoy Disposable Protective Mask | Disposable Protective Mask | Disposable Protective Face Mask
GUANGZHOU SUNJOY AUTO SUPPLIES CO., LTD | الصين | China | ME0000016760SFDAA00001 | Sunjoy Disposable Protective Mask | Disposable Protective Mask | Disposable Protective Face Mask
hefei mlush sanitary products co ltd | الصين | China | ML0000000337SFDAA00001 | Medprotect | Face Mask With Ear Loops | Procedure Face Mask, Blue, Earloops, Latex Free Soft, Easy to Breathe , Full Width, Flexible Three Layers Integrated Nose Bridge Filtration Efficiency Exceeds 95% Meltblown Filter | كمامة مخصص للوقاية من انتشار العدوى في المنشآت الصحية والتجميلية
HUANGHUA PROMISEE DENTAL CO.,LTD | الصين | China | ME0000005573SFDAA00011 | Evacuation Tip | Evacuation Tip | indispensable part in oral treatment
Sunsmed Protective Products Ltd. | الصين | China | ME0000012799SFDAA00002 | Medical Face Mask | MASK | Disposable Medical Face Mask
JIANGSU HENGZHOU MEDICAL EQUIPMENT CO., LTD | الصين | China | ME0000016999SFDAA00001 | SURGICAL MASK | MASK | 3-Ply Ear Loop Face Mask | قناع الوجه
Coda Resources Ltd. Heze | الصين | China | ML0000000362SFDAA00001 | Plackers Backteeth Micro Mint 25CT | Dental Floss | Dental floss to remove food particles from between back teeth | حبل اسنان لتنظيف الطعام المتبقي بين الاسنان الخلفية
Great Glove (Xin Hua) Co. Ltd. | الصين | China | ME0000010081SFDAA00005 | Top Glove Disposable Vinyl Examination Gloves Powder Free | Vinyl Examination Gloves Powder Free | Non Sterile Vinyl Examination Gloves Powder free
Zhaoqing Gaoyao Recende Medical Equipment Co., Ltd | الصين | China | ME0000006255SFDAA00006 | Layan ® Bibs | Dental Bibs | Dental Bibs
NANJING HONG AN MEDICAL APPLIANCE CO., LTD. | الصين | China | ME0000012983SFDAA00014 | Single-use Medical Face Mask | Medical Face Mask | Medical Face Mask
Hefei Mlush Sanitary Products Co.,Ltd | الصين | China | ME0000016603SFDAA00001 | Barrier Film | Barrier Film | Barrier film with available color transparent and clear blue. with size 4"x6" and 6"x9".
SHANDONG ZHUSHI PHARMACEUTICAL GROUP CO., LTD | الصين | China | ME0000017338SFDAA00003 | DISPOSABLE MADICAL Face Mask | DISPOSABLE MADICAL Face Mask | Face Mask
SHANDONG ZHUSHI PHARMACEUTICAL GROUP CO., LTD | الصين | China | ME0000017338SFDAA00003 | DISPOSABLE MADICAL Face Mask | DISPOSABLE MADICAL Face Mask | Face Mask
Zhaoqing Gaoyao Recende Medical Equipment Co., Ltd | الصين | China | ME0000006255SFDAA00009 | Layan ® Suction | Dental Suction System (Aerosol Suction Unit) | Aerosol collector device
Lakong Medical Devices Co., Ltd | الصين | China | ME0000017751SFDAA00003 | TPC ProClean Extra Oral Suction System | Extra Oral Suction System | The external-oral suction unit is mainly composed of a generally vacuum pressure suction module, a primary filter, high-efficiency filters, ultraviolet sterilization, plasma sterilization, and a free arm.
Anhui Province Dejitang Pharmaceutical Co. Lt | الصين | China | ME0000015426SFDAA00004 | BIOMET FACE MASK | FACE MASK NONWOVEN 3PLY | FACE MASK, NONWOVEN, 3PLY DISPOSABLE, | قناع الوجه ، 3 طبقات ، غير منسوج ، للاستعمال لمرة واحدة
Zheijiang UE Medical Corp. | الصين | China | ME0000005763SFDAA00009 | UESCOPE LARYNGOSCOPE BLADES | VIDEO LARYNGOSCOPE SINGLE USE BLADES | The UESCOPE LARYNGOSCOPE BLADE for single use is the most powerful part of Video Laryngoscope System designed for airway management and intubation. This blades with precise angle which is perfectly fit into any difficult intubation with precise image capturing and easy to attached and disattached to VL system. Easy to Use and easy to dispose.
WEIHAI JIESHI COMMODITY MANUFACTURE CO., LTD | الصين | China | ME0000000399SFDAA00030 | DAILY CARE | TONGUE CLEANER | TONGUE CLEANER | منظف للسان
JIANGSU EYOUNG MEDICAL DEVICES CO., LTD | الصين | China | ME0000018236SFDAA00003 | EYOUNG DISPOSABLE FACE MASK | DISPOSABLE FACE MASK | Disposable Protective Face Mask
Guangzhou Ajax Medical Equipment Co., Ltd. | الصين | China | ME0000018232SFDAA00003 | Extraoral Dental Suction System | Suction System | Suction System
Better Medical Technology Co.,Ltd | الصين | China | ME0000000810SFDAA00009 | IV stand | IV stand | Medical IV stand
NANJING JIN BAI HE MEDICAL APPARATUS CO., LTD. | الصين | China | ME0000018698SFDAA00001 | Wheelchair, powered | Wheelchair, powered | Power Wheelchair, Electric Wheelchair:
Better Medical Technology Co.,Ltd | الصين | China | ME0000000810SFDAA00012 | Ward screen | Ward screen | Medical Ward screen
Better Medical Technology Co.,Ltd | الصين | China | ME0000000810SFDAA00013 | Hospital bed | Better medical hospital bed | Patients medical bed for hospital use | سرير للمريض للاستخدام داخل المستشفيات
Better Medical Technology Co.,Ltd | الصين | China | ME0000000810SFDAA00010 | MAGIC CANE AS SEEN ON TV | MAGIC CANE AS SEEN ON TV | MAGIC CANE
Xiantao Tongda Non-Woven Products Co., Ltd | الصين | China | ME0000017096SFDAA00001 | Medical Mask | Medical Face Mask | Medical Face Mask
HUBEI SUNRISE PROTECTIVE PRODUCTS CO., LTD. | الصين | China | ME0000018875SFDAA00001 | SHOE COVER | SHOE COVER | Disposable Shoe Cover
Zhangzhou Kangwei Medical Equipment Co., Ltd | الصين | China | ME0000018927SFDAA00002 | Disposable Protective Mask | Surgical Masks | Surgical Masks
Better Medical Technology Co.,Ltd | الصين | China | ME0000000810SFDAA00001 | Hospital bed | Better medical hospital bed | Patients medical bed for hospital use | سرير للمريض للاستخدام داخل المستشفيات
Zhaoqing Gaoyao Recende Medical Equipment Co., Ltd | الصين | China | ME0000006255SFDAA00010 | Layan ® Mixing Bowl | Dappen Dishes (Mixing Bowls) | Mixer Medical Device
Zhaoqing Gaoyao Recende Medical Equipment Co., Ltd | الصين | China | ME0000006255SFDAA00012 | Layan ® Shield | Safet Glasses (Safety Goggles) | Shield device for eye protection
Anqing Rixin Sanitary Materials Co., Ltd. | الصين | China | ME0000018764SFDAA00001 | Disposable Protective Mask | Disposable Protective Mask | Disposable Mask
WENZHOU HIEASY IMPORT&EXPORT COMPANY LIMITED | الصين | China | ME0000019243SFDAA00001 | READING GLASSES | READING GLASSES | READING GLASSES | نظارة للقراءة
ANHUI GUOHONG INDUSTRIAL & TRADING CO., LTD | الصين | China | ME0000010668SFDAA00009 | Disposable Vinyl Gloves | Disposable Vinyl Gloves | Powder Free Disposable Vinyl Gloves Non-Latex | قفازات فينايل للاستخدام مرة واحدة
Allmed Medical Products Co., Ltd. | الصين | China | ME0000010616SFDAA00026 | Underpad Incontinence Water proof | Gauze/Sponge, nonresorbable for external use | Underpad Disposable, Waterproof Non-sterile Absorb up to 400ml of Fluid Waterproof back sheet to prevent moisture leakage Hydrophilic and soft non-woven cover to absorb fluid quickly
Sunny world medical lnstrumnts Co.Ltd | الصين | China | ME0000019543SFDAA00001 | stethoscope | stethoscope | The height: 1.9m Material:Stainless steel Color: Dazzling colors color . golden color, | سماعات الطبيب
T P C Lakong Medical Devices co.,Ltd. | الصين | China | ME0000000947SFDAA00001 | Disposable Micro Applicators | Disposable Micro Applicators | Bendable brush in different colors
SHANDONG ZHUSHI PHARMACEUTICAL GROUP CO., LTD | الصين | China | ME0000017338SFDAA00004 | Cooling Gel Patch | Cooling Gel Patch | Gel Patch
Ray Vision International Corp | الصين | China | ME0000019384SFDAA00001 | OPHTHALMIC UNIT | OPERATION TABLE | An ophthalmic instrument table is an AC-powered or manual device on which ophthalmic instruments are intended to be placed. | وحدة فحص عيون تتكون من كرسي وطاولة صغيرة جانبية متحركة وجهاز اضائة علوي لفحص العيون
SHANDONG ZHUSHI PHARMACEUTICAL GROUP CO., LTD | الصين | China | ME0000019632SFDAA00001 | Silicone scar patch | Silicone scar patch | scar patch
shanghai chuangshi industry (Group) Co., Ltd | الصين | China | ME0000005545SFDAA00004 | RITECARE Instant Cold Pack | Hot or Cold Disposable Pack | A sealed plastic pouch with purified water and non-toxic cooling salt. On activation it gets colder up to skin safe temperature. | كيس بلاستيكي محكم الإغلاق به ماء نقي وملح غير سام للتبريد قبل استخدامه قم بتبريده لدرجة برودة آمنة للبشره. يستخدم لتقليل التورم والسيطرة على النزيف الخفيف وتسكين الآلام المزمنة
Com Bridge international Co Ltd | الصين | China | ME0000005554SFDAA00009 | RITECARE Bariatric Commode | ADAPTOR, HYGIENE | A chair modified for medical purpose to be used as a daily activity assist device for obese persons weighing 120 Kg or more. | للأشخاص الذين يعانون من زيادة الوزن بوزن ۱۲۰ كغ أو أكثر. يستخدمه الأشخاص الذين يعانون من زيادة الوزن في أغراض النظافة اليومية مثل المرحاض والاستحمام
Zhaoqing Gaoyao Recende Medical Equipment Co., Ltd | الصين | China | ME0000006255SFDAA00014 | Layan ® OralCare | Oral care | It is interproximal brush & Silicon tooth pick s used to clean teeth interproximally (between teeth). | طقم ادوات تستخدم للعناية بصحة الفم
Shandong Zhushi Pharmaceutical Group Co. Ltd | الصين | China | ME0000020378SFDAA00001 | Therapy Patch | Far Infrared Physiotherapy Patch | Therapy Patch
shanghai chuangshi industry (Group) Co., Ltd | الصين | China | ME0000005545SFDAA00005 | RITECARE Instant Hot Pack | Hot or Cold Disposable Pack | A sealed plastic pouch with purified water and non-toxic heat generating salt. On activation it gets heated up to skin safe temperature. | كيس بلاستيكي محكم الإغلاق به ماء نقي وملح غير سام لتوليد الحرارة قبل استخدامه قم بتسخينه لدرجة حرارة آمنة للبشرة وثم استخدامه لتسكين الآلام المزمنة. يمكن أيضًا استخدام كجهاز تدفئة لليدين الجسم
Zhaoqing Gaoyao Recende Medical Equipment Co., Ltd | الصين | China | ME0000006255SFDAA00016 | Layan ® Loupes | Diagnostic Surgical Loupe | They are fundamentally dual monocular telescopes with side-by-side lenses convergent to focus on the operative field.
SHANDONG ZHUSHI PHARMACEUTICAL GROUP CO., LTD | الصين | China | ME0000019632SFDAA00002 | heating patch | Genelogical heating patch | Genelogical heating patch
T P C Lakong Medical devices co.Ltd | الصين | China | ME0000021273SFDAA00001 | Disposable Surgical Aspirator Tips | Surgical Tips | It is made of PVC, Non sterile
danyang wishful optical co.,ltd. | الصين | China | ME0000021180SFDAA00001 | CR 39 | Optical resin lenses | Optical lenses | عدسه على شكل دائري جاهزه للقص والتركيب لدى مراكز البصريات
XIAN TAO RHYCOM NON-WOVEN PRODUCTS CO.,LTD | الصين | China | ME0000007077SFDAA00001 | Hospitalia yellow isolation gown | isolation gown | disposable yellow isolation gown for general protection
Ningbo Kaili Holding Group Co., Ltd. | الصين | China | ME0000021253SFDAA00001 | PREP RAZOR | PREP RAZOR | Disposable Prep Rasors Double Edge
Ningbo Kaili Holding Group Co., Ltd. | الصين | China | ME0000021253SFDAA00001 | PREP RAZOR | PREP RAZOR | Disposable Prep Rasors Double Edge
SHENZHEN BAOFENGTONG ELECTRICAL APPLIANCES MANUFACTURING CO. | الصين | China | ME0000021627SFDAA00001 | h2ofloss | Cordless oral irrigator | UNIT, ORAL IRRIGATION
Zheijiang UE Medical Corp. | الصين | China | ME0000005763SFDAA00011 | UESCOPE VIDEO LARYNGOSCOPE FOR SINGLE USE | LARYNGOSCOPE BLADES AND SLEEVE | It comes in different forms namely single use blade size DO to D5. this blades has camera inside already. Also it comes in baton form which consist of camera and it works together with single use Sheath or sleeve ranging from size 0 TO 4.
Zheijiang UE Medical Corp. | الصين | China | ME0000005763SFDAA00010 | UESCOPE DISPLAY | Visualization Device/Monitor | It comes in 3 sizes and types. The UE-M8, is an external 8 inches monitor equip with stand/trolley and baskets with charging cable, usb wire connector and data connector to blades and other visual devices. The UE-M3 and UE-M3-S is basically use as visual devices for disposable video laryngoscope It has wifi capability and touch screen.
PILOT OPTICS INTERNATIONAL CORP.LTD.WENZHOU | الصين | China | ME0000014333SFDAA00003 | READING GLASSES | READING GLASSES | READING GLASSES | نظارة للقراءة
SUZHOU SUNING UNDERPAD CO., LTD | الصين | China | ME0000021969SFDAA00001 | Welmed SurgiFlip Custom Saudi | BEDDING, DISPOSABLE, MEDICAL | This kit configurations contain products most often needed to create a barrier between the patients, staff, and the reusable equipment in the Operation Room. | تحتوي تكوينات مجموعة الأدوات هذه على المنتجات المطلوبة غالبًا لإنشاء حاجز بين المرضى والموظفين والمعدات القابلة لإعادة الاستخدام في غرفة العمليات.
Danyang Xinya Valve Co.,LTD | الصين | China | ME0000021738SFDAA00001 | Regulator | OXYGEN REGULATORS | OXYGEN REGULATORS
WEIHAI JIESHI COMMODITY MANUFACTURE CO., LTD | الصين | China | ME0000000415SFDAA00001 | DAILY CARE | PLASTIC DENTAL GUARD | PLASTIC DENTAL GUARD | بلاستك لحماية الاسنان
Coda Resources Ltd. Heze | الصين | China | ML0000000362SFDAA00002 | Plackers Dental Flossers | Dental Floss | Dental flossers with different shapes and sizes intended to remove food particles from between the teeth | عود اسنان بخيط لتنظيف الاكل بين الاسنان
shanghai friend international trade corp | الصين | China | ME0000005546SFDAA00008 | RITECARE Urine Collection Bag | Bag, Urine Collection, Leg, for External Use | A Urine Collection Bag is a translucent plastic bag capable of holding fluids from 500ml to 2000ml, with a long tube at one end and a valve controlled short tube at another end. | كيس جمع البول عبارة عن كيس بلاستيكي شفاف قادر على حمل السوائل من ٥۰۰ مل إلى ۲۰۰۰ مل ، مع أنبوب طويل في أحد طرفيه وأنبوب قصير يتم التحكم فيه بصمام في طرفه الأخر. يستخدم للأغراض الطبية لجمع البول الذي يفرز من مريض يعاني من سلس البول من خلال قسطرة
BDC Dental Corporation Ltd. | الصين | China | ME0000022834SFDAA00001 | NuFONA Dental Chair | Dental Chair | Dental Chair for dental treatment
T P C Lakong Medical devices co.Ltd | الصين | China | ME0000022549SFDAA00001 | Disposable Syringe Tips | NIL | A polystyrene (ABS) plastic outer tube and plastic or metal inner core of different colors. It is a non-sterile product
T P C Lakong Medical devices co.Ltd | الصين | China | ME0000022548SFDAA00001 | DISPOSABLE CUP & BRUSH | NIL | Latch type prophy brushes & prophy cup made of copper handle with bristle or nylon
MDF Instruments Medifriend Inc. | الصين | China | ME0000001933SFDAA00038 | Dual Head Stethoscope | Stethoscope | Instrument to detect heart and lung sounds on healthy skin around the external thoracic region
Caremaster Technology (HK)Grop Co.,Ltd | الصين | China | ME0000003735SFDAA00006 | Walker Mechanical | Walker | Walkers and Walking Aids are normally used for people who have problem in walking due to any accident or permanent disability | يستعمل من قبل الأشخاص الذين يعانون من مشاكل في المشي
Guangzhou Ajax Medical Equipment Co., Ltd. | الصين | China | ME0000018232SFDAA00004 | Ajax Dental Unit | Dental Unit with Chair | Dental Unit with Chair
LAKONG MEDICAL Devices Co.,Ltd. | الصين | China | ME0000001226SFDAA00012 | Disposable mixing tip & Intra oral Tip | NIL | Plastic Caps with long tubes of different colors and sizes
GUANGDONG KANGSHEN MEDICAL TECHNOLOGY Y CO.,LTD | الصين | China | ME0000020791SFDAA00003 | Five Function Electric Paediatric Bed | Five Function Electric Paediatric Bed | Hospital Bed
GUANGDONG KANGSHEN MEDICAL TECHNOLOGY Y CO.,LTD | الصين | China | ME0000020791SFDAA00002 | Two Function Manual Paediatric Bed | Two Function Manual Paediatric Bed | Manual Pediatric Bed
BAO-HEALTH MEDICAL INSTRUMENT CO., LTD | الصين | China | ME0000002032SFDAA00006 | One Piece Urostomy Bag | One Piece Urostomy Bag | One-piece Urostomy Bag to collect output from a stoma. Pouch size: 15x22.5cm Pouch film: 5 layer co-extruted film Odor-free and noiseless Thickness: 0.07-0.08mm Opaque
BAO-HEALTH MEDICAL INSTRUMENT CO., LTD | الصين | China | ME0000002039SFDAA00003 | Skin Barrier with Flange | Skin Barrier with Flange | Skin Barrier with Flange PE coupling system, flexible with anti-leakage design Single blister packing
BAO-HEALTH MEDICAL INSTRUMENT CO., LTD | الصين | China | ME0000002034SFDAA00036 | Two-piece Open Ostomy Bag | Two-piece Open Ostomy Bag | Two-piece Open Ostomy Bag Odor-free and noice less pouch film; 1. Odor-free and noice less pouch film; 2. High surface filter, allow fast air-flow, resolve balloon problem; 3. Thin tack nonwoven cover, decrease the pouch noice; 4. Different size match to different users; 5. Different closure system can be chosen; 6. High security coupling system, can endure 20kgs sudden pressure without leakage
MDF Instruments Medifriend Inc. | الصين | China | ME0000001933SFDAA00038 | Dual Head Stethoscope | Stethoscope | Instrument to detect heart and lung sounds on healthy skin around the external thoracic region
Jiangsu Intco Medical Products | الصين | China | ME0000015457SFDAA00003 | Wheelchair , Mechanical | ARMREST, Wheelchair | Walking tool for the physically disabled and tool for them to excercise and participate in social activities | أداة المشي للمعاقين جسديًا وأداة للتمرين والمشاركة في الأنشطة الاجتماعية
Shenzhen Joose Beauty Electronic Co.,Ltd | الصين | China | ME0000001292SFDAA00006 | Derma Roller Syatem | Derma roller | Derma roller kit is a scientific and comprehensive device with separate head of different needles count. Significantly, there is a dedicated disinfection basin. DRS derma roller are made of many high grade micro needles which roller over and penetrate the skin upper surface painlessly. These revolutionary device provide two major benefits. Stimulating collagen growth which significantly improves the appearance of scars, fine lines, wrinkles, stretch mark, and acne scars. Allowing the transdermal application of creams, gels and oils, to be absorbed far more effectively massively. This is relevant to hair loss treatments and cellulite reduction. | محموعة ديرما رولر هو جهاز علمي وشامل برأس منفصل وعدة إبر مختلفة تصنع ديرما رولر من إبر دقيقة عالية الجودة تتدحرج وتخترق السطح العلوي من الجلد بدون ألم ويقدم هذا الجهاز فائدتين عظيمتين . يحفز زيادة إنتاج الكولاجين مما يحسن الندوب و علاج علامات الشيخوخه والتجاعيد وعلامات التمدد وندوب حب الشباب بصورة ملحوظة يسمح بالامتصاص الجلدي للكريمات والجل والزيوت حتى يتمكن الجلد من امتصاصها بصورة أكثر فاعلية ويعتبر ذلك ذو صلة بعلاج تساقط الشعر والتقليل ومعالجت السيليوليت
MDF Instruments Medifriend Inc | الصين | China | ME0000021896SFDAA00001 | Singularis Solo Stethoscope | stethoscope | Instrument to detect heart and lung sounds on healthy skin around the external thoracic region
MDF Instruments Medifriend Inc | الصين | China | ME0000021896SFDAA00002 | Pulse time Stethoscope | stethoscope | Instrument to detect heart and lung sounds on healthy skin around the external thoracic region
Zhaoqing Gaoyao Recende Medical Equipment Co., Ltd | الصين | China | ME0000006255SFDAA00018 | Mesh Nebulizer | Nebulizer | Medicinal non-ventilatory nebulizer (atomizer) | هذا الجهاز من نوع اجهزة الرش الشبكي مخصص لرش (رذاذ) الادوية ذات خاصية الرش لايصالها الى الجهاز التنفسي.
5R MED Instruments（CHENGDU） Co.,Ltd. | الصين | China | ME0000002506SFDAA00039 | Lauresa | Disposable glove non sterile free powder | is used to protect and keep your hand clean and dry. | تستخدم لحماية اليد
MDF Instruments Medifriend Inc | الصين | China | ME0000021896SFDAA00004 | Acoustica Stethoscope | stethoscope | It as a non-invasive medical auscultation instrument to detect heart and lungs sounds on healthy skin around the external thoracic region.
MDF Instruments Medifriend Inc | الصين | China | ME0000021896SFDAA00008 | MD One Epoch Titanium Stethoscope | stethoscope | It is a non-invasive medical auscultation instrument to detect heart and lung sounds on healthy skin around the external thoracic region
MDF Instruments Medifriend Inc | الصين | China | ME0000021896SFDAA00011 | Neo Infant + Neonatal Stethoscope | stethoscope | It is a non-invasive medical auscultation instrument to detect heart and lung sounds on healthy skin around the external thoracic region
MDF Instruments Medifriend Inc | الصين | China | ME0000021896SFDAA00015 | ProCardial Titanium Stethoscope | stethoscope | It is a non-invasive medical auscultation instrument to detect heart and lung sounds on healthy skin around the external thoracic region
Hony Medical Co., Ltd. | الصين | China | ME0000021316SFDAA00012 | Non woven Surgi-fix | Non woven Surgi-fix | The Non Surgi-fix is made up of water repellency non woven material, hypoallergenic medical glue and released paper
Hony Medical Co., Ltd. | الصين | China | ME0000021316SFDAA00016 | Silk tape | Silk tape | The Silk tape is made up of non woven fabric coated with medical glue at one side while the other side coated with silicone released layer. And the paper tape rolls is folded at the roll core. It is Gentle adhesion, Conformable and highly breathable, Hypoallergenic and not made with natural rubber latex. It is nonsterile products.
Hony Medical Co., Ltd. | الصين | China | ME0000021316SFDAA00011 | Silicon tape | Silicon tape | The silicone tape is made up of non woven fabric coated with silicone glue at one side while the other side coated with silicone released layer. And the silicone tape rolls is folded at the roll core. It is Ease of Use, Can be repositioned and neatly torn by hand, no adhesive to hair.
Shenzhen HugeMed Medical Technical Development Co.,Ltd | الصين | China | ME0000002129SFDAA00002 | Video Laryngoscope | Video Laryngoscope | 3.5 inch LCD monitor*1, 2million camera*1 , LED light source*1, 8 GBstorage*1, adapter*1, charging cable*1 | شاشة LCD مقاس 3.5 بوصة * 1 ، 2 مليون كاميرا * 1 ، مصدر إضاءة LED * 1 ، تخزين 8 جيجا بايت * 1 ، محول * 1 ، كابل شحن * 1
MDF Instruments Medifriend Inc | الصين | China | ME0000021896SFDAA00017 | Classic Cardiology Stethoscope | stethoscope | It is a non-invasive medical auscultation instrument to detect heart and lung sounds on healthy skin around the external thoracic region
MDF Instruments Medifriend Inc | الصين | China | ME0000021896SFDAA00010 | Singularis Vivo Stethoscope | stethoscope | It is a non-invasive medical auscultation instrument to detect heart and lung sounds on healthy skin around the external thoracic region
MDF Instruments Medifriend Inc | الصين | China | ME0000021896SFDAA00014 | ProCardial Core Stethoscope | stethoscope | It is a non-invasive medical auscultation instrument to detect heart and lung sounds on healthy skin around the external thoracic region
MDF Instruments Medifriend Inc | الصين | China | ME0000021896SFDAA00003 | Singularis Duet Stethoscope | stethoscope | It is a non-invasive medical auscultation instrument to detect heart and lung sounds on healthy skin around the external thoracic region.
MDF Instruments Medifriend Inc | الصين | China | ME0000021896SFDAA00006 | Sprague-X Stethoscope | stethoscope | It is a non-invasive medical auscultation instrument to detect heart and lung sounds on healthy skin around the external thoracic region
MDF Instruments Medifriend Inc | الصين | China | ME0000021896SFDAA00013 | ProCardial C3 Titanium Stethoscope | stethoscope | It is a non-invasive medical auscultation instrument to detect heart and lung sounds on healthy skin around the external thoracic region
MDF Instruments Medifriend Inc | الصين | China | ME0000021896SFDAA00005 | Sprague rappaport Stethoscope | stethoscope | It is a non-invasive medical auscultation instrument to detect heart and lung sounds on healthy skin around the external thoracic region
Hony Medical Co., Ltd. | الصين | China | ME0000021316SFDAA00014 | PE tape | PE tape | The PE Tape is made up of PE coated with medical glue at one side while the other side coated with silicone released layer. And the PE tape rolls is folded at the roll core. It is Gentle adhesion, Conformable and highly breathable, Hypoallergenic and not mad e with natural rubber latex. It is non sterile products. It is transparent, Easy, straight, bi directional tear and Easy to handle with gloves [
MDF Instruments Medifriend Inc | الصين | China | ME0000021896SFDAA00009 | infant & neonatal Stethoscope | stethoscope | It is a non-invasive medical auscultation instrument to detect heart and lung sounds on healthy skin around the external thoracic region
Hony Medical Co., Ltd. | الصين | China | ME0000021316SFDAA00015 | Paper tape | Paper tape | The Paper tape is made up of non woven fabric coated with medical glue at one side while the other side coated with silicone released layer. And the paper tape rolls is folded at the roll core. It is Gentle adhesion, Conformable and highly breathable, Hypoallergenic and not made with natural rubber late x. It is non sterile products.
Hony Medical Co., Ltd. | الصين | China | ME0000021316SFDAA00017 | Zinc Oxide Tape | Zinc Oxide Tape | The Zinc Oxide Tape is made up of non woven fabric coated with Zinc Oxide glue at one side while the other side coated with silicone released layer. And it is folded at the roll core. It is Gentle adhesion, Conformable and highly breathable, Hypoallergenic and not made with natural rubber latex. It is nonsterile products.
Hony Medical Co., Ltd. | الصين | China | ME0000021316SFDAA00013 | Film surgi- fix | Film surgi- fix | The film Surgi fix is made up of PU film, PE liner above, hypoallergenic medical glue. With special design will make the film-surgi fix quite easy to use.
YUEQING YUANTIANLI MEDICAL CO LTD | الصين | China | ME0000001652SFDAA00001 | KINESIOLOGY TAPE | BANDAGE ELASTIC | ELASTIC BANDAGE | شريط لاصق للرياضيين
Advance International Corp. | الصين | China | ME0000013910SFDAA00001 | KABAYAN Vinyl Gloves | Gloves | Gloves used to protect the hands from external contamination
Advance International Corp. | الصين | China | ME0000013910SFDAA00001 | KABAYAN Vinyl Gloves | Gloves | Gloves used to protect the hands from external contamination
Jiangsu Intco Medical Products Co.,LTD | الصين | China | ME0000013809SFDAA00005 | ِACROMED | ICE PACK INSTANT USE | ice pack instant use | كيس تبريد للاستخدام الواحد
Hony Medical Co., Ltd. | الصين | China | ME0000019609SFDAA00002 | Trachesotomy Tube Holder | Fixation device for Tracheostomy Tube | Tracheotomy tube holder are made of lint free, skin-friendly PU foam coated with soft non woven fabric are available in the following versions.
SHANGHAI FANTA DENTAL MATERIALS CO., LTD | الصين | China | ME0000010174SFDAA00012 | AF F ONE | Root Canal, Endodontic | Hand dental instrument for enlarging root canal and creating a glide path safely thisisthehand
SHANGHAI FANTA DENTAL MATERIALS CO., LTD | الصين | China | ME0000010174SFDAA00011 | AF BLUE S ONE | Root Canal, Endodontic | Hand dental instrument for enlarging root canal and creating a glide path safely thisisthehand
SHANGHAI FANTA DENTAL MATERIALS CO., LTD | الصين | China | ME0000010174SFDAA00015 | C-PATH ROTARY | Root Canal, Endodontic | Hand dental instrument for enlarging root canal and creating a glide path safely this is the hand
SHANGHAI FANTA DENTAL MATERIALS CO., LTD | الصين | China | ME0000010174SFDAA00014 | AF BLUE R3 | Root Canal, Endodontic | Hand dental instrument for enlarging root canal and creating a glide path safely this is the hand
MDF Instruments Medifriend Inc | الصين | China | ME0000021896SFDAA00016 | ProCardial ERA Stethoscope | stethoscope | It is a non-invasive medical auscultation instrument to detect heart and lung sounds on healthy skin around the external thoracic region
MDF Instruments Medifriend Inc. | الصين | China | ME0000002680SFDAA00001 | Pulse time teaching Stethoscope | stethoscope | It is a non-invasive medical auscultation instrument to detect heart and lung sounds on healthy skin around the external thoracic region
MDF Instruments Medifriend Inc | الصين | China | ME0000021896SFDAA00007 | MD One Stethoscope | stethoscope | It is a non-invasive medical auscultation instrument to detect heart and lung sounds on healthy skin around the external thoracic region
Zhaoqing Gaoyao Recende Medical Equipment Co.,LTD | الصين | China | ME0000004532SFDAA00002 | RECENDE® Disposable Dental Cover Sleeves | Disposal Dental Cover Sleeves | Disposal Dental Cover Sleeves
FOSHAN YEEKONG MEDICAL TECHNOLOGY CO LTD | الصين | China | ME0000003991SFDAA00001 | MANUAL WHEELCHAIR | Patient wheel chair | WHEELCHAIR FOR PATIENT | كرسي على عجلات للأشخاص الذين يعانون من صعوبات في المشي
Hangzhou Primecare Medical Co., Ltd . | الصين | China | ME0000005790SFDAA00005 | Enema Set | Enema Cleansing Set | Enema kit is a device assists to promote evacuation of the contents of the lower colon.
Tangshan Zhengtong Exhibition Co., Ltd | الصين | China | ME0000005576SFDAA00014 | Layan ® impression tray | Disposable Impression tray | impression tray
SHENZHEN BAOFENGTONG ELECTRICAL APPLIANCES MANUFACTURING CO.,LTD | الصين | China | ME0000004545SFDAA00050 | h2ofloss | The Water Flosser | Oral irrigation unit.
Shenzhen Rogin Medical Co., Ltd | الصين | China | ME0000003083SFDAA00040 | Layan ® Dental Bur | Dental Bur | Dental Bur
Tangshan Zhengtong Exhibition Co., Ltd | الصين | China | ME0000005576SFDAA00013 | SupplyFlow ® Impression Tray | Impression Tray | impression tray
Foshan Yikang Medical Technology Co., Ltd | الصين | China | ME0000022315SFDAA00011 | Walker Mechanical | Walker | Walkers and Walking Aids are normally used for people who have problem in walking due to any accident or permanent disability | يستعمل من قبل الأشخاص الذين يعانون من مشاكل في المشي
SHANGHAI FANTA DENTAL MATERIALS CO., LTD | الصين | China | ME0000010174SFDAA00016 | V-TAPER GOLD | Root Canal, Endodontic | Hand dental instrument for enlarging root canal and creating a glide path safely this is the hand
SHENZHEN BAOFENGTONG ELECTRICAL APPLIANCES MANUFACTURING CO.,LTD | الصين | China | ME0000004804SFDAA00001 | h2ofloss | Oral irrigation unit. | Oral irrigation unit.
Zhaoqing Gaoyao Recende Medical Equipment Co., Ltd | الصين | China | ME0000006255SFDAA00020 | SupplyFlow ® Absorbent Cotton & Gauze | Absorbent Cotton & Gauze | Absorbent Cotton & Gauze
Zhaoqing Gaoyao Recende Medical Equipment Co., Ltd | الصين | China | ME0000006255SFDAA00021 | SupplyFlow®Air Water Syringe Tips | Air Water Syringe Tips | Air Water Syringe Tips
Zhaoqing Gaoyao Recende Medical Equipment Co., Ltd | الصين | China | ME0000006255SFDAA00022 | Layan ® Chair | Manual Operating Chair | Manual Operating Chair
SHANGHAI FANTA DENTAL MATERIALS CO., LTD | الصين | China | ME0000010174SFDAA00020 | AF BLUE C PATH ROTARY FILE | AF BLUE C PATH ROTARY FILE | Hand dental instrument for enlarging root canal and creating a glide path safely this is the hand
SHANGHAI FANTA DENTAL MATERIALS CO., LTD | الصين | China | ME0000010174SFDAA00024 | AF ROTARY | AF ROTARY | Hand dental instrument for enlarging root canal and creating a glide path safely this is the hand
Huanghua Promisee Dental Co.,ltd | الصين | China | ME0000005305SFDAA00001 | COTISEN PROPHY BRUSH & PROPHY CUP | PROPHY BRUSH & PROPHY CUP | Polishing and Removal of redundant Parts.
ZAHANGZHOU RECARING MEDICAL INSTRUMENT CO, LTD | الصين | China | ME0000005944SFDAA00009 | ASTN POWER WALKING BOOT | ASTN POWER WALKING BOOT | POWER WALKING BOOT 11" OR 17 "
Providence Enterprise Limited | الصين | China | ME0000015834SFDAA00001 | Oral B | Oral B Power DB4.010 | Oral B DB4.010 battery powered toothbrush | فرشاة أسنان كهربائية بطارية
Advance Technology Limited | الصين | China | ME0000005754SFDAA00001 | Oral B | Oral B Power MDH20 | Oral B Power Jet Brush MDH20.016.2 | فرشاة أسنان أورال بي باور MDH20.016.2
MDF Instruments Medifriend Inc | الصين | China | ME0000021896SFDAA00024 | Babinski Buck™ Reflex Hammer | Percussion Hammers | Percussion Hammers
MDF Instruments Medifriend Inc | الصين | China | ME0000021896SFDAA00023 | Babinski Hammer | Percussion Hammers | Percussion Hammers
MDF Instruments Medifriend Inc | الصين | China | ME0000021896SFDAA00025 | Queen Square Hammer | Percussion Hammers | Percussion Hammers
MDF Instruments Medifriend Inc | الصين | China | ME0000021896SFDAA00027 | Trömner Light Hammer | Percussion Hammers | Percussion Hammers
MDF Instruments Medifriend Inc | الصين | China | ME0000021896SFDAA00029 | PureSona | Stethoscope Diaphragm | Stethoscope Diaphragm
Zhengzhou Huaer Electro-Optics Technology Co.,Ltd. | الصين | China | ME0000006325SFDAA00011 | Blan Quest ® | Tooth Whitening | Tooth Whitening
SINCE HOUSEHOLD CARE CO.,LTD | الصين | China | ME0000006448SFDAA00004 | Heel protector sock | FOOT DROP | orthosis, foot drop | واقي سيلكون كعب القدم
MDF Instruments Medifriend Inc | الصين | China | ME0000021896SFDAA00012 | ProCardial Core Titanium Stethoscope | stethoscope | It is a non-invasive medical auscultation instrument to detect heart and lung sounds on healthy skin around the external thoracic region
Nanjing Nikon Jiangnan Optical Instrument Co., Ltd. | الصين | China | ME0000001126SFDAA00003 | ECLIPSE | Eclipse Microscope | Eclipse Microscope
Advance International Corp. | الصين | China | ME0000000837SFDAA00015 | Disposable Nitrile Gloves | Disposable Nitrile Gloves | Disposable Nitrile Gloves
Advance International Corp. | الصين | China | ME0000000837SFDAA00016 | Disposable Vinyl Examination Gloves | Disposable Vinyl Examination Gloves | Disposable Vinyl Examination Gloves
Guilin Woodpecker Medical Instruments Co., LTD. | الصين | China | ME0000007235SFDAA00003 | GUATTA PRECHA OBTURATION DEVICE | OBTURATION DEVICE SYSTEM | OBTURATION DEVICE SYSTEM is used to provide heat to the Work Tip, cut the gutta-percha point, and soften and pressurize the gutta-percha.
Guilin Woodpecker Medical Instruments Co., LTD. | الصين | China | ME0000007235SFDAA00003 | GUATTA PRECHA OBTURATION DEVICE | OBTURATION DEVICE SYSTEM | OBTURATION DEVICE SYSTEM is used to provide heat to the Work Tip, cut the gutta-percha point, and soften and pressurize the gutta-percha.
AHT INC | الصين | China | ME0000007228SFDAA00002 | Vein detector | DEVICE, VEIN LOCATION, LIQUID CRYSTAL | vein detector
Shanghai Supore Instruments Co., Ltd | الصين | China | ME0000003310SFDAA00078 | AUTO REFRACTOMETER | Refractometer | precise instrument to measure objectively the parameter of diopter and corneal curvature.
FIRSTAR HEALTHCARE COMPANY LTMITED (GUANGZHOU) | الصين | China | ME0000002637SFDAA00012 | FIRSTAR SCISSORS | SCISSOR | SCISSOR for General Medical Use
FIRSTAR HEALTHCARE COMPANY LTMITED (GUANGZHOU) | الصين | China | ME0000002637SFDAA00012 | FIRSTAR SCISSORS | SCISSOR | SCISSOR for General Medical Use
FIRSTAR HEALTHCARE COMPANY LTMITED (GUANGZHOU) | الصين | China | ME0000002637SFDAA00011 | FIRSTAR FOIL BLANKET | EMERGENCY BLANKET | Emergency Blanket to cover the patient.
SHANGHAI FANTA DENTAL MATERIALS CO., LTD | الصين | China | ME0000010174SFDAA00018 | AF BABY FILE | AF BABY FILE | Hand dental instrument for enlarging root canal and creating a glide path safely this is the hand
SHANGHAI FANTA DENTAL MATERIALS CO., LTD | الصين | China | ME0000010174SFDAA00019 | V-TAPER ROTARY | V-TAPER ROTARY | Hand dental instrument for enlarging root canal and creating a glide path safely this is the hand
SHANGHAI FANTA DENTAL MATERIALS CO., LTD | الصين | China | ME0000010174SFDAA00022 | AF BLUE S4 | AF BLUE S4 | Hand dental instrument for enlarging root canal and creating a glide path safely this is the hand
SHANGHAI FANTA DENTAL MATERIALS CO., LTD | الصين | China | ME0000010174SFDAA00017 | AF MAX FILE | AF MAX FILE | Hand dental instrument for enlarging root canal and creating a glide path safely this is the hand
Hi-P(Shanghai) Housing Appliance Co., Ltd, No.79 Jin Wen Road, Pudong District, Shanghai,China. | الصين | China | ME0000007706SFDAA00001 | Oral B | Oral B Power DB5.010 | Battery toothbrush DB5 | فرشاة أسنان كهربائية بطارية
Zhengzhou Huaer Electro-Optics Technology Co., | الصين | China | ME0000007533SFDAA00001 | TEETH WHITENING KIT | TEETH WHITENING KIT | TEETH WHITING KITS are used in teeth whitening procedures for one key reason.
Zhang Pu Ortholife Rehabilitation Co., Ltd | الصين | China | ME0000012529SFDAA00005 | HIP ORTHOSIS | HIP ORTHOSIS | to support patients hips to be used in hospital by a competent practitioner
Shenzhen HugeMed Medical Technical Development Co Ltd | الصين | China | ME0000011505SFDAA00012 | Video Laryngoscope Blade | Video Laryngoscope Blade | To be used with the Video Laryngoscope as Solution to both average and difficult intubation procedures in different environments
Shenzhen HugeMed Medical Technical Development Co Ltd | الصين | China | ME0000011505SFDAA00013 | Video Laryngoscope | Video Laryngoscope | Solution to both average and difficult intubation procedures in different environments
Hony Medical Co., Ltd. | الصين | China | ME0000021316SFDAA00024 | Nasal Fix Plaster | Fixation Device for nasogastric tube | Fixation Nasal tape is made of non-woven fabric adhesive, released paper
Zhaoqing Gaoyao Recende Medical Equipment Co., Ltd | الصين | China | ME0000006255SFDAA00025 | Layan ® Medical Cabinets | Medical Cabinets | Medical Cabinet
Zhaoqing Gaoyao Recende Medical Equipment Co., Ltd | الصين | China | ME0000006255SFDAA00024 | Layan ® Articulating paper | Articulating paper | Articulating paper
Beijing Sea Heart international science and Technology Co.,Ltd | الصين | China | ME0000007900SFDAA00003 | Hydra Master SPA20 | Hydra Dermabrasion Machine | Hydra Facial Machine for cleaning skin | جهاز لتنظيف البشرة
Com Bridge international Co Ltd | الصين | China | ME0000005554SFDAA00013 | RITECARE Walker | Walker, Mechanical | A four-legged device with a metal frame. | ينوي استخدامها من قبل الأشخاص ذوي الإعاقة للحصول على الدعم أثناء المشي.
Sunshine Healthcare Co., Ltd. | الصين | China | ME0000007453SFDAA00086 | WALKER | WALKER | To help patients walk unaided
SHANDONG HUAWEN INDUSTRIAL CO., LTD | الصين | China | ME0000001796SFDAA00003 | ADULT DIAPER | DIAPER | Adult diaper
Waterpulse (Ningbo) Industrial Co., Ltd | الصين | China | ME0000001860SFDAA00027 | Smarbo | Oral Irrigator | Portable Oral Irrigator | منظف أسنان مائي لاسلكي
SHANDONG HUAWEN INDUSTRIAL CO., LTD | الصين | China | ME0000001799SFDAA00001 | ADULT DIAPERS PANTS | DIAPER | ADULT DIAPERS PANTS
Zhejiang Shinye Medical Technology Corp.,Ltd | الصين | China | ME0000000689SFDAA00002 | Orthodontic Brackets | Orthodontic Brackets | The brackets are mainly used to correct malocclusion deformity, it's an important device to transfer the archwire force to the teeth.
Zhejiang Shinye Medical Technology Corp.,Ltd | الصين | China | ME0000000772SFDAA00021 | ORTHODONTIC WIRE | ORTHODONTIC WIRE | Nickel-Titanium Orthodontic Wire Products for Human Dental Orthodontics.
HUANGSHAN JINFU MEDICAL EQUIPMENT CO.,LTD | الصين | China | ME0000013960SFDAA00003 | CoinfyCare Electric Treatment Table | Treatment Table | Treatment Table
Coral Healthcare Products Manufacturer Co., Ltd . | الصين | China | ME0000000863SFDAA00001 | DENTAL FLOSS | DENTAL Mint & Waxed Dental Floss | Dental Floss is used for Teeth cleaning purposes.
NIKON CORPORATION | الصين | China | ME0000001372SFDAA00001 | ECLIPSE | Clinical Inverted Microscope | Clinical Inverted Microscope
NIKON CORPORATION | الصين | China | ME0000001372SFDAA00003 | ECLIPSE | Upright Microscope | Upright Microscope
NIKON CORPORATION | الصين | China | ME0000001372SFDAA00004 | ECLIPSE | Upright Motorized Microscope | Upright Motorized Microscope
NIKON CORPORATION | الصين | China | ME0000001372SFDAA00005 | Stereoscopic Microscope | Stereoscopic Microscope | Stereoscopic Microscope
SHANDONG HUAWEN INDUSTRIAL CO., LTD | الصين | China | ME0000001800SFDAA00007 | DISPOSABLE UNDERPAD | NURSING PADS | Disposable nursing underpad
ANJI HONGDE MEDICAL PRODUCTS CO., LTD. | الصين | China | ME0000010888SFDAA00110 | PLASTER OF PARIS BANDAGE | P.O.P BANDAGE | Plaster of Paris Bandage consists of a bleached, leno weave cotton gauze impregnated evenly with Calcium Sulphate which has been dehydrated to comprise of hemihydrates, with added adhesives and setting-time modifiers as per requirement.
Post Code: 528226 | الصين | China | ME0000002202SFDAA00120 | ENDODONTIC OBTURATION SYSTEMS | ENDODONTIC OBTURATION SYSTEMS | The Device is intended to inject Gutta into a prepared root canal for obturation.
Guangdong Kingfa Sci & Tech Co., Ltd | الصين | China | ME0000002208SFDAA00017 | Layan | Polymer Patient Examination Glove | Patient Examination Gloves
Winner Medical Co., Ltd. | الصين | China | ME0000005421SFDAA00042 | Adhesive Remover pad | Adhesive Remover pad | Individually packaged wipes. Adhesive Remover are formulations designed to removal of all adhesives, such as tape, skin barrier, and adhesive residues from the skin.
SUZHOU PIPI MEDICAL PRODUCTS CO., LTD | الصين | China | ME0000001814SFDAA00001 | Pipi medical emergency blanket | Emergency blanket | emergency blanket
Winner Medical Co., Ltd. | الصين | China | ME0000005421SFDAA00044 | Silicone tape | Silicone tape | Silicone tape is a kind of medical tape which with soft silicone as adhesive
Winner Medical Co., Ltd. | الصين | China | ME0000005421SFDAA00044 | Silicone tape | Silicone tape | Silicone tape is a kind of medical tape which with soft silicone as adhesive
Winner Medical Co., Ltd. | الصين | China | ME0000005421SFDAA00043 | Silicone scar repair sheet | Silicone scar repair sheet | Silicone scar repair sheet is a thin, flexible, comfortable soft silicone sheet for scar management
Shift Electrics Co. | الصين | China | ME0000002398SFDAA00003 | Oral B | Oral B DB400.010 Type3751 | Battery toothbrush DB400 | فرشاة أسنان كهربائية بطارية
Vincent Medical Manufacturing Co., Ltd | الصين | China | ME0000016834SFDAA00027 | Patient Circuit Startup Kit | Patient Circuit | Patient Circuit Startup Kit
FUNING MTDENTAL CO., LTD | الصين | China | ME0000002701SFDAA00002 | Bands | Bands | Stainless Steel Band
FUNING MTDENTAL CO., LTD | الصين | China | ME0000002703SFDAA00006 | Hooks | Hooks | Dental Hooks
Guangzhou Longest Science&Technology Co.,Ltd | الصين | China | ME0000006631SFDAA00171 | Longest | Radial Pressure Pulse Therapy Device | Radial Pressure Pulse Therapy Device
Danyang Rapid Aid Hot and Cold Therapy Products Co.,Ltd. | الصين | China | ME0000002314SFDAA00005 | RAPID RELIEF INFANT HEEL WARMER | INFANT HEEL WARMER | RAPID RELIEF INFANT HEEL WARMER (Gel Pack for warming infant heels)
FUNING MTDENTAL CO., LTD | الصين | China | ME0000002704SFDAA00002 | OrthodonticTube | Orthodontic Tube | Dental Tube
FUNING MTDENTAL CO., LTD | الصين | China | ME0000002700SFDAA00002 | Bracket | Bracket | Metal Bracket
Huanghua Promisee Dental Co | الصين | China | ME0000002977SFDAA00020 | SAFETY GLASSES | SAFETY GLASSES | It is used for protecting equipment and instruments from contamination during dental examination or treatment.
FUNING MTDENTAL CO., LTD | الصين | China | ME0000002702SFDAA00002 | Elastic | Elastic | Plastic Elastic
ZHENGZHOU HUAER ELECTRO OPTICS TECHNOLOGY CO LTD | الصين | China | ME0000005596SFDAA00004 | Dental Stain Remover | Eraser | Stain Remover
FUNING MTDENTAL CO., LTD | الصين | China | ME0000002699SFDAA00002 | Prodenty Wires | Prodenty Wires | Dental wires for dental use
FUNING MTDENTAL CO., LTD | الصين | China | ME0000002699SFDAA00002 | Prodenty Wires | Prodenty Wires | Dental wires for dental use
Guilin Woodpecker Medical Instruments Co., LTD. | الصين | China | ME0000002926SFDAA00547 | ENDO MOTOR | ENDO MOTOR | Woodpecker Endo Pace is mainly used in Endodontic treatment. It is a cordless endo motor that can be connected to the matched Apex Locator to add an apex locator function.
SHENZHEN ROGIN MEDICAL CO., LTD | الصين | China | ME0000003077SFDAA00023 | Burs | Burs | Dental Metal Burs
Zhaoqing Gaoyao Recende Medical Equipment Co., Ltd | الصين | China | ME0000006255SFDAA00028 | Layan ® Obturation System | Cordless Gutta Percha Obturation System | Dental obturation system
Zhaoqing Gaoyao Recende Medical Equipment Co.,LTD | الصين | China | ME0000005575SFDAA00016 | Layan ® Light | LED Light Curing Unit | LED Light Curing Unit
Tangshan Zhengtong Exhibition Co., Ltd | الصين | China | ME0000005576SFDAA00024 | Layan ® Prophylaxis Paste | Polishing Agent | Polishing Agent
HeFei JingCheng Plastic products co;ltd | الصين | China | ME0000009253SFDAA00024 | Layan ® Apron | X ray Protective Products | X ray Protective Products
Zhaoqing Gaoyao Recende Medical Equipment Co., Ltd | الصين | China | ME0000006255SFDAA00032 | Layan Mixer | Mixer for clinical use | Mixer for clinical use
ZHENGZHOU HUAER ELECTRO OPTICS TECHNOLOGY CO LTD | الصين | China | ME0000003393SFDAA00004 | Dental Stain Eraser | Layan Dental Stain Eraser Gel Kit | Dental Stain Eraser Gel | مزيل تصبغات الاسنان جل
Zhaoqing Gaoyao Recende Medical Equipment Co., Ltd | الصين | China | ME0000006255SFDAA00029 | Layan ® Mixing System Kit | Mixing Tips | Mixing System Kit
RAY VISION INC | الصين | China | ME0000002666SFDAA00005 | DIGITAL VISUAL ACUITY CHART | VISUAL ACUITY CHART | It is a remote controlled digital acuity system that has been designed to provide a comprehensive, versatile, and convenient system for measuring visual acuity.
Zhaoqing Gaoyao Recende Medical Equipment Co.,LTD | الصين | China | ME0000005575SFDAA00017 | Layan ® EVAC | Evacuator Oral Cavity | Oral cavity Evacuator
Denjoy Dental Co., LTD | الصين | China | ME0000005564SFDAA00002 | Denjoy ® Medical Microscope | Medical Microscope | Medical Microscope
LAKONG MEDICAL DEVICES CO., LTD | الصين | China | ME0000002630SFDAA00001 | X-RAY VIEWERS | X-RAY VIEWERS | DENTAL X-RAY VIEWER
Denjoy Dental Co., LTD | الصين | China | ME0000005564SFDAA00001 | Denjoy | Endo Treatment Instrument | Endo Treatment Instrument
Vincent Medical Manufacturing Co., Ltd | الصين | China | ME0000016834SFDAA00030 | PATIENT TUBE | PATIENT TUBE | PATIENT TUBE
Denjoy Dental Co LTD | الصين | China | ME0000003806SFDAA00001 | Denjoy ® Endo File | Endo File | Endo File
Ningbo Sinyuan Bur & Tool Co., Ltd. | الصين | China | ME0000003886SFDAA00008 | Burs | Burs | Dental Bur
Anson Investment Development Co.,Ltd | الصين | China | ME0000003947SFDAA00003 | PROPHY BRUSH | PROPHY BRUSH | it is only used for dental handpieces that meet technical and hygiene standards and is regularly maintained and cleaned.
Henan Joinkona Medical Products Stock Co,.Ltd. | الصين | China | ME0000008174SFDAA00007 | yellow isolation gown | yellow isolation gown | protection yellow isolation gown
Zhaoqing Gaoyao Recende Medical Equipment Co., Ltd | الصين | China | ME0000006255SFDAA00033 | Layan ® Handpiece Oil Lubrication | Handpiece Oil Lubrication | Handpiece Oil Lubrication
Tangshan Zhengtong Exhibition Co., Ltd | الصين | China | ME0000005576SFDAA00025 | Layan ® Face Shield | Face Shield | Face Shield
Yangzhou Star Oral Care Products Co., Ltd. | الصين | China | ME0000017777SFDAA00006 | Oral B | ORAL-B FLOSS PICKS 30CT | ORAL-B FLOSS PICKS 30CT 1X6X16 AP (80716508/90280432) | عيدان خيط من اورال-بي 30 قيراط 1X6X16 AP (80716508/90280432)
Coda Resources Ltd. Heze | الصين | China | ML0000000362SFDAA00003 | Oral B | (OB OM185 INTERDENTAL MOD BR 10ct MEA) - (OB OM184 INTERDENTAL SOFT PICK 40ct MEA) | (OB OM185 INTERDENTAL MOD BR 10ct MEA) (OB OM184 INTERDENTAL SOFT PICK 40ct MEA) | أورال بي للتنظيف بين الأسنان 40قيراط 184 - أورال بي للتنظيف بين الأسنان 10قيراط 185
Anson Investment Development Co., Ltd. | الصين | China | ME0000004598SFDAA00010 | MIXING TIPS | MIXING TIPS | Mixing & Intraoral Tips are indicated for use with VPS impression materials.
Wenzhou Celecare Medical Instruments Co., Ltd. | الصين | China | ME0000004712SFDAA00002 | Vision | Phototherapy Mask | Eye Protector Band
Hubei Yinkang Medical Equipment Co., Ltd. | الصين | China | ME0000010951SFDAA00001 | Hospital bed | Hospital Bed | Hospital Bed
SHANGHAI DOCHEM INDUSTRIES CO., LTD. | الصين | China | ME0000004121SFDAA00002 | Burs | Dental Bur | Dental Burs
Shandong Haidike Medical Products Co.ltd | الصين | China | ME0000000028SFDAA00007 | Face Mask | Face Mask | face mask is a device that you wear over your face, for example to prevent yourself from breathing bad air or from spreading germs, or to protect your face when you are in a dangerous situation
Shandong Haidike Medical Products Co., Ltd | الصين | China | ME0000002241SFDAA00001 | Isolation Gown | Isolation Gown | Intended to protect the wearer from the transfer of microorganisms and body fluids in low or minimal risk patient isolation situations.
INTCO | الصين | China | ME0000000146SFDAA00001 | INTCO | Disposable Gloves | Extra strong powder free Intco™ Vinyl Premimum glove offers practical protection for many applications. The glove is 100 % synthetic and has good tactile sense. A very good alternative for those suffering from Type I allergies. | توفر القفازات فحص اللاتكس الطبيعيه راحه وحمايه لا مثيل لها
INTCO | الصين | China | ME0000000146SFDAA00001 | INTCO | Disposable Gloves | Extra strong powder free Intco™ Vinyl Premimum glove offers practical protection for many applications. The glove is 100 % synthetic and has good tactile sense. A very good alternative for those suffering from Type I allergies. | توفر القفازات فحص اللاتكس الطبيعيه راحه وحمايه لا مثيل لها
Ningbo Great Mountain Medical Instruments Co., Ltd | الصين | China | ME0000000993SFDAA00108 | Max Champ | Nitrile Gloves | non sterile medical examination gloves
Zhende Medical Co., Ltd. | الصين | China | ME0000011116SFDAA00042 | Curafix® H | Curafix® H | Dressing retention sheet
T&L (Jiaxing) Co. Ltd | الصين | China | ME0000022040SFDAA00002 | Cellacast® Xtra | Synthetic Casting Tape | Synthetic Casting Tape
T&L (Jiaxing) Co. Ltd | الصين | China | ME0000022040SFDAA00003 | Cellacast® Soft | Semi-rigid casting tape | Close-knitted fiberglass fabric impregnated with polyurethane resin and manufactured to immersion ready Cellacast® Soft casting tape. The Cellacast® Soft is available in cream-coloured, green, purple, pink, blue, red, orange, yellow and black. The casting tape is individually sealed in tubular bags.
Ningbo Greetmed Instruments Co., Ltd. | الصين | China | ME0000008085SFDAA00002 | non-woven face mask | non-woven face mask
Nubenco (Shanghai) Co. Ltd. | الصين | China | ME0000002796SFDAA00001 | DISPOSABLE SURGICAL FACE MASK | Disposable Surgical Face Maskc
Nubenco (Shanghai) Co. Ltd. | الصين | China | ME0000002796SFDAA00002 | DISPOSABLE NURSE CAP | Disposable Nurse Cap
Nubenco (Shanghai) Company Ltd | الصين | China | ME0000002799SFDAA00001 | Sterilization wrap | Wrapper sterilization
Nubenco (Shanghai) Company Ltd | الصين | China | ME0000002799SFDAA00002 | Sterilization Paper | Sterilization paper
Medalliance (Changzhou) Medical Instrument Co. Ltd. | الصين | China | ME0000002802SFDAA00001 | Surefit Sheath | SMEC Non Adhesive 24mm, 28mm, 31mm, 35mm,40mm
Medalliance (Changzhou) Medical Instrument Co. Ltd. | الصين | China | ME0000002802SFDAA00002 | Surefit Sheath | SMEC Self Adhesive 24mm, 26mm, 31mm, 35mm,40mm
Nubenco (Shanghai) Co. Ltd. | الصين | China | ME0000002796SFDAA00003 | Disposable Apron | Disposable Apron
Nubenco (Shanghai) Co. Ltd. | الصين | China | ME0000002796SFDAA00004 | DISPOSABLE OVERSHOES | Disposable Overshoes
Nubenco (Shanghai) Co. Ltd. | الصين | China | ME0000002796SFDAA00005 | PATIENT ISOLATION GOWN | Patient Isolation Gowns
Nubenco (Shanghai) Co. Ltd. | الصين | China | ME0000002796SFDAA00006 | DISPOSABLE SURGEON CAPS | Disposable Surgeon Cap
Maquet Suzhou Co Ltd | الصين | China | ME0000004028SFDAA00001 | ALPHACLASSIC PRO | Operating Table
Maquet Suzhou Co Ltd | الصين | China | ME0000004028SFDAA00002 | Operating Table | Operating Table
CARETEK CHINA MEDICAL PLC | الصين | China | ME0000004034SFDAA00001 | Electric Bed | Therapeutic Support
Maquet Suzhou Co Ltd | الصين | China | ME0000004028SFDAA00003 | Body Strap | Operating Table Accessory
Maquet Suzhou Co Ltd | الصين | China | ME0000004028SFDAA00004 | Body Strap | Operating Table Accessory
Maquet Suzhou Co Ltd | الصين | China | ME0000004028SFDAA00005 | Infusion Transfer System | Transfer System
Maquet Suzhou Co Ltd | الصين | China | ME0000004028SFDAA00006 | Infusion Transfer System | Transfer System
CARETEK CHINA MEDICAL PLC | الصين | China | ME0000004034SFDAA00002 | Caretek | Mattress
Caretek (China) Medical PLC | الصين | China | ME0000004045SFDAA00001 | Caretek | Manual Bed
Hill Rom Services Private Limited | الصين | China | ME0000004658SFDAA00001 | Hill Rom Centuris Bed | Centuris Bed System
Beijing Huaren Health Science & Technology Developing Co., Ltd | الصين | China | ME0000000244SFDAA00004 | X-ray Protective Apron | Radiation Protection Apparel
Beijing Huaren Health Science & Technology Developing Co., Ltd | الصين | China | ME0000000244SFDAA00005 | Huaren X-Ray Protective Overhead Suspended Shield | X-Ray Protective Overhead Suspended Shield
Changyi Mo Care Non Woven Products Co Ltd | الصين | China | ME0000005169SFDAA00001 | Face Masks | Face Masks
Changyi MoCare Non woven Products Co Ltd | الصين | China | ME0000005168SFDAA00006 | Prep Pads | prep pads
Blue Sail Medical Co ltd | الصين | China | ME0000005165SFDAA00001 | Disposable Vinyl Powder free examination Gloves | Disposable Vinyl Powder free examination Gloves
Lyncmed Medical Technology (Beijing) Co., Ltd. | الصين | China | ME0000005427SFDAA00003 | Non sterile Vinyl examination gloves powdered | Vinyl Examination Gloves
Zhejiang Hongyu Medical Commodity Co Ltd | الصين | China | ME0000005707SFDAA00001 | CH NonWoven Adhesive Wound Dressing Strip Without Pad | CH NonWoven Adhesive Wound Dressing Strip Without Pad
Zhejiang Hongyu Medical Commodity Co., Ltd. | الصين | China | ME0000005699SFDAA00001 | Alcohol Prep Pad | Alcohol Prep Pad
Zhejiang Hongyu Medical Commodity Co Ltd | الصين | China | ME0000005707SFDAA00002 | CH Nonwoven Tape | Medical Tape
Zhejiang Hongyu Medical Commodity Co Ltd | الصين | China | ME0000005707SFDAA00003 | CH PE Tape | Medical Tape
Zhejiang Hongyu Medical Commodity Co Ltd | الصين | China | ME0000005707SFDAA00004 | CH Silicone Tape | Medical Tape
Zhejiang Hongyu Medical Commodity Co Ltd | الصين | China | ME0000005707SFDAA00005 | CH Silk Tape | Medical Tape
Zhejiang Hongyu Medical Commodity Co Ltd | الصين | China | ME0000005707SFDAA00006 | CH Cold Bandage | Cold Bandage
Guangdong Dayang Medical Technology Co Ltd | الصين | China | ME0000006205SFDAA00001 | Manual WheelChair | Wheel Chair
Ningbo MFLab Medical Instruments Co.Ltd | الصين | China | ME0000007141SFDAA00001 | Breathwell Face Shield | Face Mask
Hengshui Yongxing Medical Apparatus Factory | الصين | China | ME0000007749SFDAA00001 | Manual Hospital Bed | Manual Hospital Bed
Hengshui Yongxing Medical Apparatus Factory | الصين | China | ME0000007749SFDAA00002 | Electric Hospital Bed | Electric Hospital Bed
Surgimed Medical Supplies Co.,Ltd. | الصين | China | ME0000007855SFDAA00001 | Bulb Syringe | Bulb Syringe
Surgimed Medical Supplies Co.,Ltd. | الصين | China | ME0000007855SFDAA00002 | Ear Syringe | Ear Syringe
Surgimed Medical Supplies Co.,Ltd. | الصين | China | ME0000007855SFDAA00003 | Isolation Gown | Isolation Gown
Surgimed Medical Supplies Co.,Ltd. | الصين | China | ME0000007855SFDAA00004 | Gauze Swabs | Gauze Swabs
DRAGON MEDICAL CO.,LTD | الصين | China | ME0000005712SFDAA00003 | Stair Chair | Stair Chair
Ningbo Greetmed Instruments Co., Ltd. | الصين | China | ME0000008085SFDAA00001 | CPE Gown | CPE Gown
Ningbo Greetmed Instruments Co., Ltd. | الصين | China | ME0000008085SFDAA00003 | Wooden Tongue Depressor | Wooden Tongue depressor
Sumbow Medical Instruments Co., Ltd. | الصين | China | ME0000005771SFDAA00037 | CREP ELASTIC BANDAGE | CREP ELASTIC BANDAGE
Sumbow Medical Instruments Co., Ltd. | الصين | China | ME0000005771SFDAA00038 | GAUZE BANDAGE | GAUZE BANDAGE
Sumbow Medical Instruments Co., Ltd. | الصين | China | ME0000005771SFDAA00155 | SOMBOW FACE MASK | FACE MASK | Medical Disposable Single use 3ply Face Mast with Earloops type
Sumbow Medical Instruments Co., Ltd. | الصين | China | ME0000005771SFDAA00155 | SOMBOW FACE MASK | FACE MASK | Medical Disposable Single use 3ply Face Mast with Earloops type
Sumbow Medical Instruments Co., Ltd. | الصين | China | ME0000005771SFDAA00155 | SOMBOW FACE MASK | FACE MASK | Medical Disposable Single use 3ply Face Mast with Earloops type
Sumbow Medical Instruments Co., Ltd. | الصين | China | ME0000005771SFDAA00040 | Dental cotton | Dental cotton
Respironics Inc. | الصين | China | ME0000008124SFDAA00001 | Detachable Battery Module USA INTL | Secondary Battery
Respironics Inc. | الصين | China | ME0000008124SFDAA00002 | Detachable Battery Pack | Trilogy Series Ventilator Accessories |  | حزمة بطارية أيون ليثيوم قابلة للنزع وقابلة لإعادة الشحن للاستخدام مع الأجهزة التالية: أجهزة بايباب أيه 40 وأجهزة سلسلة كوف أسيست 70 وأجهزة سلسلة تريلوجي.
Respironics Inc. | الصين | China | ME0000008124SFDAA00003 | SHIELDED DC CORD SYSTEM – DreamStation | DreamStation DC Power Cords |  | إن سلك التيار الكهربائي المستمر المعزول مُخصص للاستخدام مع أنظمة كهربائية ذات "سلك حي موصل بالطرف الموجب" بقوة 12 فولت ,استخدام هذا الملحق لتشغيل أنظمة سيباب وبايباب من Philips Respironics عندما يكون التيار الكهربائي المتردد غير متاح . كابل محول بطارية التيار المستمر عند توصيله بأيٍ من وحدة واجهة التيار المستمر أو سلك التيار المستمر، بتشغيل نظام سيباب والنظام ثنائي المستوى من Respironicsباستخدام بطارية من النوع البحري ذات دورة عميقة بقوة 12 فولت من التيار الكهربائي المستمر
Respironics Inc. | الصين | China | ME0000008124SFDAA00004 | Shielded DC cord — DreamStation | DreamStation DC Power Cords |  | يستخدام هذا الملحق لتشغيل أنظمة سيباب وبايباب من Philips Respironics عندما يكون التيار الكهربائي المتردد غير متاح .يستخدام هذا الملحق لتشغيل أنظمة سيباب وبايباب من Philips Respironics عندما يكون التيار الكهربائي المتردد غير متاح
Respironics Inc. | الصين | China | ME0000008124SFDAA00005 | PAP Li Ion Battery Kit, Sleep, Intl | PAP Lithium Ion battery kit |  | حزمة بطارية أيون الليثيوم هي ملحق مخصص لتوفير الطاقة إلى أجهزة محددة من أجهزة Philips Respironics المخصصة للتنفس الاصطناعي غير الباضع و العلاج أثناء النوم .
Respironics Inc. | الصين | China | ME0000008124SFDAA00006 | Trilogy In-Use Device Bag | Trilogy Series Ventilator Accessories |  | تتوفر حقيبة حمل أثناء الاستخدام لاستعمالها مع جهاز تريلوجي للتنفس الاصطناعي. يلزم وجود هذه الحقيبة عند استخدام جهاز التنفس الاصطناعي بشكل محمول لتثبيت الجهاز بالشكل المناسب.
Taizhou Xinkang Medical Materials Co., Ltd | الصين | China | ME0000008274SFDAA00001 | GAUZE SPONGES | GAUZE SPONGES
GUANGDONG KANGSHEN MEDICAL TECHNOLOGY CO LTD | الصين | China | ME0000008300SFDAA00001 | Three function Electric bed | Electric Medical Care Bed
GUANGDONG KANGSHEN MEDICAL TECHNOLOGY CO. LTD | الصين | China | ME0000008566SFDAA00001 | Cane | Cane
GUANGDONG KANGSHEN MEDICAL TECHNOLOGY CO. LTD | الصين | China | ME0000008566SFDAA00002 | aluminum walker | aluminum walker
Airtlo (Xiamen) Medical Co., Ltd. | الصين | China | ME0000008568SFDAA00001 | Alternating Pressure Pump With Mattress | Alternating Pressure Pump With Mattress |  | مرتبه هوائيه كهربائيه
Airtlo (Xiamen) Medical Co., Ltd. | الصين | China | ME0000008568SFDAA00002 | Alternating Pressure Pump With Mattress | Alternating Pressure Pump With Mattress |  | مرتبه هوائيه لتخفيف الضغط
GUANGDONG KANGSHEN MEDICAL TECHNOLOGY CO LTD | الصين | China | ME0000008300SFDAA00005 | Crutch Walker | Forearm crutches
GUANGDONG KANGSHEN MEDICAL TECHNOLOGY CO LTD | الصين | China | ME0000008300SFDAA00006 | Crutch Walker | Quad Cane
GUANGDONG KANGSHEN MEDICAL TECHNOLOGY CO LTD | الصين | China | ME0000008300SFDAA00007 | Underarm Crutches | Underarm Crutches
Zhangjiagang Xiehe Import and Export Co, Ltd | الصين | China | ME0000008696SFDAA00001 | TRACTION SPLINT WITH SAFETY BELTS | TRACTION SPLINT WITH SAFETY BELTS
Wellmed Dental Medical Supply Co., Ltd | الصين | China | ME0000008811SFDAA00001 | Surgical Tips | Surgical Tips
Wellmed Dental Medical Supply Co., Ltd | الصين | China | ME0000008811SFDAA00002 | Vented Oral Evacuation Tips | Vented Oral Evacuation Tips
Wellmed Dental Medical Supply Co., Ltd | الصين | China | ME0000008811SFDAA00003 | Micro Applicators | Micro Applicators
Wellmed Dental Medical Supply Co., Ltd | الصين | China | ME0000008811SFDAA00004 | Syringe Sleeves | Syringe Sleeves
Wellmed Dental Medical Supply Co., Ltd | الصين | China | ME0000008811SFDAA00005 | Self-Sealing Sterilization Pouches | Self-Sealing Sterilization Pouches
Wellmed Dental Medical Supply Co., Ltd | الصين | China | ME0000008811SFDAA00006 | Air Water Syringe Tips | Air Water Syringe Tips
Hefei Telijie Packaging Technology Co.,Ltd | الصين | China | ME0000006103SFDAA00001 | Sterilization Self Sealing Pouch | Sterilization Packaging
Hefei Telijie Packaging Technology Co.,Ltd | الصين | China | ME0000006103SFDAA00002 | Dental Bibs | Sterilization Packaging
Hefei Telijie Packaging Technology Co.,Ltd | الصين | China | ME0000006103SFDAA00003 | Crepe Paper | Sterilization Packaging
Foshan Dongfang Medical Equipment Manufactory LTD. | الصين | China | ME0000007500SFDAA00001 | Walking Aid | N/A | Walking Aid
Foshan Dongfang Medical Equipment Manufactory LTD. | الصين | China | ME0000007500SFDAA00002 | Wheelchair | N/A | Wheelchair
Foshan Dongfang Medical Equipment Manufactory LTD. | الصين | China | ME0000007500SFDAA00003 | Electric Wheelchair | Wheelchair Powered
Foshan Dongfang Medical Equipment Manufactory LTD. | الصين | China | ME0000007500SFDAA00005 | Chair | Commode Chair
Hangzhou Yoniner Pharmaceutical Co., Ltd | الصين | China | ME0000008825SFDAA00001 | First Aid Kit | First Aid Kit
XINYANG YIHE NONWOVEN CO LTD | الصين | China | ME0000008831SFDAA00001 | Doctor Cap | Doctor Cap
XINYANG YIHE NONWOVEN CO LTD | الصين | China | ME0000008831SFDAA00002 | Face Mask | Face Mask
XINYANG YIHE NONWOVEN CO LTD | الصين | China | ME0000008831SFDAA00003 | Isolation Gown | Isolation Gown
XINYANG YIHE NONWOVEN CO LTD | الصين | China | ME0000008831SFDAA00004 | Shoe Cover | Shoe Cover
XINYANG YIHE NONWOVEN CO LTD | الصين | China | ME0000008831SFDAA00005 | Nurse Cap | Nurse Cap
Suqian Green Glove Co Ltd | الصين | China | ME0000008833SFDAA00001 | Best Vinyl Gloves | Patient Examination Glvoe
Hubei Qianjiang Kingphar Medical Material Co Ltd | الصين | China | ME0000008834SFDAA00001 | Gauze Swabs | Gauze Swabs without X Ray
DONGGUAN YATTLL INDUSTRY CO., LTD | الصين | China | ME0000008835SFDAA00001 | ELECTRIC WHEELCHAIR | ELECTRIC WHEELCHAIR
DONGGUAN YATTLL INDUSTRY CO., LTD | الصين | China | ME0000008835SFDAA00002 | POWER WHEEL CHAIR | POWER WHEEL CHAIR
Danyang New Hope Import&Export Co.,Ltd | الصين | China | ME0000008838SFDAA00001 | Walker with Wheels | Walker with Wheels |  | مشاية للمعاقين
Anqing Kangmingna Packaging Co.Ltd | الصين | China | ME0000008905SFDAA00001 | Bowie Dick Test Pack | Bowie Dick Test Pack
Shenzhen YKD Technology Co.,Ltd | الصين | China | ME0000007135SFDAA00002 | NIBP CUFF | NIBP CUFF
Anqing Yipak Packaging Material Co., Ltd. | الصين | China | ME0000008062SFDAA00001 | Nonwoven Wrapping Material | Nonwoven Wrapping Material
Tianchang Guomao Plastic Co.Ltd | الصين | China | ME0000008906SFDAA00001 | Self Sealing Sterilization Pouch | Self Sealing Sterilization Pouch
Anqing Kangmingna Packaging Co.Ltd | الصين | China | ME0000008905SFDAA00002 | SMS Non Woven Sterilization Wrap | SMS Non Woven Sterilization Wrap
Tianchang Guomao Plastic Co,. Ltd | الصين | China | ME0000008907SFDAA00001 | Medical Sterilization Indicator Strips | Medical Sterilization Indicator Strips
Shenzhen YKD Technology Co.,Ltd | الصين | China | ME0000007135SFDAA00003 | Ecg Cable with Leadwires | Ecg Cable with Leadwires
Tianchang Guomao Plastic Co,. Ltd | الصين | China | ME0000008907SFDAA00002 | Medical Sterilization Pouches And Reels | Medical Sterilization Pouches And Reels
Tianchang Guomao Plastic Co,. Ltd | الصين | China | ME0000008907SFDAA00003 | MEDICAL STERILIZATION INDICATOR TAPE | MEDICAL STERILIZATION INDICATOR TAPE
ANHUI GUOHONG INDUSTRIAL & TRADING CO LTD | الصين | China | ME0000008937SFDAA00001 | Vinyl Glove | Vinyl Glove |  | فينايل قلوف
DACH Schutzbekleidung GmbH and Co.KG | الصين | China | ME0000008943SFDAA00001 | SAFE® BIOSAFE COVERALL | COVERALLS
DACH Schutzbekleidung GmbH and Co.KG | الصين | China | ME0000008943SFDAA00002 | SAFE SPLASHCOAT PLUS | Protective Gown
Spencer Italia Srl | الصين | China | ME0000008945SFDAA00001 | Super blue head immobilizer | Head Immobilizer
Spencer Italia Srl | الصين | China | ME0000008945SFDAA00002 | Urra splint | Splints
Shandong INTCO Medical Products Co., Ltd. | الصين | China | ME0000007155SFDAA00001 | Disposable Vinyl Examination Gloves | Disposable Vinyl Examination Powder Free Gloves |  | قفازات فحص
Shandong INTCO Medical Products Co., Ltd. | الصين | China | ME0000007155SFDAA00002 | Disposable Examination Nitrile Gloves | Disposable examination Nitrile Powder Free gloves |  | قفازات فحص
Sumbow Medical Instruments Co., Ltd | الصين | China | ME0000008953SFDAA00001 | SUMBOW ALCOHOL SWAB PADS | ALCOHOL SWAB PADS
SUMBOW MEDICAL INSTRUMENT CO.,LTD | الصين | China | ME0000008952SFDAA00005 | SUMBOW STERILIZATION POUCH AND REEL | STERILIZATION POUCH AND REEL
SUMBOW MEDICAL INSTRUMENT CO.,LTD | الصين | China | ME0000008952SFDAA00006 | BLUBERG | Buffer Inhale Chamber |  | غرفة عازلة للاستنشاق
Shandong INTCO Medical Products Co., Ltd. | الصين | China | ME0000007155SFDAA00003 | Nutouch Freedom / Razimed | Poly Vinyle Chloride Glove
Shandong INTCO Medical Products Co., Ltd. | الصين | China | ME0000007155SFDAA00004 | RAZIMED VINYL GLOVE | Poly Vinyle Chloride Glove
ANHUI GUOHONG INDUSTRIAL AND TRADING CO., LTD. | الصين | China | ME0000008955SFDAA00001 | RAZIMED VINYL GLOVE | PVC Glove Powder free
Wuxi Jiahao Gloves Co.,Ltd | الصين | China | ME0000007148SFDAA00001 | RAZIMED VINYL GLOVE | PVC Glove Powder free
Sumbow Medical Instruments CO. , Ltd | الصين | China | ME0000008957SFDAA00001 | SUMBOW NON STERILE WOODEN TONGUE | NON STERILE WOODEN TONGUE
Sumbow Medical Instruments CO. , Ltd | الصين | China | ME0000008957SFDAA00002 | SUMBOW FACE MASK | FACE MASK
Sumbow Medical Instruments CO. , Ltd | الصين | China | ME0000008957SFDAA00003 | SUMBOW ALCOHOL SWAP | ALCOHOL SWAP
Sumbow Medical Instruments CO. , Ltd | الصين | China | ME0000008957SFDAA00004 | SUMBOW CREPE ELASTIC BANDAGE | CREPE ELASTIC BANDAGE
Sumbow Medical Instruments CO. , Ltd | الصين | China | ME0000008957SFDAA00005 | SUMBOW VINYL EXAMINATION GLOVES | VINYL GLOVES
Sumbow Medical Instruments CO. , Ltd | الصين | China | ME0000008957SFDAA00006 | SUMBOW ABSORBENT GAUZE ROLL | GAUZE ROLL
Sumbow Medical Instruments CO. , Ltd | الصين | China | ME0000008957SFDAA00007 | SUMBOW TRIANGULAR GAUZE BANDAGE | TRIANGULAR GAUZE BANDAGE
Sumbow Medical Instruments CO. , Ltd | الصين | China | ME0000008957SFDAA00008 | SUMBOW Dental Cotton | Dental Cotton
Sumbow Medical Instruments CO. , Ltd | الصين | China | ME0000008957SFDAA00009 | SUMBOW ELASTIC TOURNIQUET | ELASTIC TOURNIQUET
Sumbow Medical Instruments CO. , Ltd | الصين | China | ME0000008957SFDAA00010 | SUMBOW ULTRASOUND TRANSMISSION COUPLING GEL. | ULTRASOUND TRANSMISSION COUPLING GEL.
Sumbow Medical Instruments CO. , Ltd | الصين | China | ME0000008957SFDAA00011 | SUMBOW ALUMINUM FINGER SPLINT. | ALUMINUM FINGER SPLINT.
Sumbow Medical Instruments CO. , Ltd | الصين | China | ME0000008957SFDAA00012 | SUMBOW INSTANT ICE PACK. | INSTANT ICE PACK
bytech (dongtai) co.,Ltd. | الصين | China | ME0000008992SFDAA00001 | Unique | Gloves
Kareway ltd | الصين | China | ME0000009001SFDAA00001 | Electric Bed/Kareway | Eleitric Bed
Nanjing J SUN Trading Co ltd | الصين | China | ME0000009080SFDAA00002 | Face Mask | Face Mask
Medistock | الصين | China | ME0000009088SFDAA00001 | Dr Helewa BEDPAN LINER | Bedpan Liner
Medistock | الصين | China | ME0000009088SFDAA00002 | Dr Helewa (VOMIT BAG) | Vomit bag
Medistock | الصين | China | ME0000009088SFDAA00003 | Dr Helewa (MALE URINAL) | Male Urinal bag
Jiangsu Province Jianerkang Medical Dressing Co Ltd | الصين | China | ME0000009089SFDAA00001 | ALCOHOL SWABSTICKS 3 ea | ALCOHOL SWABSTICKS
Jiangsu Province Jianerkang Medical Dressing Co Ltd | الصين | China | ME0000009089SFDAA00002 | ALCOHOL SWABSTICKS 1 ea | ALCOHOL SWABSTICKS
Jiangsu Province Jianerkang Medical Dressing Co Ltd | الصين | China | ME0000009089SFDAA00003 | ALCOHOL SWABSTICKS 1 ea | ALCOHOL SWABSTICKS
Jiangsu Province Jianerkang Medical Dressing Co Ltd | الصين | China | ME0000009089SFDAA00004 | ALCOHOL SWABSTICKS 3 ea | ALCOHOL SWABSTICKS
Leboo Healthcare Products Limited | الصين | China | ME0000009093SFDAA00001 | Leboo | Gown
YANGZHOU SUPER UNION MEDICAL MATERIAL CO., LTD | الصين | China | ME0000009099SFDAA00001 | Non-Woven Gauze, non sterile | Gauze Swaps | Non-Woven Gauze, non sterile | Non-Woven Gauze, non sterile
YANGZHOU SUPER UNION MEDICAL MATERIAL CO., LTD | الصين | China | ME0000009099SFDAA00002 | Non-woven face mask | Directives
Changyi MoCare Non woven Products Co Ltd | الصين | China | ME0000005168SFDAA00010 | Face Masks | Face Masks
ANHUI GUOHONG INDUSTRIAL AND TRADING CO LTD | الصين | China | ME0000009100SFDAA00001 | PE CPE shoe cover | PE CPE shoe cover
Ningbo Greetmed Medical Instruments Co Ltd | الصين | China | ME0000008948SFDAA00005 | non woven face mask | non woven face mask
ANHUI GUOHONG INDUSTRIAL AND TRADING CO LTD | الصين | China | ME0000009100SFDAA00002 | non woven face mask | non woven face mask
ANHUI GUOHONG INDUSTRIAL AND TRADING CO LTD | الصين | China | ME0000009100SFDAA00003 | vinyl gloves powder free | vinyl gloves
LINYI 2H HEALTHCARE PRODUCTS CO LTD | الصين | China | ME0000009101SFDAA00001 | adult diaper | adult diaper
LINYI 2H HEALTHCARE PRODUCTS CO LTD | الصين | China | ME0000009101SFDAA00002 | underpad | underpad
Intco Medical HK CO Ltd | الصين | China | ME0000009115SFDAA00002 | DR LUJAIN | Dry wipes |  | مناديل جافة للتنظيف ناعمة الملمس وعالية الامتصاص يمكن استخدامه لأغراض متنوعة
YANGZHOU SUPER UNION IMPORT&EXPORT CO., LTD. | الصين | China | ME0000009116SFDAA00001 | DR LUJAIN Orthopedic Casting Tape | Orthopedic Casting Tape |  | للاستخدام في بناء قوالب العظام والجبائر والأجهزة التقويمية المتخصصة.
YANGZHOU SUPER UNION IMPORT&EXPORT CO., LTD. | الصين | China | ME0000009116SFDAA00002 | DR LUJAIN Nebulizer mask | Nebulizer mask
YANGZHOU SUPER UNION IMPORT&EXPORT CO., LTD. | الصين | China | ME0000009116SFDAA00003 | DR LUJAIN Alcohol pad | Alcohol pad |  | تطبق موضعيا حسب الحاجده ة لتطهير المنطقه المقصوه
YANGZHOU SUPER UNION IMPORT&EXPORT CO., LTD. | الصين | China | ME0000009116SFDAA00006 | DR LUJAIN High elastic bandage | High elastic bandage
YANGZHOU SUPER UNION IMPORT&EXPORT CO., LTD. | الصين | China | ME0000009116SFDAA00007 | DR LUJAIN Isolation gown | Isolation gown
YANGZHOU SUPER UNION IMPORT&EXPORT CO., LTD. | الصين | China | ME0000009116SFDAA00011 | DR LUJAIN POP bandage | POP bandage
YANGZHOU SUPER UNION IMPORT&EXPORT CO., LTD. | الصين | China | ME0000009116SFDAA00012 | DR LUJAIN Tubular bandage | Tubular bandage
YANGZHOU SUPER UNION IMPORT&EXPORT CO., LTD. | الصين | China | ME0000009116SFDAA00013 | DR LUJAIN Zinc oxide tape | Zinc oxide tape
YANGZHOU SUPER UNION IMPORT&EXPORT CO., LTD. | الصين | China | ME0000009116SFDAA00014 | DR LUJAIN under cast padding for POP | under cast padding for POP
YANGZHOU SUPER UNION IMPORT&EXPORT CO., LTD. | الصين | China | ME0000009116SFDAA00015 | DR LUJAIN adhesive elastic bandage | adhesive elastic bandage
YANGZHOU SUPER UNION IMPORT&EXPORT CO., LTD. | الصين | China | ME0000009116SFDAA00016 | DR LUJAIN PE tape | PE tape
YANGZHOU SUPER UNION IMPORT&EXPORT CO., LTD. | الصين | China | ME0000009116SFDAA00019 | DR LUJAIN cotton ball | cotton ball |  | استخدم لامتصاص الدم أو الإفرازات. كما يمكن استخدامه لتنظيف الجروح ولتطهير الجلد للمساعدة في تناول الكحول أو مطهر سائل آخر.
Shaoxing Medply Medical Products Co.,Ltd | الصين | China | ME0000009122SFDAA00001 | ISOLATION GOWN | ISOLATION GOWN
Shaoxing Medply Medical Products Co.,Ltd | الصين | China | ME0000009122SFDAA00002 | SNOOD COVER | SNOOD COVER
Shaoxing Medply Medical Products Co.,Ltd | الصين | China | ME0000009122SFDAA00003 | PLASTIC APRON | PLASTIC APRON
Shaoxing Medply Medical Products Co.,Ltd | الصين | China | ME0000009122SFDAA00004 | FACE MASK | FACE MASK
Shaoxing Medply Medical Products Co.,Ltd | الصين | China | ME0000009122SFDAA00005 | SURGICAL CAP | SURGICAL CAP
Shaoxing Medply Medical Products Co.,Ltd | الصين | China | ME0000009122SFDAA00006 | GAUZE ROLL | GAUZE ROLL
Shaoxing Medply Medical Products Co.,Ltd | الصين | China | ME0000009122SFDAA00007 | GAUZE SWAB | GAUZE SWAB
Shaoxing Medply Medical Products Co.,Ltd | الصين | China | ME0000009122SFDAA00008 | CREPE BANDAGE | CREPE BANDAGE
Shaoxing Medply Medical Products Co.,Ltd | الصين | China | ME0000009122SFDAA00009 | ARM SLEEVES | ARM SLEEVES
Shaoxing Medply Medical Products Co.,Ltd | الصين | China | ME0000009122SFDAA00010 | BEARD COVER | BEARD COVER
Shaoxing Medply Medical Products Co.,Ltd | الصين | China | ME0000009122SFDAA00011 | SHOE COVER | SHOE COVER
Shaoxing Medply Medical Products Co.,Ltd | الصين | China | ME0000009122SFDAA00012 | ORTHOPEDIC BANDAGE | ORTHOPEDIC BANDAGE
Shaoxing Medply Medical Products Co.,Ltd | الصين | China | ME0000009122SFDAA00013 | DISPOSABLE PVC EXAMINATION GLOVES | DISPOSABLE PVC EXAMINATION GLOVES
Curas Ltd. | الصين | China | ME0000009132SFDAA00001 | SAP by Curas Fluid Absorber | Fluid Absorber
Curas Ltd. | الصين | China | ME0000009132SFDAA00002 | C2 Standard Bag (Secretion Bag) | Urine Drainage Bags & Accessories
Curas Ltd. | الصين | China | ME0000009132SFDAA00003 | C3 Emptying Bag w/SAP by Curas | Urine Drainage Bags & Accessories
Curas Ltd. | الصين | China | ME0000009132SFDAA00004 | Nursing Hygiene Pulp | Disposable Moulded Pulp Products (Non-Sterile)
FOSHAN DONGFANG MEDICAL EQUIPMENT MANUFACTORY (LTD. | الصين | China | ME0000009136SFDAA00001 | COMMODE CHAIR | COMMODE CHAIRS |  | الكرسي المصمم هو نوع من الكرسي يستخدمه شخص يحتاج إلى المساعدة في الذهاب إلى المرحاض بسبب المرض أو الإصابة أو العجز. يوجد كرسي صوان في بعض الأحيان عجلات للسماح بالنقل بسهولة إلى الحمام أو الدش
FOSHAN DONGFANG MEDICAL EQUIPMENT MANUFACTORY (LTD. | الصين | China | ME0000009136SFDAA00002 | WALKING STICK | UNDERARM MEDICAL CRUTCHES |  | دعامة رأسية خشبية أو معدنية تساعد في دعم شخص معاق أثناء المشي. تمتد العكازات من سطح المشي إلى الإبط أو الذراع
Shenzhen Launch Electrical Co. Ltd. | الصين | China | ME0000009141SFDAA00002 | Reusable ECG Electrode | Electrode
Shenzhen Launch Electrical Co Ltd | الصين | China | ME0000009152SFDAA00001 | ECG Cable | cable
Shanghai Kinmed Import and Export Co Ltd | الصين | China | ME0000002804SFDAA00002 | Isolation gown | Protective Gown
Shanghai Kinmed Import and Export Co Ltd | الصين | China | ME0000002804SFDAA00004 | Kinmed Face Mask | Face Mask
Shanghai Kinmed Import and Export Co Ltd | الصين | China | ME0000002804SFDAA00005 | Elastic Bandage | stretchable bandage
Shanghai Kinmed Import and Export Co Ltd | الصين | China | ME0000002804SFDAA00007 | non sterile lap sponges | NON STERILE LAP SPONGES
Shanghai Channelmed Import and Export Co Ltd Channelmed Group | الصين | China | ME0000009183SFDAA00001 | Channelmed Cotton Balls non Sterile | cotton balls
Shanghai Kinmed Import and Export Co Ltd | الصين | China | ME0000002804SFDAA00009 | ELASTIC BANDAGE | ELASTIC BANDAGE
Shanghai Nineluck Co Ltd | الصين | China | ME0000009185SFDAA00001 | Povidone Iodine Swabstick | Swabstick with tip of Povidone Iodine
Shanghai Nineluck Co Ltd | الصين | China | ME0000009185SFDAA00002 | Adhesive Plaster Zinc Oxide | Adhesive Zinc Oxide Plaster
Shanghai Channelmed Import and Export Co Ltd Channelmed Group | الصين | China | ME0000009183SFDAA00002 | Channelmed Plaster of Paris Bandage | plaster bandage
Shanghai Kinmed Import and Export Co Ltd | الصين | China | ME0000002804SFDAA00011 | isolation gown yellow colour elastic cuff | isolation gown
Shanghai Channelmed Import and Export Co Ltd Channelmed Group | الصين | China | ME0000009183SFDAA00004 | Channelmed Shoe Cover | Shoe Cover
Shanghai Channelmed Import and Export Co Ltd Channelmed Group | الصين | China | ME0000009183SFDAA00005 | Channelmed Orthopaedic Padding | Orthopedic padding
Shanghai Channelmed Import and Export Co Ltd Channelmed Group | الصين | China | ME0000009183SFDAA00007 | Channelmed Non Sterile Gauze Swabs with XRay | Gauze Swabs Xray detectable
Shanghai Channelmed Import and Export Co Ltd Channelmed Group | الصين | China | ME0000009183SFDAA00008 | Channelmed Bandage | bandage
Shanghai Channelmed Import and Export Co Ltd Channelmed Group | الصين | China | ME0000009183SFDAA00009 | Channelmed Isolation Gown | isolation gown
Shanghai Nineluck Co Ltd | الصين | China | ME0000009185SFDAA00003 | Lemon Glycerin Swabstick | Swabstick with tip of Lemon Glycerin
Shanghai Kinmed Import and Export Co. Ltd | الصين | China | ME0000009187SFDAA00001 | Non Sterile Gauze Swabs | Non Sterile Gauze Swabs
Shanghai Kinmed Import and Export Co. Ltd | الصين | China | ME0000009187SFDAA00003 | Isolation Gown | Isolation Gown
Shanghai Kinmed Import and Export Co. Ltd | الصين | China | ME0000009187SFDAA00004 | SHOE COVER | SHOE COVER
Shanghai Kinmed Import and Export Co. Ltd | الصين | China | ME0000009187SFDAA00005 | Caps | Caps
Shanghai Kinmed Import and Export Co. Ltd | الصين | China | ME0000009187SFDAA00006 | Face Mask | Face Mask
Suqian Green Glove Co. Ltd. | الصين | China | ME0000009189SFDAA00001 | Disposable Vinyl Glove Powder free | DisposableVinyl Glove Powder Free
Suzhou Sunmed Co LTD | الصين | China | ME0000009200SFDAA00001 | PHMCO Disposable Under pad Adult | Under Pad
Stryker Instruments | الصين | China | ME0000009223SFDAA00001 | Stryker System G™ Sterilization Case | Large Bone Powered Surgical Instruments
Stryker Endoscopy | الصين | China | ME0000009234SFDAA00001 | EDAM for Berchtold Camera System | SC3 HD Information Management System
Philips Medical Systems | الصين | China | ME0000009235SFDAA00001 | Disposable Abdominal Belt | Fetal Belt (Abdominal, Leg, Abdominal/Leg Belt)
Philips Medical Systems | الصين | China | ME0000009235SFDAA00002 | Efficia 50mm Chemical Thermal Paper, No Gridlines | Chemical Thermal Paper
wuhan Jianeryou health products co ltd | الصين | China | ME0000006099SFDAA00001 | Max care None sterile Gauze swab | None sterile Gauze swab
Great Mountain Medical Instruments Co., Ltd. | الصين | China | ME0000009251SFDAA00001 | FACE MASK | Face Mask
ANHUI GUOHONG INDUSTRIAL AND TRADING CO LTD | الصين | China | ME0000009100SFDAA00004 | JAMA MAXCARE CPE SHOE COVER | CPE SHOE COVER
Taizhou Economic Development Zone Maosheng Cotton Products Factory | الصين | China | ME0000009252SFDAA00001 | MAX CARE Dental Cotton Roll | Dental Cotton Roll
Great Mountain Medical Instruments Co., Ltd. | الصين | China | ME0000009251SFDAA00002 | Vinyl Gloves | Vinyl Gloves
One Top Protective Products Co Ltd | الصين | China | ME0000009250SFDAA00002 | Non Woven Face Mask | Face Mask with tie and with ear loop
HeFei JingCheng Plastic products co;ltd | الصين | China | ME0000009253SFDAA00001 | DISPOSABLE PAPER ROLL | Couch Roll
ANHUI GUOHONG INDUSTRIAL AND TRADING CO LTD | الصين | China | ME0000009100SFDAA00005 | JAMA MAXCARE YELLOW ISOLATION GOWN | isolation gown
Hefei Medicon Plastic Products Co Ltd | الصين | China | ME0000009254SFDAA00001 | MEDPROTECT® SALIVA EJECTOR | Saliva Ejector
Hefei Telijie Packaging Technology Co Ltd | الصين | China | ME0000009256SFDAA00001 | PERMEDI | SELF SEALING STERILIZATION POUCH
Hefei Telijie Packaging Technology Co Ltd | الصين | China | ME0000009256SFDAA00002 | PERMEDI | STERILIZATION REEL POUCH
Wuhan Jianeryou Health Products Co Ltd | الصين | China | ME0000009257SFDAA00001 | MAX CARE Gauze Roll | Gauze Roll
ANHUI GUOHONG INDUSTRIAL AND TRADING CO LTD | الصين | China | ME0000009100SFDAA00006 | JAMA MAXCARE Non woven Mob Cap | Non - woven Mob Cap
Hubei Zhongjian Medical Products Co.,Ltd | الصين | China | ME0000006105SFDAA00001 | MAX CARE Gauze Roll | Gauze Roll
Shanghai Kinmed Import and Export Co. Ltd | الصين | China | ME0000009187SFDAA00007 | NonWoven Shoe Cover | Shoe Cover
Guangdong Dayang Medical Technology Co. Ltd | الصين | China | ME0000009275SFDAA00001 | Electric Hospital Bed | Electric Bed
Guangdong Dayang Medical Technology Co. Ltd | الصين | China | ME0000009275SFDAA00002 | Manual Wheelchair | Manual Wheelchair
Guangdong Dayang Medical Technology Co. Ltd | الصين | China | ME0000009275SFDAA00003 | Rollator | Rollator
Shanghai Kinmed Import and Export Co. Ltd | الصين | China | ME0000009187SFDAA00010 | Face Mask | Face Mask
Guangdong Dayang Medical Technology Co. Ltd | الصين | China | ME0000009275SFDAA00004 | Electric Wheelchair | Electric Wheelchair
Shanghai Kinmed Import and Export Co. Ltd | الصين | China | ME0000009187SFDAA00011 | Isolation Gown | Isolation Gown
Shanghai Kinmed Import and Export Co. Ltd | الصين | China | ME0000009187SFDAA00012 | Elastic Bandage | Elastic Bandage
Shanghai Kinmed Import and Export Co. Ltd | الصين | China | ME0000009187SFDAA00013 | Non Sterile Gauze Swabs | Non Sterile Gauze Swabs
Ningbo Greetmed Medical Instruments Co Ltd | الصين | China | ME0000008948SFDAA00008 | Urine Drainage bag | Urine Bag
Danyang World Vision Co Ltd | الصين | China | ME0000009276SFDAA00001 | World Vision | Optical Lens
Asahi Lite Optical Co., Ltd | الصين | China | ME0000009571SFDAA00001 | TRIANO | SINGLE VISION PLASTIC LENS
Shenzhen Vivolight Medical Device & Technology Co.,Ltd. | الصين | China | ME0000009584SFDAA00001 | VIVOLIGHT | Projection Vein Finder
Shenzhen Vivolight Medical Device & Technology Co.,Ltd. | الصين | China | ME0000009584SFDAA00002 | VIVOLIGHT | Projection Vein Finder
Shanghai Kinmed Import and Export Co Ltd | الصين | China | ME0000002804SFDAA00016 | Caps | Caps
Shanghai Kinmed Import and Export Co Ltd | الصين | China | ME0000002804SFDAA00017 | Face Masks | Face Masks
Shanghai Kinmed Import and Export Co Ltd | الصين | China | ME0000002804SFDAA00018 | Isolation Gown | Isolation Gown
Shanghai Kinmed Import and Export Co Ltd | الصين | China | ME0000002804SFDAA00019 | Shoe cover | Shoe cover
Shanghai Channelmed Import and Export Co Ltd Channelmed Group | الصين | China | ME0000009183SFDAA00011 | CHANNELMED WHEELCHAIR | WHEELCHAIR
Shanghai Channelmed Import and Export Co Ltd Channelmed Group | الصين | China | ME0000009183SFDAA00012 | CHANNELMED WALKING STIKS | WALKING STIKS
Shanghai Channelmed Import and Export Co Ltd Channelmed Group | الصين | China | ME0000009183SFDAA00016 | Channelmed Cotton Balls non Sterile | cotton balls
Shanghai Channelmed Import and Export Co Ltd Channelmed Group | الصين | China | ME0000009183SFDAA00022 | CHANNELMED ZINC OXIDE ADHESIVE PLASTER | ZINC OXIDE ADHESIVE PLASTER
Shanghai Channelmed Import and Export Co Ltd Channelmed Group | الصين | China | ME0000009183SFDAA00023 | Channelmed Isolation Gown | Isolation Gown
Shanghai Channelmed Import and Export Co Ltd Channelmed Group | الصين | China | ME0000009183SFDAA00025 | Channelmed Non Sterile Gauze Swabs with XRay | Gauze Swabs Xray detectable
Shanghai Channelmed Import and Export Co Ltd Channelmed Group | الصين | China | ME0000009183SFDAA00027 | Channelmed Orthopaedic Padding | Orthopedic padding
Shanghai Channelmed Import and Export Co Ltd Channelmed Group | الصين | China | ME0000009183SFDAA00030 | Channelmed Face Mask | Face Mask
Shanghai Channelmed Import and Export Co Ltd Channelmed Group | الصين | China | ME0000009183SFDAA00031 | Channelmed Surgical cap Crimped cap Nurse cap Doctor cap | Surgical Cap
Shanghai Nineluck Co Ltd | الصين | China | ME0000009185SFDAA00010 | Silk Adhesive Tape Zinc Oxide | Silk Adhesive Tape
Shanghai Nineluck Co Ltd | الصين | China | ME0000009185SFDAA00012 | FLEXY NET Elastic Net Bandage | elastic net bandage
Shanghai Nineluck Co Ltd | الصين | China | ME0000009185SFDAA00013 | FLEXY TUBE | tubular support bandage
Shanghai Nineluck Co Ltd | الصين | China | ME0000009185SFDAA00015 | Orthopedic Bandage Cast Roll Padding | Orthopedic Bandage Cast Roll Padding
Shanghai Kinmed Import and Export Co Ltd | الصين | China | ME0000002804SFDAA00020 | isolation gown yellow colour elastic cuff | isolation gown
Shanghai Channelmed Import and Export Co Ltd Channelmed Group | الصين | China | ME0000009183SFDAA00034 | CHANNELMED CRUTCH | CRUTCH
Shanghai Channelmed Import and Export Co Ltd Channelmed Group | الصين | China | ME0000009183SFDAA00035 | CHANNELMED WALKER | WALKER
SHANGHAI NINELUCK CO. LTD | الصين | China | ME0000009705SFDAA00004 | Dispsable Mask Cone Type | Disposable Face Mask
SHANGHAI NINELUCK CO. LTD | الصين | China | ME0000009705SFDAA00005 | SURGICAL MASK DISPOSABLE | Disposable Face Mask
SHANGHAI NINELUCK CO. LTD | الصين | China | ME0000009705SFDAA00006 | EYE SHIELD MASK | Disposable Face Mask with Eyeshield
Shanghai Nineluck Co Ltd | الصين | China | ME0000009185SFDAA00018 | Disp. Nurse Caps | Disposable Nurse Caps
Advance International Corp. | الصين | China | ME0000009120SFDAA00002 | Face Masks | Face Masks
Shanghai Kinmed Import Export Co Ltd | الصين | China | ME0000009745SFDAA00001 | CAPS | CAPS
Shanghai Kinmed Import Export Co., Ltd. | الصين | China | ME0000009746SFDAA00001 | SHOE COVER | SHOE COVER
Shanghai Kinmed Import Export Co., Ltd. | الصين | China | ME0000009746SFDAA00002 | Isolation Gown | Isolation Gown
SHANGHAI WELL INDUSTRIES CO., LTD. | الصين | China | ME0000009747SFDAA00001 | VINYL DISPOSABLE POWDER FREE GLOVES | VINYL DISPOSABLE POWDER FREE GLOVES
Anhui Guohong Industrial & Trading Co.,Ltd | الصين | China | ME0000009748SFDAA00001 | Isolation Gown | Isolation Gown
Nanjing Fanyu Import and Export Trade Co Ltd | الصين | China | ME0000009749SFDAA00001 | PP Isolation Gown | PP Isolation Gown
DRAGON MEDICAL CO.,LTD | الصين | China | ME0000005712SFDAA00004 | Hospital bed table | Hospital bed table
DRAGON MEDICAL CO.,LTD | الصين | China | ME0000005712SFDAA00005 | Bedside cabinet | Bedside cabinet
DRAGON MEDICAL CO.,LTD | الصين | China | ME0000005712SFDAA00006 | Examination bed | Examination bed
DRAGON MEDICAL CO.,LTD | الصين | China | ME0000005712SFDAA00007 | Examination Chair | Examination Chair
DRAGON MEDICAL CO.,LTD | الصين | China | ME0000005712SFDAA00009 | Medical trolley | Medical trolley
DRAGON MEDICAL CO.,LTD | الصين | China | ME0000005712SFDAA00011 | Operating table | Operating table
DRAGON MEDICAL CO.,LTD | الصين | China | ME0000005712SFDAA00013 | Spine board | Spine board
DRAGON MEDICAL CO.,LTD | الصين | China | ME0000005712SFDAA00014 | Splints | Splints
DRAGON MEDICAL CO.,LTD | الصين | China | ME0000005712SFDAA00017 | Tourniquets | Tourniquets
DRAGON MEDICAL CO.,LTD | الصين | China | ME0000005712SFDAA00018 | Walking aids | Walking aids
Hubei Excelmed Non-Woven Products Co. Ltd. | الصين | China | ME0000010075SFDAA00001 | DOCTOR CAP | DOCTOR CAP
Hubei Excelmed Non-Woven Products Co. Ltd. | الصين | China | ME0000010075SFDAA00002 | NURSE CAP | NURSE CAP
Suqian Green Glove Co. Ltd. | الصين | China | ME0000009189SFDAA00002 | Powder free Vinyl Gloves non sterile | Powder Free Vinyl Gloves non sterile
Shanghai Kinmed Import & Export Co. Ltd. | الصين | China | ME0000005913SFDAA00004 | Isolation Gown Disposable | Isolation Gown Disposable
Sumbow Medical Instruments Co. Ltd. | الصين | China | ME0000010076SFDAA00001 | Face Mask | Face Mask
Hubei Excelmed Non-Woven Products Co. Ltd. | الصين | China | ME0000010075SFDAA00004 | Face Masks | Face Masks
Hubei Excelmed Non-Woven Products Co. Ltd. | الصين | China | ME0000010075SFDAA00005 | Hair Net Cap | Hair Net Cap
Guilin Woodpecker Medical Instruments Co., Ltd. | الصين | China | ME0000010181SFDAA00001 | O-Light | Curing Light
Spencer Italia Srl | الصين | China | ME0000008945SFDAA00003 | Davis Adult traction system | Traction immobilization system
Spencer Italia Srl | الصين | China | ME0000008945SFDAA00004 | Davis pediatric traction system | Traction immobilization system
Spencer Italia Srl | الصين | China | ME0000008945SFDAA00005 | STX592 restraint 2 pieces metal | Restraint belts
Spencer Italia Srl | الصين | China | ME0000008945SFDAA00006 | Rock Pin Spine board yellow W pins | Spine boards
Yongkang Jinkang Health Equipment Factory | الصين | China | ME0000007966SFDAA00003 | Chinese Cupping therapy | Chinese Cupping set
QINGDAO HIPROVE MEDICAL TECHNOLOGIES CO LTD | الصين | China | ME0000010382SFDAA00004 | GAUZE ROLL | COTTON ROLL
QINGDAO HIPROVE MEDICAL TECHNOLOGIES CO LTD | الصين | China | ME0000010382SFDAA00010 | ALCOHOL SWAB | SWAB
QINGDAO HIPROVE MEDICAL TECHNOLOGIES CO LTD | الصين | China | ME0000010382SFDAA00012 | NON WOVEN FACE MASK | FACIAL MASK
Shanghai Kinmed Import & Export Co., Ltd. | الصين | China | ME0000002566SFDAA00012 | FACE MASK 3PLY TIE ON BLUE COLOR | FACE MASK
China Meheco Co., Ltd. | الصين | China | ME0000010662SFDAA00001 | Mackintoch Cloth Roll | Mackintoch Cloth Roll
China Meheco Co., Ltd. | الصين | China | ME0000010662SFDAA00002 | ADHESIVE STRIP | ADHESIVE STRIP
China Meheco Co., Ltd. | الصين | China | ME0000010662SFDAA00003 | COTTON BALLS 250 GM | COTTON BALLS 250 GM
China Meheco Co., Ltd. | الصين | China | ME0000010662SFDAA00004 | NONWOVEN CAP | NONWOVEN CAP
China Meheco Co., Ltd. | الصين | China | ME0000010662SFDAA00005 | SHOE COVER DISPOSABLE | SHOE COVER DISPOSABLE
China Meheco Co., Ltd. | الصين | China | ME0000010662SFDAA00006 | STETHOSCOPE | STETHOSCOPE
Zhejiang Medicines & Health Products I/E Co., Ltd | الصين | China | ME0000010665SFDAA00001 | Enternal Feeding Bag/Feeding Set/Gravity Feeding Set | Enternal Feeding Bag/Feeding Set/Gravity Feeding Set
Zhejiang Medicines & Health Products I/E Co., Ltd | الصين | China | ME0000010665SFDAA00002 | Urine Bag | Urine Bag
Dynamic Techno Medicals Pvt. Ltd. | الصين | China | ME0000010729SFDAA00001 | DYNA COCK UP SPLINT | DYNA COCK UP SPLINT
GUANGZHOU JAAN MEDICAL CO LTD | الصين | China | ME0000010778SFDAA00001 | COTTON ROLL | COTTON ROLL
GUANGZHOU JAAN MEDICAL CO LTD | الصين | China | ME0000010778SFDAA00002 | FACE MASK | FACE MASK
GUANGZHOU JAAN MEDICAL CO LTD | الصين | China | ME0000010778SFDAA00003 | MICRO APPLICATOR | MICRO APPLICATOR
GUANGZHOU JAAN MEDICAL CO LTD | الصين | China | ME0000010778SFDAA00004 | FACE SHIELD | FACE SHIELD
GUANGZHOU JAAN MEDICAL CO LTD | الصين | China | ME0000010778SFDAA00005 | ISOLATION GOWN | ISOLATION GOWN
Anqing Yipak Packaging Material co ltd | الصين | China | ME0000010779SFDAA00001 | Nonwoven Wrapping Material | Nonwoven Wrapping Material
GUANGZHOU JAAN MEDICAL CO LTD | الصين | China | ME0000010778SFDAA00006 | ISOLATION GOWN | ISOLATION GOWN
GUANGZHOU JAAN MEDICAL CO LTD | الصين | China | ME0000010778SFDAA00007 | HEADREST COVER | HEADREST COVER
GUANGZHOU JAAN MEDICAL CO LTD | الصين | China | ME0000010778SFDAA00008 | CHAIR SLEEVE | CHAIR SLEEVE
GUANGZHOU JAAN MEDICAL CO LTD | الصين | China | ME0000010778SFDAA00009 | BARRIER FILM | BARRIER FILM
GUANGZHOU JAAN MEDICAL CO LTD | الصين | China | ME0000010778SFDAA00010 | DISPOSABLE DENTAL KIT | DISPOSABLE DENTAL KIT
GUANGZHOU JAAN MEDICAL CO LTD | الصين | China | ME0000010778SFDAA00011 | SUCTION TIPS | SUCTION TIPS
GUANGZHOU JAAN MEDICAL CO LTD | الصين | China | ME0000010778SFDAA00012 | SALIVA EJECTOR | SALIVA EJECTOR
GUANGZHOU JAAN MEDICAL CO LTD | الصين | China | ME0000010778SFDAA00013 | DENTAL BIBS | DENTAL BIBS
GUANGZHOU JAAN MEDICAL CO LTD | الصين | China | ME0000010778SFDAA00014 | FACE SHIELD | FACE SHIELD
XIANTAO FUSHI PROTECTIVE PRODUCTS CO., LTD | الصين | China | ME0000010813SFDAA00001 | Surgical mask with tie | Surgical mask
Shanghai Kinmed Import and Export Co Ltd | الصين | China | ME0000002804SFDAA00021 | Shoe Cover CPE | Shoe Cover
Shanghai Kinmed Import and Export Co Ltd | الصين | China | ME0000002804SFDAA00022 | Isolation Gown | Isolation Gown | non sterile Elastic Cuff, Knitted Cuff
Anquing Yipak Packaging Material Co. Ltd | الصين | China | ME0000010816SFDAA00001 | Bowie Dick Test Pack / Yipak | Bowie Dick Test Pack
Anquing Yipak Packaging Material Co. Ltd | الصين | China | ME0000010816SFDAA00002 | Sterilization Pouch / Yipak | Sterilziation Pouch
Anquing Yipak Packaging Material Co. Ltd | الصين | China | ME0000010816SFDAA00003 | Nonwoven wrapping material/Yipak | Nonwoven wrapping material
Anquing Yipak Packaging Material Co. Ltd | الصين | China | ME0000010816SFDAA00004 | Heat Sealing Sterilization Pouches / Yipak | Heat Sealing Sterilization Pouches
Anquing Yipak Packaging Material Co. Ltd | الصين | China | ME0000010816SFDAA00005 | Tyvek Plasma Sterilization Rolls / Yipak | Tyvek Plasma Sterilization Rolls
Anquing Yipak Packaging Material Co. Ltd | الصين | China | ME0000010816SFDAA00006 | Steam Sterilization Indicator Tapes / Yipak | Steam Sterilization Indicator Tapes
Anquing Yipak Packaging Material Co. Ltd | الصين | China | ME0000010816SFDAA00007 | Steam Sterilization Indicators / Yipak | Steam Sterilization Indicators
Anquing Yipak Packaging Material Co. Ltd | الصين | China | ME0000010816SFDAA00008 | Sterilization Paper bags / Yipak | Sterilization Paper bags
Shanghai Kinmed Import & Export Co., Ltd. | الصين | China | ME0000002566SFDAA00017 | GAUZE SWAB | GAUZE SWAB
Ningbo Yingmed Medical Instruments Co., Ltd | الصين | China | ME0000010833SFDAA00001 | Anesthesia Breathing System | Anesthesia Breathing System
Changyi MoCare Non woven Products Co Ltd | الصين | China | ME0000005168SFDAA00011 | Non Sterile Elastic Crepe Bandages | Non Sterile Elastic Crepe Bandages
Changyi MoCare Non woven Products Co Ltd | الصين | China | ME0000005168SFDAA00012 | Disposable Dental Bibs | Disposable Dental Bibs
Changyi MoCare Non woven Products Co Ltd | الصين | China | ME0000005168SFDAA00013 | Disposable Ear Thermometer Probe Covers | Disposable Ear Thermometer Probe Covers
Changyi MoCare Non woven Products Co Ltd | الصين | China | ME0000005168SFDAA00014 | Non Sterile Elastic Bandages | Non Sterile Elastic Bandages
Changyi MoCare Non woven Products Co Ltd | الصين | China | ME0000005168SFDAA00015 | Face Masks | Face Masks
Changyi MoCare Non woven Products Co Ltd | الصين | China | ME0000005168SFDAA00016 | Gauze Rolls | Gauze Rolls
Changyi MoCare Non woven Products Co Ltd | الصين | China | ME0000005168SFDAA00022 | Gauze Swabs | Gauze Swabs
HUBEI YINKANG MEDICAL EQUIPMENT CO LTD | الصين | China | ME0000010959SFDAA00001 | ELECTRICAL and MANUAL BED WITH MATTRESS | Basic electric hospital bed
Kenlife Medical Equipment Enterprise Co LTD | الصين | China | ME0000010975SFDAA00001 | Electric Bed | Electric Bed
GUANGDONG KAIYANG MEDICAL TECHNOLOGY GROUP CO., LTD. | الصين | China | ME0000010976SFDAA00001 | MANUAL WHEELCHAIR | MANUAL WHEELCHAIR |  | مساعدة الأشخاص الذين يعنون صعوبة بالمشي على الأعتماد على أنفسهم أثناء المشي
KLARITY MEDICAL & EQUIPMENT (GZ) CO., LTD. | الصين | China | ME0000010977SFDAA00001 | KLARITY | THERMOPLASTIC POLYMERIC SHEETS
JIANLIAN HOME CARE PRODUCTS CO., LTD | الصين | China | ME0000010978SFDAA00001 | WALKING STICK | WALKING STICK |  | عصا للمشي لمساعدة كبار السن و المعاقين و المرضى على المشي
JIANLIAN HOMECARE PRODUCTS CO., LTD. | الصين | China | ME0000010972SFDAA00002 | COMMODE CHAIR | COMMODE CHAIR |  | كرسي حمام لمساعدة كبار السن و المعاقين و المرضى على حمام
Foshan Nanhai KJT Rehabilitation Equipment Co., Lid. | الصين | China | ME0000010979SFDAA00001 | Walking Sticks | Walking Sticks |  | مشايات لمساعدة كبار السن والمعاقين والمرضى على المشي
Foshan Nanhai KJT Rehabilitation Equipment Co., Lid. | الصين | China | ME0000010979SFDAA00002 | Wheelchair | Wheelchair |  | كرسي متحرك
Foshan Nanhai KJT Rehabilitation Equipment Co., LTD. | الصين | China | ME0000010980SFDAA00001 | Walkers | Walkers |  | مشايات لمساعدة كبار السن والمعاقين والمرضى على المشي
Foshan Nanhai KJT Rehabilitation Equipment Co., Lid. | الصين | China | ME0000010979SFDAA00003 | Commode Chair | Commode Chair |  | كرسي صوان
Jianlian Homecare Products Co Ltd | الصين | China | ME0000009201SFDAA00008 | Walker | Walker |  | مشايات لمساعدة كبار السن والمعاقين والمرضى على المشي
ZHI WEI NEC TECH COMPANY LIMITED | الصين | China | ME0000010984SFDAA00001 | POWERED WHEELCHAIR | POWERED WHEELCHAIR |  | يستخدم لمساعدة المرضى و كبار السن في التنقل
DAEJEON DAEMYUNG OPTICAL HANGZHOU CO LTD | الصين | China | ME0000010990SFDAA00001 | DAGAS | Spectacle Frames
Nanjing Joncn Science & Technology CO. ltd | الصين | China | ME0000008461SFDAA00001 | Tools Trolley | Instrument Trolley
Wellmed Dental Medical Supply Co Ltd | الصين | China | ME0000011006SFDAA00001 | Barrier Film | Barrier Film
Wellmed Dental Medical Supply Co Ltd | الصين | China | ME0000011006SFDAA00002 | Face Mask | Face Mask
Wellmed Dental Medical Supply Co Ltd | الصين | China | ME0000011006SFDAA00003 | Suction Tips | Suction Tips
Wellmed Dental Medical Supply Co Ltd | الصين | China | ME0000011006SFDAA00004 | Impression Trays | Impression Trays
Wellmed Dental Medical Supply Co Ltd | الصين | China | ME0000011006SFDAA00005 | Suction Tips | Suction Tips
Wellmed Dental Medical Supply Co Ltd | الصين | China | ME0000011006SFDAA00006 | Micro Applicators Tips | Micro Applicators Tips
TIANCHANG KANGTEMEI PROTECTIVE PRODUCTS CO. LTD | الصين | China | ME0000011079SFDAA00002 | NON SLIP SHOE COVER | Disposable Shoe Cover | Spreading out the shoes cover extend you feet into the two shoes cover for the shoes can be bundled and your comfortable please fine tune the shoes cover
TIANCHANG KANGTEMEI PROTECTIVE PRODUCTS CO. LTD | الصين | China | ME0000011079SFDAA00004 | Disposable Face Mask | Face Mask With Tie
TIANCHANG KANGTEMEI PROTECTIVE PRODUCTS CO. LTD | الصين | China | ME0000011079SFDAA00005 | Disposable Face Mask | Face Mask With Elastic Band
Yongkang Jinkang Health Equipment Factory | الصين | China | ME0000007966SFDAA00004 | Chinese Cupping Set | Vacuum Cupping Device |  | مجموعة الحجامة الاسلامية
Jianlian Homecare Products Co Ltd | الصين | China | ME0000009201SFDAA00009 | Hospital bed and accessories | Hospital bed and accessories
PLANET SUZHOU MEDICAL PRODUCTS CO LTD | الصين | China | ME0000011390SFDAA00001 | Gauze bandage | Gauze Pads
Foshan Nanhai KJT Rehabilitation Equipment Co Ltd | الصين | China | ME0000007748SFDAA00005 | Walking stick | Walking stick
PLANET SUZHOU MEDICAL PRODUCTS CO LTD | الصين | China | ME0000011390SFDAA00002 | crepe bandage | BANDAGE
PLANET SUZHOU MEDICAL PRODUCTS CO LTD | الصين | China | ME0000011390SFDAA00003 | Elastic bandage | BANDAGE
PLANET SUZHOU MEDICAL PRODUCTS CO LTD | الصين | China | ME0000011390SFDAA00004 | plaster strip kid | plaster strip
Foshan Nanhai KJT Rehabilitation Equipment Co Ltd | الصين | China | ME0000007748SFDAA00006 | HMC WHEELCHAIR | WHEELCHAIR
PLANET SUZHOU MEDICAL PRODUCTS CO LTD | الصين | China | ME0000011390SFDAA00005 | PE TAPE | Medical tape
PLANET SUZHOU MEDICAL PRODUCTS CO LTD | الصين | China | ME0000011390SFDAA00006 | Zinc oxide tape | Medical tape
PLANET SUZHOU MEDICAL PRODUCTS CO LTD | الصين | China | ME0000011390SFDAA00007 | FRAGRANCE BANDAGE JASMINE | ADHESIVE BANDAGES
PLANET SUZHOU MEDICAL PRODUCTS CO LTD | الصين | China | ME0000011390SFDAA00008 | COOLING PADS | COOLING HEADACHE PATCH
PLANET SUZHOU MEDICAL PRODUCTS CO LTD | الصين | China | ME0000011390SFDAA00009 | Clear Waterproof regular bandage | ADHESIVE BANDAGES
PLANET SUZHOU MEDICAL PRODUCTS CO LTD | الصين | China | ME0000011390SFDAA00010 | Active Tan Lite bandages | ADHESIVE BANDAGES
PLANET SUZHOU MEDICAL PRODUCTS CO LTD | الصين | China | ME0000011390SFDAA00011 | FINGER STRIP | ADHESIVE BANDAGES
Foshan Nanhai KJT Rehabilitation Equipment Co Ltd | الصين | China | ME0000007748SFDAA00008 | COMMODE CHAIR | commode chair
Foshan Nanhai KJT Rehabilitation Equipment Co Ltd | الصين | China | ME0000007748SFDAA00009 | COMMODE CHAIR | commode chair
PLANET SUZHOU MEDICAL PRODUCTS CO LTD | الصين | China | ME0000011390SFDAA00012 | Gauze Pads | Gauze Pads
Foshan Nanhai KJT Rehabilitation Equipment Co Ltd | الصين | China | ME0000007748SFDAA00010 | WHEELCHAIR | wheelchair
PLANET SUZHOU MEDICAL PRODUCTS CO LTD | الصين | China | ME0000011390SFDAA00014 | COMMODE CHAIR | commode chair
PLANET SUZHOU MEDICAL PRODUCTS CO LTD | الصين | China | ME0000011390SFDAA00015 | Walking stick | Walking stick
PLANET SUZHOU MEDICAL PRODUCTS CO LTD | الصين | China | ME0000011390SFDAA00016 | Alcohol cleansing pad | Alcohol cleaning pad
PLANET SUZHOU MEDICAL PRODUCTS CO LTD | الصين | China | ME0000011390SFDAA00017 | crepe bandage | BANDAGE
PLANET SUZHOU MEDICAL PRODUCTS CO LTD | الصين | China | ME0000011390SFDAA00018 | Elastic bandage | BANDAGE
PLANET SUZHOU MEDICAL PRODUCTS CO LTD | الصين | China | ME0000011390SFDAA00019 | Gauze Pads Non woven | Gauze Pads
PLANET SUZHOU MEDICAL PRODUCTS CO LTD | الصين | China | ME0000011390SFDAA00020 | HEATPAD | heat pads
PLANET SUZHOU MEDICAL PRODUCTS CO LTD | الصين | China | ME0000011390SFDAA00021 | silk tape | Medical tape
YONKONG JIKANG HEALTH EQUIPMENT FACTORY | الصين | China | ME0000011680SFDAA00001 | Chinese Cupping Set | Chinese Cupping Set
Shanghai Nineluck Co., Ltd. | الصين | China | ME0000011755SFDAA00001 | Steri-Swab | Alcohol Swab
Shanghai Nineluck Co., Ltd. | الصين | China | ME0000011755SFDAA00002 | Flexy Net Elastic Net Bandages | Elastic Net Bandages
Shangdong Intco Medical Products Co., Ltd. | الصين | China | ME0000011756SFDAA00001 | Vinyl Gloves | Vinyl Gloves
Anqing Yipak Packaging Material Co., Ltd. | الصين | China | ME0000008062SFDAA00005 | YIPAK Bowie-Dick Test Pack | Bowie Dick Test Pack
Anhui Powerguard Technology Co. Ltd | الصين | China | ME0000011761SFDAA00001 | SAFETOUCH | VINYL EXAMINATION GLOVES
Weifang Yuanhua Plastic Products Co. Ltd | الصين | China | ME0000011762SFDAA00001 | SAFETOUCH | HDPE APRON
Weifang Yuanhua Plastic Products Co. Ltd | الصين | China | ME0000011762SFDAA00002 | SAFETOUCH | HDPE GLOVES
Shanghai Chongjen Industry Co. Ltd. | الصين | China | ME0000011765SFDAA00002 | ALNOOR | VINYL EXAMINATION GLOVES
Shanghai Kinmed Import & Export Co., Ltd. | الصين | China | ME0000002566SFDAA00023 | Face Mask | Face Mask
Sunsmed Protective Products Ltd | الصين | China | ME0000012063SFDAA00001 | Isolation gown | Isolation gown
Taian Dalu Medical Instrument Co. Ltd | الصين | China | ME0000012066SFDAA00001 | Aerosol Chamber | Spacer of Aerosol Chamber |  | الجهاز مصنوع من حجرة لاستقبال جرعة المستنشق من مادة ال PTEG والتي تقاوم التصاق حبيبات الدواء وكذلك من ثلالث صمامات لتنظم دخول وخروج الهواء فيساعد المرضي علي سهولة اخذ جرعة المستنشق كاملة
Taian Dalu Medical Instrument Co. Ltd. | الصين | China | ME0000012067SFDAA00001 | Aerosol Chamber for Children | Spacer of Aerosol Chamber |  | الجهاز مصنوع من حجرة لاستقبال جرعة المستنشق من مادة ال PTEG والتي تقاوم التصاق حبيبات الدواء وكذلك من ثلالث صمامات لتنظم دخول وخروج الهواء فيساعد المرضي علي سهولة اخذ جرعة المستنشق كاملة
Taian Dalu Medical Instrument Co. Ltd. | الصين | China | ME0000012067SFDAA00002 | Aerosol Chamber for infants | Spacer for Aerosol Chamber |  | الجهاز مصنوع من حجرة لاستقبال جرعة المستنشق من مادة ال PTEG والتي تقاوم التصاق حبيبات الدواء وكذلك من ثلالث صمامات لتنظم دخول وخروج الهواء فيساعد المرضي علي سهولة اخذ جرعة المستنشق كاملة
Longood Medicine ( Beijing) Co.,Ltd | الصين | China | ME0000012092SFDAA00002 | Alcohol Pad ( Wipe) | 70% Isopropyl Alcohol
Longood Medicine ( Beijing) Co.,Ltd | الصين | China | ME0000012092SFDAA00003 | Acne Removal Swabstick | Easy to break-off cleaning and disinfecting swabstick
Zhejiang Hongyu Medical Commodity Co., Ltd. | الصين | China | ME0000005699SFDAA00002 | Smileplus blister plasters | Bandage
YANGZHOU SUPER UNION IMPORT&EXPORT CO., LTD. | الصين | China | ME0000009116SFDAA00020 | Non sterile gauze swabs | Gauze swab non sterile
YANGZHOU SUPER UNION IMPORT&EXPORT CO., LTD. | الصين | China | ME0000009116SFDAA00021 | Vinyl gloves | Vinyl gloves
YANGZHOU SUPER UNION IMPORT&EXPORT CO., LTD. | الصين | China | ME0000009116SFDAA00022 | Face mask | Face mask
YANGZHOU SUPER UNION IMPORT&EXPORT CO., LTD. | الصين | China | ME0000009116SFDAA00023 | Latex examination gloves | Disposable medical latex examination gloves
YANGZHOU SUPER UNION IMPORT&EXPORT CO., LTD. | الصين | China | ME0000009116SFDAA00024 | Nitrile Gloves | Nitrile gloves
YANGZHOU SUPER UNION IMPORT&EXPORT CO., LTD. | الصين | China | ME0000009116SFDAA00025 | Elastic bandage | High elastic bandage
YANGZHOU SUPER UNION IMPORT&EXPORT CO., LTD. | الصين | China | ME0000009116SFDAA00026 | Alcohol swab | Alcohol pad
Henan Kangdi Medical Devices Co Ltd | الصين | China | ME0000012099SFDAA00001 | OPTCOOL Cooling Gel Patch | Cooling Gel Patch |  | كماده تبريد جل
Guangdong Dayang Medical Technology Co. Ltd. | الصين | China | ME0000012114SFDAA00001 | COMMODE CHAIR | COMMODE CHAIR
WUHAN TOPMED TRADING CO.,LTD | الصين | China | ME0000012131SFDAA00001 | Dandy Nurse cap | Nurse cap
XIANYANG YIHE NON-WOVEN CO.,LTD | الصين | China | ME0000012132SFDAA00001 | Dandy strip cap | Nurse strip cap
XIANYANG YIHE NON-WOVEN CO.,LTD | الصين | China | ME0000012132SFDAA00002 | Dandy Face Mask | NON-WOVEN FACE MASK
WUHAN TOPMED TRADING CO.,LTD | الصين | China | ME0000012131SFDAA00002 | Dandy face mask | Face mask
XIANYANG YIHE NON-WOVEN CO.,LTD | الصين | China | ME0000012132SFDAA00003 | DANDY Isolation Gown | Isolation Gown
jiangsu jaysun glove co.,ltd | الصين | China | ME0000012133SFDAA00001 | vinyl gloves -powder free | VINYL GLOVES
TOPWIN (HUBEI) MEDICAL PRODUCTS MANUFACTURER | الصين | China | ME0000012134SFDAA00001 | FACE MASK | FACE MASK
WUHAN TOPMED TRADING CO.,LTD | الصين | China | ME0000012131SFDAA00003 | DANDY Isolation Gown | Isolation Gown
TRIBEST DENTAL PRODUCTS CO LTD | الصين | China | ME0000012363SFDAA00001 | Prophy brush | Prophy brush
TRIBEST DENTAL PRODUCTS CO LTD | الصين | China | ME0000012363SFDAA00002 | Saliva Ejector | Saliva Ejector
TRIBEST DENTAL PRODUCTS CO LTD | الصين | China | ME0000012363SFDAA00003 | Universal barrier film and Plastic Sleeve | Universal barrier film and Plastic sleeve
TRIBEST DENTAL PRODUCTS CO LTD | الصين | China | ME0000012363SFDAA00004 | Plastic Tip | Plastic tip
TRIBEST DENTAL PRODUCTS CO LTD | الصين | China | ME0000012363SFDAA00005 | Polish Cup | Prophy Brush
Dentsply Professional | الصين | China | ME0000012365SFDAA00001 | Nupro Disposable Dual Arch Fluoride Trays | Nupro Dual Arch Fluoride Tray
Anqing Yipak Packaging Material co ltd | الصين | China | ME0000010779SFDAA00003 | Plasma Indicator strip | Plasma Indicator Strip
Anqing Yipak Packaging Material co ltd | الصين | China | ME0000010779SFDAA00004 | MEDICAL STERILIZATION CREPE PAPER | STERILIZATION PAPER
Anqing Yipak Packaging Material co ltd | الصين | China | ME0000010779SFDAA00005 | NonWoven Wrapping Sheet | NonWoven Wrapping Sheet
Anqing Yipak Packaging Material co ltd | الصين | China | ME0000010779SFDAA00007 | STEAM STERILIZATION FLAT ROLL | STEAM STERILIZATION FLAT ROLL
Anqing Yipak Packaging Material co ltd | الصين | China | ME0000010779SFDAA00008 | TYVEK PLASMA STERILIZATION ROLL | PLASMA STERILIZATION ROLL
Chengdu FulCare Trading Co Ltd | الصين | China | ME0000012372SFDAA00001 | Rapid Readout Biological Indicator | Bacillus Stearothermophilus indicator
Wuhan Aimmax Trade Co Ltd | الصين | China | ME0000012373SFDAA00001 | Isolation Gown | Isolation Gown
Wuhan Aimmax Trade Co Ltd | الصين | China | ME0000012373SFDAA00002 | Non Woven Face Mask | Non Woven Face Mask
Xiantao Yinhong Protective Products Co Ltd | الصين | China | ME0000009111SFDAA00002 | Disposable Coverall | Disposable Coverall
Xiantao Yinhong Protective Products Co Ltd | الصين | China | ME0000009111SFDAA00003 | Disposable Beard Cover | Disposable Beard Cover
Xiantao Yinhong Protective Products Co Ltd | الصين | China | ME0000009111SFDAA00004 | Disposable Face Mask | Disposable Face Mask
Xiantao Yinhong Protective Products Co Ltd | الصين | China | ME0000009111SFDAA00005 | Visitor Gown | Visitor Gown
Xiantao Yinhong Protective Products Co Ltd | الصين | China | ME0000009111SFDAA00006 | Disposable Mob Cap | Disposable Mob Cap
Xiantao Yinhong Protective Products Co Ltd | الصين | China | ME0000009111SFDAA00007 | Disposable Shoe Cover | Disposable Shoe Cover
Sumbow Medical Instruments Co. Ltd. | الصين | China | ME0000010076SFDAA00002 | Alcohol Swab Pad | NON-WOOVEN SWABS - ALCOHOL SWAB PADS
Sumbow Medical Instruments Co. Ltd. | الصين | China | ME0000010076SFDAA00003 | Face Mask | Non woven Face Mask
Sumbow Medical Instruments Co. Ltd. | الصين | China | ME0000010076SFDAA00004 | Gauze Swab | Gauze Swab
XINYANG YIHE NON-WOVEN CO., LTD | الصين | China | ME0000012444SFDAA00001 | Safemax Face mask Earloop | Face mask earloop
XINYANG YIHE NON-WOVEN CO., LTD | الصين | China | ME0000012444SFDAA00002 | Safemax Face mask Tieon | Face mask Tieon
XINYANG YIHE NON-WOVEN CO., LTD | الصين | China | ME0000012444SFDAA00003 | Safemax isolation gown | isolation gown
Xiantao zhongtai protective products co LTD | الصين | China | ME0000010835SFDAA00007 | Surgical Face Mask | Surgical Face Mask
Xiantao zhongtai protective products co LTD | الصين | China | ME0000010835SFDAA00008 | Surgical Cap | Surgical Cap
Yongkang Jinkang Health Equipment Factory | الصين | China | ME0000007966SFDAA00005 | ABC الحجامة الاسلامية | Chinese Cupping set
XianTao YinHong Protective Products Co.,Ltd | الصين | China | ME0000012877SFDAA00001 | FACE MASK with elastic ear-loop | Face MAsk
YONKONG JINKANG HEALTH EQUIPMENT FACTORY | الصين | China | ME0000012885SFDAA00001 | Chinese Cupping set | Vacuum Cupping Device |  | مجموعة الحجامة الإسلامية
SURGIMED MEDICAL SUPPLIES CO.Ltd | الصين | China | ME0000012928SFDAA00001 | Crepe Bandage Non sterile | Crepe Bandage
Surgimed Medical Supplies Co., Ltd. | الصين | China | ME0000012929SFDAA00001 | SURGIMED Elastic Bandage | Elastic Bandage
Surgimed Medical Supplies Co., Ltd. | الصين | China | ME0000012929SFDAA00002 | SURGIMED Examination Gloves vinyl , Non sterile | Examination Gloves vinyl , Non sterile
Sumbow Medical Instruments Co., Ltd. | الصين | China | ME0000005771SFDAA00065 | ALCOHOL SWAB PAD | ALCOHOL SWAB PAD
Sumbow Medical Instruments Co., Ltd. | الصين | China | ME0000005771SFDAA00066 | Vinyl Examination Gloves | Vinyl Examination Gloves
Sumbow Medical Instruments Co., Ltd. | الصين | China | ME0000005771SFDAA00067 | Gauze Swab | Gauze Swab
Sumbow Medical Instruments Co., Ltd. | الصين | China | ME0000005771SFDAA00070 | SURGEON CAP | SURGEON CAP
Sumbow Medical Instruments Co., Ltd. | الصين | China | ME0000005771SFDAA00072 | STRIP CAP | STRIP CAP
Ningbo Pinmed Instruments Co Ltd | الصين | China | ME0000010623SFDAA00001 | Isolation Gown | Isolation Gown | Isolation Gown - (Long sleeve with knitted Cuff, with belt, yellow color, non-sterile)
WENZHOU HIEASY IMPORT&EXPORT COMPANY LIMITED | الصين | China | ME0000013114SFDAA00001 | B&D | Wonderful Eyewear |  | نظارة للقراءة
WENZHOU HIEASY IMPORT&EXPORT COMPANY LIMITED | الصين | China | ME0000013114SFDAA00002 | B&D | Wonderful Eyewear |  | نظارة للقراءة
WENZHOU HIEASY IMPORT&EXPORT COMPANY LIMITED | الصين | China | ME0000013114SFDAA00003 | B&D | Wonderful Eyewear |  | نظارة للقراءة
WENZHOU HIEASY IMPORT&EXPORT COMPANY LIMITED | الصين | China | ME0000013114SFDAA00004 | B&D | Wonderful Eyewear |  | نظارة للقراءة
WENZHOU HIEASY IMPORT&EXPORT COMPANY LIMITED | الصين | China | ME0000013114SFDAA00005 | B&D | Wonderful Eyewear |  | نظارة للقراءة
WENZHOU HIEASY IMPORT&EXPORT COMPANY LIMITED | الصين | China | ME0000013114SFDAA00006 | B&D | Wonderful Eyewear |  | نظارة للقراءة
WENZHOU HIEASY IMPORT&EXPORT COMPANY LIMITED | الصين | China | ME0000013114SFDAA00007 | B&D | Wonderful Eyewear |  | نظارة للقراءة
WENZHOU HIEASY IMPORT&EXPORT COMPANY LIMITED | الصين | China | ME0000013114SFDAA00008 | B&D | Wonderful Eyewear |  | نظارة للقراءة
WENZHOU HIEASY IMPORT&EXPORT COMPANY LIMITED | الصين | China | ME0000013114SFDAA00009 | B&D | Wonderful Eyewear |  | نظارة للقراءة
WENZHOU HIEASY IMPORT&EXPORT COMPANY LIMITED | الصين | China | ME0000013114SFDAA00010 | B&D | Wonderful Eyewear |  | نظارة للقراءة
WENZHOU HIEASY IMPORT&EXPORT COMPANY LIMITED | الصين | China | ME0000013114SFDAA00011 | B&D | Wonderful Eyewear |  | نظارة للقراءة
WENZHOU HIEASY IMPORT&EXPORT COMPANY LIMITED | الصين | China | ME0000013114SFDAA00012 | B&D | Wonderful Eyewear |  | نظارة للقراءة
WENZHOU HIEASY IMPORT&EXPORT COMPANY LIMITED | الصين | China | ME0000013114SFDAA00013 | B&D | Wonderful Eyewear |  | نظارة للقراءة
WENZHOU HIEASY IMPORT&EXPORT COMPANY LIMITED | الصين | China | ME0000013114SFDAA00014 | B&D | Wonderful Eyewear |  | نظارة للقراءة
WENZHOU HIEASY IMPORT&EXPORT COMPANY LIMITED | الصين | China | ME0000013114SFDAA00015 | B&D | Wonderful Eyewear |  | نظارة للقراءة
WENZHOU HIEASY IMPORT&EXPORT COMPANY LIMITED | الصين | China | ME0000013114SFDAA00016 | B&D | Wonderful Eyewear |  | نظارة للقراءة
WENZHOU HIEASY IMPORT&EXPORT COMPANY LIMITED | الصين | China | ME0000013114SFDAA00017 | B&D | Wonderful Eyewear |  | نظارة للقراءة
WENZHOU HIEASY IMPORT&EXPORT COMPANY LIMITED | الصين | China | ME0000013114SFDAA00018 | B&D | Wonderful Eyewear |  | نظارة للقراءة
WENZHOU HIEASY IMPORT&EXPORT COMPANY LIMITED | الصين | China | ME0000013114SFDAA00019 | B&D | Wonderful Eyewear |  | نظارة للقراءة
WENZHOU HIEASY IMPORT&EXPORT COMPANY LIMITED | الصين | China | ME0000013114SFDAA00020 | B&D | Wonderful Eyewear |  | نظارة للقراءة
WENZHOU HIEASY IMPORT&EXPORT COMPANY LIMITED | الصين | China | ME0000013114SFDAA00021 | B&D | Wonderful Eyewear |  | نظارة للقراءة
WENZHOU HIEASY IMPORT&EXPORT COMPANY LIMITED | الصين | China | ME0000013114SFDAA00022 | B&D | Wonderful Eyewear |  | نظارة للقراءة
WENZHOU HIEASY IMPORT&EXPORT COMPANY LIMITED | الصين | China | ME0000013114SFDAA00023 | B&D | Wonderful Eyewear |  | نظارة للقراءة
WENZHOU HIEASY IMPORT&EXPORT COMPANY LIMITED | الصين | China | ME0000013114SFDAA00024 | B&D | Wonderful Eyewear |  | نظارة للقراءة
WENZHOU HIEASY IMPORT&EXPORT COMPANY LIMITED | الصين | China | ME0000013114SFDAA00025 | B&D | Wonderful Eyewear |  | نظارة للقراءة
WENZHOU HIEASY IMPORT&EXPORT COMPANY LIMITED | الصين | China | ME0000013114SFDAA00026 | B&D | Wonderful Eyewear |  | نظارة للقراءة
ZHEJIANG HINDAR OPTICAL CO.,LTD. | الصين | China | ME0000013116SFDAA00001 | READING GLASSES | HINDAR OPTICAL |  | نظارة للقراءة
YANGZHOU HONGYUAN RUBBER&PLASTICPRODUCTS CO.,LTD. | الصين | China | ME0000013117SFDAA00001 | hot water bottle | YANGZHOU GROUP |  | كمادات ماء ساخن حجم لتر
YANGZHOU HONGYUAN RUBBER&PLASTICPRODUCTS CO.,LTD. | الصين | China | ME0000013117SFDAA00002 | hot water bottle | YANGZHOU GROUP |  | كمادات ماء ساخن 2 لتر
YANGZHOU HONGYUAN RUBBER&PLASTICPRODUCTS CO.,LTD. | الصين | China | ME0000013117SFDAA00003 | neck and shoulder hot water bottle | YANGZHOU GROUP |  | كمادات ماء ساخن للرقبة والأكتاف
WENZHOU HIEASY IMPORT&EXPORT COMPANY LIMITED | الصين | China | ME0000013114SFDAA00027 | B&D | Wonderful Eyewear |  | نظارة للقراءة
Koollook International,Ltd. | الصين | China | ME0000013118SFDAA00001 | READING GLASSES | Koollook |  | نظارة للقراءة
ZHEJIANG HINDAR OPTICAL CO.,LTD. | الصين | China | ME0000013116SFDAA00002 | READING GLASSES | HINDAR OPTICAL |  | نظارة للقراءة
Guangdong Dayang Medical Technology Co Ltd | الصين | China | ME0000006205SFDAA00015 | DAYANG MEDICAL | WHEEL CHAIR
Foshan Nanhai KJT Rehabilitation Equipment Co Ltd | الصين | China | ME0000007748SFDAA00011 | Wheelchair | Wheelchair
FAZZINI SRL | الصين | China | ME0000013128SFDAA00001 | Fazzini Stethoscope | Stethoscope
Tianjin Grand Paper Industry Co., Ltd., | الصين | China | ME0000013130SFDAA00002 | ZOLL 90MM X 90MM X 200 SHEET | ZOLL 90MM X 90MM X 200 SHEET
Tianjin Grand Paper Industry Co., Ltd., | الصين | China | ME0000013130SFDAA00003 | EEG paper FV400/30 397MMX300X1000SH | EEG paper FV400/30 397MMX300X1000SH
SUMBOW MEDICAL INSTRUMENTS CO.LTD | الصين | China | ME0000013132SFDAA00001 | DISPOSABLE SURGICAL GOWNS | DISPOSABLE SURGICAL GOWNS
Sumbow Medical Instruments Co Ltd | الصين | China | ME0000008949SFDAA00004 | ALCOHOL SWAB | ALCOHOL SWAB PAD
Sumbow Medical Instruments Co Ltd | الصين | China | ME0000008949SFDAA00005 | SURGICAL GOWN ISOLATION GOWN | DISPOSABLE SURGICAL GOWNS
Shanghai Kinmed Import & Export Co., Ltd. | الصين | China | ME0000002566SFDAA00024 | Isolation Gown | Isolation Gown
Shanghai Kinmed Import & Export Co., Ltd. | الصين | China | ME0000002566SFDAA00025 | Face Masks | Face Masks
Sumbow Medical Instruments Co., Ltd. | الصين | China | ME0000005771SFDAA00074 | SUMBOW | NON STERILE WOODEN TONGUE DEPRESSOR
Sumbow Medical Instruments Co., Ltd. | الصين | China | ME0000005771SFDAA00075 | SUMBOW | DISPOSABLE RAZOR
Nanjing Joncn Science and Technology Co Ltd | الصين | China | ME0000013438SFDAA00001 | Medical Trolley | Medical Trolley
Nanjing Joncn Science & Technology Co., Ltd. | الصين | China | ME0000013439SFDAA00001 | Medical Trolley | Medical Trolley
Hubei Qianjiang Kingphar Medical Material Co Ltd | الصين | China | ME0000008834SFDAA00002 | Crepe Bandage | Crepe Bandage
Hubei Qianjiang Kingphar Medical Material Co Ltd | الصين | China | ME0000008834SFDAA00003 | Gauze Swabs Non Sterile | Gauze Swabs Non Sterile
Hubei Qianjiang Kingphar Medical Material Co Ltd | الصين | China | ME0000008834SFDAA00004 | Gauze Swabs Non Sterile | Gauze Swabs Non Sterile
Shanghai Kinmed Import and Export Co Ltd | الصين | China | ME0000013476SFDAA00001 | Isolation Gown | Isolation Gown
JIAXING U LIFE MEDICAL DEVICE TECHNOLOGY CO LTD | الصين | China | ME0000013477SFDAA00001 | Surgical Gown | Surgical Gown
Shanghai Kinmed Import and Export Co Ltd | الصين | China | ME0000013476SFDAA00002 | Caps | Caps
JIAXING U LIFE MEDICAL DEVICE TECHNOLOGY CO LTD | الصين | China | ME0000013477SFDAA00002 | Face Mask | Face Mask
JIAXING U LIFE MEDICAL DEVICE TECHNOLOGY CO LTD | الصين | China | ME0000013477SFDAA00003 | Medical Container | Medical Container
JIAXING U LIFE MEDICAL DEVICE TECHNOLOGY CO LTD | الصين | China | ME0000013477SFDAA00004 | Autoclave Indicator Tape | Autoclave Indicator Tape
JIAXING U LIFE MEDICAL DEVICE TECHNOLOGY CO LTD | الصين | China | ME0000013477SFDAA00005 | First Aid Band | First Aid Band
JIAXING U LIFE MEDICAL DEVICE TECHNOLOGY CO LTD | الصين | China | ME0000013477SFDAA00006 | Universal Tourniquet | Universal Tourniquet
JIAXING U LIFE MEDICAL DEVICE TECHNOLOGY CO LTD | الصين | China | ME0000013477SFDAA00007 | Foot Rocker | Foot Rocker
JIAXING U LIFE MEDICAL DEVICE TECHNOLOGY CO LTD | الصين | China | ME0000013477SFDAA00008 | Cervical Collar | Cervical Collar
Shanghai Kinmed Import and Export Co Ltd. | الصين | China | ME0000013478SFDAA00001 | Absorbent Cotton Roll | Absorbent Cotton Roll
Universe Optical MFG Co Ltd | الصين | China | ME0000000064SFDAA00001 | Valtisto | Spectacle lens
Universe Optical MFG Co Ltd | الصين | China | ME0000000064SFDAA00002 | Ebn khaldoon Optics | Spectacle lens
Universe Optical MFG Co Ltd | الصين | China | ME0000000064SFDAA00003 | Valtisto | Spectacle lens
Universe Optical MFG Co Ltd | الصين | China | ME0000000064SFDAA00004 | Valtisto | Spectacle lens
Universe Optical MFG Co Ltd | الصين | China | ME0000000064SFDAA00005 | Valtisto | Spectacle Lens
Guangdong Kaiyang Medical Technology Group Co.Ltd. | الصين | China | ME0000000210SFDAA00025 | KAIYANG | Hospital Bed
Guangdong Kaiyang Medical Technology Group Co.Ltd. | الصين | China | ME0000000210SFDAA00026 | KAIYANG | WHEEL CHAIR
Guangdong Kaiyang Medical Technology Group Co.Ltd. | الصين | China | ME0000000210SFDAA00027 | KAIYANG | WHEEL CHAIR
Guangdong Kaiyang Medical Technology Group Co.Ltd. | الصين | China | ME0000000210SFDAA00028 | KAYANG | Hospital Bed
Guangdong Kaiyang Medical Technology Group Co.Ltd. | الصين | China | ME0000000210SFDAA00029 | KAYANG | WHEEL CHAIR
Guangdong Kaiyang Medical Technology Group Co.Ltd. | الصين | China | ME0000000210SFDAA00030 | KAYANG | WHEEL CHAIR
Guangdong Kaiyang Medical Technology Group Co.Ltd. | الصين | China | ME0000000210SFDAA00031 | KAYANG | WHEEL CHAIR
Guangdong Kaiyang Medical Technology Group Co.Ltd. | الصين | China | ME0000000210SFDAA00032 | KAYANG | WHEEL CHAIR
Guangdong Kaiyang Medical Technology Group Co.Ltd. | الصين | China | ME0000000210SFDAA00033 | KAYANG | WHEEL CHAIR
Guangdong Kaiyang Medical Technology Group Co.Ltd. | الصين | China | ME0000000210SFDAA00034 | KAYANG | WHEEL CHAIR
Guangdong Yuehua Medical Instrument Factory Co., Ltd. | الصين | China | ME0000000212SFDAA00002 | Alternating Pressure Mattress | Alternating Pressure Mattresses |  | مراتب الضغط المتناوبة
Guangdong Kaiyang Medical Technology Group Co.Ltd. | الصين | China | ME0000000210SFDAA00035 | KAIYANG | WALKER
Guangdong Kaiyang Medical Technology Group Co. Ltd. | الصين | China | ME0000000213SFDAA00005 | STICK | walking Stick
Guangdong Kaiyang Medical Technology Group Co. Ltd. | الصين | China | ME0000000213SFDAA00006 | ROLLATOR | Rollator
Guangdong Kaiyang Medical Technology Group Co. Ltd. | الصين | China | ME0000000213SFDAA00007 | Manual Wheelchair | Manual Wheelchair
Guangzhou Topmedi company limited | الصين | China | ME0000000256SFDAA00894 | WALKING AIDS | WALKING AIDS
Guangzhou Topmedi company limited | الصين | China | ME0000000256SFDAA00896 | ELECTRIC WHEELCHAIR | ELECTRIC WHEELCHAIR
Anqing Yipak Packaging Material Co.,Ltd. | الصين | China | ME0000005673SFDAA00002 | Nonwoven Wrapping Material | Nonwoven Wrapping Material
Hefei Telijie Packaging Technology Co Ltd. | الصين | China | ME0000000336SFDAA00048 | Self Sealing Sterilization Pouches | Self Sealing Sterilization Pouches
Shanghai Kinmed Import and Export Co Ltd. | الصين | China | ME0000013478SFDAA00003 | Isolation Gown | Isolation Gown | Isolation gown, yellow, 23g, with elastic cuff, 115x137cm
Shanghai Kinmed Import and Export Co Ltd. | الصين | China | ME0000013478SFDAA00005 | Face Masks | Face Masks
Shanghai Kinmed Import and Export Co Ltd. | الصين | China | ME0000013478SFDAA00006 | Non-Sterile Lap Sponges | Non-Sterile Lap Sponges
Anqing Yipak Packaging Material Co.,Ltd. | الصين | China | ME0000005673SFDAA00003 | Sterilization Flat Rolls | Sterilization Flat Rolls
Anqing Yipak Packaging Material Co.,Ltd. | الصين | China | ME0000005673SFDAA00006 | Sterilization Indicator Card/Strip | Steam Sensitive Strips
Anqing Yipak Packaging Material Co.,Ltd. | الصين | China | ME0000005673SFDAA00007 | Gusseted Sterilization Pouches | Sterilization pouches with chemical indicator
Sumbow Medical Instruments Co., Ltd. | الصين | China | ME0000005771SFDAA00103 | CREP ELASTIC BANDAGE | CREP ELASTIC BANDAGE
Yongkang Jinkang Health Equipment Factory | الصين | China | ME0000007966SFDAA00008 | chinnese cupping set | chinnese cupping set
Sumbow Medical Instruments Co., Ltd. | الصين | China | ME0000005771SFDAA00106 | SUMBOW HIGH ELASTIC BANDG | HIGH ELASTIC BANDAGE | Non sterile. Are intended to be used as binding up stretchable bandage used to create localized pressure | رباط ضاغط بني غير معقم
FIRSTAR HEALTHCARE COMPANY LIMITED GUANGZHOU | الصين | China | ME0000000702SFDAA00001 | Nurse Cap | Nurse Cap
FIRSTAR HEALTHCARE COMPANY LIMITED GUANGZHOU | الصين | China | ME0000000702SFDAA00002 | Cotton Roll | Cotton Roll
FIRSTAR HEALTHCARE COMPANY LIMITED GUANGZHOU | الصين | China | ME0000000702SFDAA00003 | Transparent PE Tape | Surgical Tape
FIRSTAR HEALTHCARE COMPANY LIMITED GUANGZHOU | الصين | China | ME0000000702SFDAA00004 | Transparent PE Tape | Surgical Tape
FIRSTAR HEALTHCARE COMPANY LIMITED GUANGZHOU | الصين | China | ME0000000702SFDAA00005 | Face Mask | Face Mask
Anqing Kangmingna Packaging Co.Ltd | الصين | China | ME0000008905SFDAA00003 | Surgical Gowns And Drapes | Surgical Gowns And Drapes | Surgical Gowns and drapes for surgery room dressing
Ningbo MFLAB Medical Instruments Co., Ltd. | الصين | China | ME0000000300SFDAA00097 | MFLAB brand | Blood pressure cuff
Ningbo MFLAB Medical Instruments Co., Ltd. | الصين | China | ME0000000300SFDAA00098 | MFLAB brand | Cotton Applicator
Ningbo MFLAB Medical Instruments Co., Ltd. | الصين | China | ME0000000300SFDAA00099 | MFLAB brand | Ear Specular
Hyegiir Medical Supply Co., Ltd. | الصين | China | ME0000000308SFDAA00004 | Nahdi colorful pask plaster | plaster |  | ضمادة غير لاصقة تحمي الجروح الصغيرة والمقاومة للماء
Hyegiir Medical Supply Co., Ltd. | الصين | China | ME0000000308SFDAA00008 | Nahdi super thin plaster | plaster |  | ضمادة غير لاصقة تحمي الجروح الصغيرة والمقاومة للماء
Shanghai Channelmed Import & Export Co., Ltd.(Channelmed Group) | الصين | China | ME0000000311SFDAA00005 | ChannelMED Face Mask | Fcae Mask |  | كمامة جراحية صالحة للاستعمال مرة واحدة من 3 طبقات زرقاء اللون مع حلقة تثبيت حول الأذن
Shanghai Channelmed Import Export Co | الصين | China | ME0000000313SFDAA00002 | Channelmed | Channelmed |  | قماش خفيف ، شبكي مفتوح الشاش ، أو مادة مماثلة تستخدم في الضمادات ، والضمادات ، والإسفنج الجراحي.
Shanghai Channelmed Import & Export Co., Ltd.(Channelmed Group) | الصين | China | ME0000000311SFDAA00007 | ChannelMED Face Mask | face mask |  | كمامة جراحية صالحة للأستعمال ملرة واحدة من 3 طبقات زرقاء مع حلقة تثبيت حول الأذن
Shanghai Channelmed Import & Export Co., Ltd.(Channelmed Group) | الصين | China | ME0000000311SFDAA00008 | Channelmed ABSORBENT GAUZE ROLL | Gauze roll |  | لامتصاص الدم والتسريبات اثناء العملية ولتنظيف الجروح
Shanghai Channelmed Import Export Co | الصين | China | ME0000000313SFDAA00003 | Channelmed | Channelmed |  | قماش خفيف ، شبكي مفتوح الشاش ، أو مادة مماثلة تستخدم في الضمادات ، والضمادات ، والإسفنج الجراحي.
Shanghai Channelmed Import Export Co | الصين | China | ME0000000313SFDAA00004 | Channelmed | Channelmed |  | قماش خفيف ، شبكي مفتوح الشاش ، أو مادة مماثلة تستخدم في الضمادات ، والضمادات ، والإسفنج الجراحي.
Shanghai Kinmed Import & Export Co., Ltd. | الصين | China | ME0000002566SFDAA00035 | KABAYAN | Face Mask
Jianlian Homecare Products Co Ltd | الصين | China | ME0000009201SFDAA00178 | Wheel chair non powered | Wheel chair non powered |  | كرسي متحرك معدني
Jianlian Homecare Products Co Ltd | الصين | China | ME0000009201SFDAA00179 | Commode chair | Commode chair |  | كرسي معدني لمساعده ذوي الاحتياجات الخاصه اثناء قضاء الحاجه
Jianlian Homecare Products Co Ltd | الصين | China | ME0000009201SFDAA00180 | waking aid | waking aid |  | مشايه معدنيه لمساعده ذوي الاحتياجات الخاصه علي المشي
Jianlian Homecare Products Co Ltd | الصين | China | ME0000009201SFDAA00181 | WALKING STICK | WALKING STICK |  | عصا معدنيه للمساعده علي المشي
Sumbow Medical Instruments Co., Ltd. | الصين | China | ME0000005771SFDAA00109 | DMC | Disposable face mask
Sumbow Medical Instruments Co., Ltd. | الصين | China | ME0000005771SFDAA00110 | ALCOHOL SWAB PAD | ALCOHOL SWAB PAD
Sumbow Medical Instruments Co., Ltd. | الصين | China | ME0000005771SFDAA00114 | BARRIER FILM | BARRIER FILM
Jiangsu Rixin Medical Equipment Co., Ltd. | الصين | China | ME0000007233SFDAA00001 | Basket Stretcher | Stretcher
hefei mlush sanitary products co ltd | الصين | China | ME0000000583SFDAA00053 | face mask | face mask
YANGZHOU SUPER UNION MEDICAL MATERIAL CO., Ltd. | الصين | China | ME0000000585SFDAA00001 | Disposable | Disposable
YANGZHOU SUPER UNION MEDICAL MATERIAL CO., Ltd. | الصين | China | ME0000000585SFDAA00002 | Disposable | Disposable
YANGZHOU SUPER UNION MEDICAL MATERIAL CO., Ltd. | الصين | China | ME0000000585SFDAA00003 | Disposable | Disposable
YANGZHOU SUPER UNION MEDICAL MATERIAL CO., Ltd. | الصين | China | ME0000000585SFDAA00004 | Disposable | Disposable
GUANGDONG KANGSHEN MEDICAL TECHNOLOGY CO.,LTD | الصين | China | ME0000000590SFDAA00001 | GS-828 Three Function Electric Medical care bed | Electric Hospital beds
FOSHAN HONGFENG CO., LTD | الصين | China | ME0000000127SFDAA00002 | Alternating Pressure Mattress with pump | Alternating Pressure Mattress with pump
Guangdong Kaiyang Medical Technology Group Co., Ltd. | الصين | China | ME0000008737SFDAA00007 | wheelchair | wheelchair
Guangdong Kaiyang Medical Technology Group Co., Ltd. | الصين | China | ME0000008737SFDAA00008 | commode chair | commode chair
Guangdong Kaiyang Medical Technology Group Co., Ltd. | الصين | China | ME0000008737SFDAA00009 | walkers | walkers
Guangdong Kaiyang Medical Technology Group Co., Ltd. | الصين | China | ME0000008737SFDAA00010 | walking sticks | walking sticks
Guangdong Kaiyang Medical Technology Group Co., Ltd. | الصين | China | ME0000008737SFDAA00011 | wheelchair | wheelchair
Foshan Nanhai KJT Rehabilitation Equipment Co., LTD. | الصين | China | ME0000010980SFDAA00002 | WALKER | WALKER
Foshan Nanhai KJT Rehabilitation Equipment Co., LTD. | الصين | China | ME0000010980SFDAA00003 | Wheelchair | Wheelchair | Intended to help disable people they cannot walk
Foshan Nanhai KJT Rehabilitation Equipment Co., LTD. | الصين | China | ME0000010980SFDAA00004 | WALKING STICK | WALKING STICK
Foshan Nanhai KJT Rehabilitation Equipment Co., LTD. | الصين | China | ME0000010980SFDAA00005 | WALKER | WALKER
FOSHAN NANHAI KJT REHABILITATION EQUIPMENT CO.,LTD | الصين | China | ME0000000593SFDAA00001 | COMMODE CHAIR WITH WHEEL | COMMODE CHAIR |  | كرسي متحرك يشبه الجهاز مزودًا بمقعد على طراز المرحاض ويستخدمة الشخص المعاق فوق مرحاض أو في منطقة للاستحمام للاستحمام
FOSHAN NANHAI KJT REHABILITATION EQUIPMENT CO.,LTD | الصين | China | ME0000000593SFDAA00002 | walking stick, crutch | walking stick |  | عكاز للذراع تحت الابط مزود بامكانية التحكم في طولة للمساعدة علي المشي والتحرك
Foshan Nanhai KJT Rehabilitation Equipment Co., Ltd | الصين | China | ME0000007755SFDAA00002 | COMMODE CHAIR | COMMODE CHAIR |  | كرسي متحرك يشبه الجهاز مزودًا بمقعد على طراز المرحاض ويستخدمة الشخص المعاق فوق مرحاض أو في منطقة للاستحمام للاستحمام
Jiangsu Province Jianerkang Medical Dressing Co Ltd | الصين | China | ME0000009089SFDAA00005 | ALCOHOL SWABSTICKS 1 ea | ALCOHOL SWABSTICKS 1 ea
Jiangsu Province Jianerkang Medical Dressing Co Ltd | الصين | China | ME0000009089SFDAA00006 | ALCOHOL SWABSTICKS 3 ea | ALCOHOL SWABSTICKS 3 ea
Foshan Nanhai KJT Rehabilitation Equipment Co Ltd | الصين | China | ME0000007748SFDAA00015 | Walking Stick | Walking Stick
Shanghai Kinmed import & Export Co Ltd | الصين | China | ME0000009209SFDAA00002 | Face Masks | Face Masks
Shanghai Kinmed import & Export Co Ltd | الصين | China | ME0000009209SFDAA00003 | Non Sterile Gauze Swabs | Non Sterile Gauze Swabs
Foshan Nanhai KJT Rehabilitation Equipment Co Ltd | الصين | China | ME0000007748SFDAA00016 | Wheelchair | Wheelchair
Foshan Nanhai KJT Rehabilitation Equipment Co Ltd | الصين | China | ME0000007748SFDAA00017 | Walker | Walker
Shanghai Kinmed Import & Export Co., Ltd. | الصين | China | ME0000002566SFDAA00036 | Kinmed | Vinyl Gloves
Guangdong Kareway Medical Technology Co Ltd | الصين | China | ME0000000727SFDAA00082 | Kareway Medical | Medical Electric Bed
CAREMAX REHABILITATION EQUIPMENT CO., LTD. | الصين | China | ME0000005879SFDAA00001 | Caremax Commode Chairs | Commode Chairs |  | كيرماكس كراسي الحمام تجعل من استخدام المرحاض أكثر أمانا وتسهل لكبار السن الاعتماد علي انفسهم ومساعدتهم
CAREMAX REHABILITATION EQUIPMENT CO., LTD. | الصين | China | ME0000005879SFDAA00002 | Caremax Shower Chairs | Shower Chairs |  | يتم استخدام كراسي الاستحمام من قبل الأفراد الذين يجدون صعوبة في الجلوس في حوض الاستحمام أو الوقوف في الحمام أو عدم الأمان. يوصى بأن يكون كرسي الدش أو مقعد الدش قابلًا للارتفاع. يجب أن يتيح لك الارتفاع الجلوس والوقوف بسهولة
CAREMAX REHABILITATION EQUIPMENT CO., LTD. | الصين | China | ME0000005879SFDAA00003 | Caremax Cane, Crutches | Cane, Crutches |  | العصا خفيفة الوزن تساعد على تحويل الوزن من الأطراف السفلية إلى الذراعين العكازات تستخدم للإصابات التي تتطلب الحفاظ على عبىء الوزن اقل علي الساقيك أو القدميك ، تستخدم العكازات للناس الذين يحافظون على كسر في الساق أو القدم أو الكاحل
CAREMAX REHABILITATION EQUIPMENT CO., LTD. | الصين | China | ME0000005879SFDAA00004 | Caremax Walkers | Walkers |  | المشاية تسمح للمريض بتقليل عبىء الوزن علي ساقيه وهو يمشي. لاستخدامه ، يجب أن يكون المريض قادرًا على رفع المشايةعن الأرض لتحريكه للأمام. قد يكون للمشاة الآخرين عجلتين في المقدمة أو 4 عجلات حيث يتيح جهاز المشي ذو العجلات للمريض دفعه للأمام دون رفعه عن الأرض
CAREMAX REHABILITATION EQUIPMENT CO., LTD. | الصين | China | ME0000005879SFDAA00005 | Wheelchairs | Wheelchairs |  | كيرماكس كرسي متحرك يستخدم عندما يكون المشي صعبًا أو مستحيلًا بسبب المرض أو الإصابة أو العجز.
YANGZHOU HONGGUANG PLASTIC & RUBBER FACTORY | الصين | China | ME0000000930SFDAA00005 | Pain Ban Ice Bag 6 inch | Pain Ban Ice Bag |  | كيس لتعيئة الثبج للاستخدام ككمادات باردة للمساعدة في التخفيف من التورم والشد العضلي
YANGZHOU HONGGUANG PLASTIC & RUBBER FACTORY | الصين | China | ME0000000930SFDAA00006 | Pain Ban Rubber Hot Water Bottle 2L | Pain Ban Rubber Hot Water Bottle 2L |  | قارورة الماء لتخفيف الشعور بالألم العضلي
YANGZHOU HONGGUANG PLASTIC & RUBBER FACTORY | الصين | China | ME0000000930SFDAA00007 | Pain Ban Rubber Hot Water Bottle with Cover 2l | Pain Ban Rubber Hot Water Bottle with Cover 2l |  | قارورة الماء لتخفيف الشعور بالألم العضلي
YANGZHOU HONGGUANG PLASTIC & RUBBER FACTORY | الصين | China | ME0000000930SFDAA00008 | Pain Ban Water Cushion With Knitted Cover | Pain Ban Water Cushion With Knitted Cover |  | كمادات تستخدم لتخفيف الآلام
YANGZHOU HONGGUANG PLASTIC & RUBBER FACTORY | الصين | China | ME0000000930SFDAA00009 | Pain Ban Water Bottel Transperance PVC Water Bag | Pain Ban Water Bottel Transperance PVC Water Bag |  | قارورة لتخفيف الآلام
YANGZHOU HONGGUANG PLASTIC & RUBBER FACTORY | الصين | China | ME0000000930SFDAA00010 | Pain Ban water bottle PLUS Colorful and Eye Mask | Pain Ban water bottle PLUS Colorful and Eye Mask |  | قارورة تستخدم لتخفيف آلام التقلصات العضلية و التشنجات
YANGZHOU HONGGUANG PLASTIC & RUBBER FACTORY | الصين | China | ME0000000930SFDAA00011 | Pain Ban Water Bottle Funny Cover for Kids | Pain Ban Water Bottle Funny Cover for Kids |  | قارورة الماء لتخفيف الشعور بالألم العضلي
YANGZHOU HONGGUANG PLASTIC & RUBBER FACTORY | الصين | China | ME0000000930SFDAA00012 | Pain Ban Long Water Bottle, 1L | Pain Ban Long Water Bottle, 1L |  | قارورة طويلة تستخدم لتخفيف الشعور بآلام العضلات
YANGZHOU HONGGUANG PLASTIC & RUBBER FACTORY | الصين | China | ME0000000930SFDAA00013 | Pain-Off Rubber Hot Water Bottle 2L | 2Go Pain-off Rubber Hot Water Bottle 2L |  | قارورة تستخدم لتخفيف الشعور بآلام العضلات
YANGZHOU HONGGUANG PLASTIC & RUBBER FACTORY | الصين | China | ME0000000930SFDAA00014 | 2Go Pain-off Rubber Hot Water Bottle 2L with Cover | 2Go Pain-off Rubber Hot Water Bottle 2L with Cover |  | قارورة تستخدم لتخفيف الشعور بآلام العضلات
Shanghai Nineluck Co Ltd | الصين | China | ME0000009185SFDAA00019 | FLEXY NET Elastic Net Bandage | Elastic Net Bandage
Shanghai Channelmed Import and Export Co Ltd Channelmed Group | الصين | China | ME0000009183SFDAA00036 | Channelmed Plaster of Paris Bandage | plaster bandage
Shanghai Channelmed Import and Export Co Ltd Channelmed Group | الصين | China | ME0000009183SFDAA00037 | Channelmed Orthopaedic Padding | Orthopedic padding
Shanghai Channelmed Import and Export Co Ltd Channelmed Group | الصين | China | ME0000009183SFDAA00038 | Channelmed Non Sterile Gauze Swabs without XRay | Gauze Swabs
Shanghai Channelmed Import and Export Co Ltd Channelmed Group | الصين | China | ME0000009183SFDAA00039 | Channelmed Non Sterile Gauze Swabs with XRay | Gauze Swabs Xray detectable
Shanghai Kinmed Import and Export Co Ltd | الصين | China | ME0000002804SFDAA00024 | KINMED LAP SPONGE | NON STERILE LAP SPONGES
Shanghai Kinmed Import and Export Co Ltd | الصين | China | ME0000002804SFDAA00025 | ELASTIC BANDAGE | ELASTIC BANDAGE
Shanghai Kinmed Import and Export Co Ltd | الصين | China | ME0000002804SFDAA00026 | isolation gown yellow colour elastic | ISOLATION GOWN
Shanghai Kinmed Import & Export Co., Ltd. | الصين | China | ME0000002566SFDAA00038 | Kinmed Facemask | Face Mask
Shanghai Channelmed Import and Export Co Ltd Channelmed Group | الصين | China | ME0000009183SFDAA00040 | Channelmed Bandage | Bandages
Shanghai Channelmed Import and Export Co Ltd Channelmed Group | الصين | China | ME0000009183SFDAA00041 | Channelmed Non Sterile Gauze Swab XRay detectable | Gauze Swabs Xray detectable
Shanghai Channelmed Import and Export Co Ltd Channelmed Group | الصين | China | ME0000009183SFDAA00042 | Channelmed Non Sterile Gauze Swab | Gauze Swabs
Shanghai Channelmed Import and Export Co Ltd Channelmed Group | الصين | China | ME0000009183SFDAA00043 | Channelmed Plaster of Paris Bandage | plaster bandage
Shanghai Channelmed Import and Export Co Ltd Channelmed Group | الصين | China | ME0000009183SFDAA00044 | Channelmed Isolation Gown | Isolation Gown
Shanghai Channelmed Import and Export Co Ltd Channelmed Group | الصين | China | ME0000009183SFDAA00045 | Channelmed Shoe Cover | Shoe Cover
Shanghai Channelmed Import and Export Co Ltd Channelmed Group | الصين | China | ME0000009183SFDAA00046 | Channelmed Face Mask | Face Mask
Shanghai Channelmed Import and Export Co Ltd Channelmed Group | الصين | China | ME0000009183SFDAA00047 | Channelmed Lap Sponges With Xray | x ray detectable lap sponges
Shanghai Channelmed Import and Export Co Ltd Channelmed Group | الصين | China | ME0000009183SFDAA00048 | Channelmed wooden tongue depressor | wooden tongue depressor
Shanghai Channelmed Import and Export Co Ltd Channelmed Group | الصين | China | ME0000009183SFDAA00049 | Channelmed Orthopaedic Padding | Orthopedic padding
Shanghai Channelmed Import and Export Co Ltd Channelmed Group | الصين | China | ME0000009183SFDAA00050 | Channelmed Absorbent Gauze Roll | Absorbent Gauze Roll
Shanghai Channelmed Import and Export Co Ltd Channelmed Group | الصين | China | ME0000009183SFDAA00051 | Channelmed Cotton Applicator | wooden stick with tip of cotton Applicator
Shanghai Channelmed Import and Export Co Ltd Channelmed Group | الصين | China | ME0000009183SFDAA00052 | Channelmed Cotton Balls non Sterile | cotton balls
Shanghai Channelmed Import and Export Co Ltd Channelmed Group | الصين | China | ME0000009183SFDAA00053 | Channelmed Surgical cap Crimped c | Surgical Cap
Shanghai Channelmed Import and Export Co Ltd Channelmed Group | الصين | China | ME0000009183SFDAA00054 | Channelmed Plaster of Paris Bandage | plaster bandage
Shanghai Channelmed Import and Export Co Ltd Channelmed Group | الصين | China | ME0000009183SFDAA00055 | Channelmed Orthopaedic Padding | Orthopedic padding
Shanghai Channelmed Import and Export Co Ltd Channelmed Group | الصين | China | ME0000009183SFDAA00056 | Channelmed Non Sterile Gauze Swab | Gauze Swabs
Shanghai Channelmed Import and Export Co Ltd Channelmed Group | الصين | China | ME0000009183SFDAA00057 | Channelmed Non Sterile Gauze Swab | Gauze Swabs Xray detectable
Shanghai Channelmed Import and Export Co Ltd Channelmed Group | الصين | China | ME0000009183SFDAA00058 | Channelmed Bandage | bandage
Shanghai Nineluck Co Ltd | الصين | China | ME0000009185SFDAA00020 | Surgical Cap Tie Back | non sterile head cap
Shanghai Nineluck Co Ltd | الصين | China | ME0000009185SFDAA00021 | Disp. Hood Type Cap | non sterile head cap
Shanghai Nineluck Co Ltd | الصين | China | ME0000009185SFDAA00022 | Silk Adhesive Tape Zinc Oxide | Silk Adhesive Tape
Shanghai Nineluck Co Ltd | الصين | China | ME0000009185SFDAA00024 | Povidone Iodine Swabstick | Swabstick with tip of Povidone Iodin
Shanghai Nineluck Co Ltd | الصين | China | ME0000009185SFDAA00025 | Adhesive Plaster Zinc Oxide | Adhesive Zinc Oxide Plaster
Shanghai Nineluck Co Ltd | الصين | China | ME0000009185SFDAA00026 | Orthopedic Bandage Cast Roll Paddiing | Orthopedic Bandage Cast Roll Paddiing
ANHUI GUOHONG INDUSTRIAL AND TRADING CO LTD | الصين | China | ME0000009100SFDAA00007 | Harmony Powder Free Vinyl Glove White | Powder free Vinyl Gloves
ANHUI GUOHONG INDUSTRIAL AND TRADING CO LTD | الصين | China | ME0000009100SFDAA00008 | Harmony Isolation Gown Yellow | Isolation Gown
ANHUI GUOHONG INDUSTRIAL AND TRADING CO LTD | الصين | China | ME0000009100SFDAA00009 | Harmony Nurse Cap Blue Green | Nurse Cap
ANHUI GUOHONG INDUSTRIAL AND TRADING CO LTD | الصين | China | ME0000009100SFDAA00010 | Harmony Doctor Cap Blue | Doctor Cap
SHANGHAI NINELUCK CO. LTD | الصين | China | ME0000009705SFDAA00007 | Dispsable Mask Cone Type | Disposable Face Mask
SHANGHAI NINELUCK CO. LTD | الصين | China | ME0000009705SFDAA00008 | SURGICAL MASK DISPOSABLE | Disposable Face Mask
SHANGHAI NINELUCK CO. LTD | الصين | China | ME0000009705SFDAA00009 | EYE SHIELD MASK | Disposable Face Mask with Eyeshield
Shanghai Nineluck Co Ltd | الصين | China | ME0000009185SFDAA00027 | Elastbandex | non sterile Elastic Bandage
Shanghai Nineluck Co Ltd | الصين | China | ME0000009185SFDAA00028 | P.O.P Bandage | non sterile Plastr of Paris Bandage
Shanghai Nineluck Co Ltd | الصين | China | ME0000009185SFDAA00029 | Gauze Bandage W.O.W | non sterile Gauze bandage
Shanghai Nineluck Co Ltd | الصين | China | ME0000009185SFDAA00030 | Disp. Nurse Caps | Disposable Nurse Caps
Shanghai Kinmed Import & Export Co., Ltd. | الصين | China | ME0000002566SFDAA00040 | Kinmed Non Sterile Gauze Swab | Non Sterile Gauze Swab
SHANGHAI WELL INDUSTRIES CO LTD | الصين | China | ME0000001313SFDAA00001 | 5HH | VINYL EXAM GLOVE POWDER FREE NON STERILE | Examination gloves
SURGIMED MEDICAL SUPPLIES CO LTD | الصين | China | ME0000001577SFDAA00002 | Non woven Swab Alcohol Sachets | Non woven Swab Alcohol Sachets
SURGIMED MEDICAL SUPPLIES CO LTD | الصين | China | ME0000001577SFDAA00003 | Dental Bibs | Dental bibs
SURGIMED MEDICAL SUPPLIES CO.,LTD | الصين | China | ME0000001578SFDAA00001 | SURGIMED Nurse Cap | Nurse Cap
SURGIMED MEDICAL SUPPLIES CO.,LTD | الصين | China | ME0000007855SFDAA00005 | SURGIMED ISOLATION GOWN | Isolation Gown
SURGIMED MEDICAL SUPPLIES CO LTD | الصين | China | ME0000001577SFDAA00004 | SURGIMED Gauze swab with without XRAY | Gauze swab with without XRAY
SURGIMED MEDICAL SUPPLIES CO LTD | الصين | China | ME0000001577SFDAA00005 | SURGIMED Gauze Roll | Gauze Roll
SURGIMED MEDICAL SUPPLIES CO LTD | الصين | China | ME0000001577SFDAA00006 | Elastic Bandage Non sterile | Elastic Bandage
SURGIMED MEDICAL SUPPLIES CO LTD | الصين | China | ME0000001577SFDAA00007 | Crepe Bandage Non sterile | Crepe Bandage
SURGIMED MEDICAL SUPPLIES CO LTD | الصين | China | ME0000001577SFDAA00008 | FACE MASK NON STERILE | FACE MASK 3PLY
SURGIMED MEDICAL SUPPLIES CO LTD | الصين | China | ME0000001577SFDAA00009 | SURGIMED EXAMINATION VINYL GLOVES NON STERILE Powder Free | SURGIMED EXAMINATION VINYL GLOVES NON STERILE
Anqing Yipak Packaging Material Co., Ltd | الصين | China | ME0000001671SFDAA00001 | Barrier Film | Barrier Film
Anqing Yipak Packaging Material Co., Ltd | الصين | China | ME0000008062SFDAA00006 | Saliva Ejector | Saliva Ejector
Anqing Yipak Packaging Material Co., Ltd | الصين | China | ME0000008062SFDAA00007 | Cotton Roll | Cotton Roll
Anqing Yipak Packaging Material Co., Ltd | الصين | China | ME0000008062SFDAA00008 | Chair Sleeves | Chair Sleeves
Anqing Yipak Packaging Material Co., Ltd | الصين | China | ME0000008062SFDAA00009 | Sterilization indicator strip | Sterilization Indication Strip
Jiangsu Rixin Medical Equipment Co., Ltd. | الصين | China | ME0000007233SFDAA00002 | Emergency Bed | Emergency Bed |  | سرير لنقل المريض في حالات الطوارىء
Jiangsu Rixin Medical Equipment Co., Ltd. | الصين | China | ME0000007233SFDAA00003 | head immobilizer | head immobilizer |  | دعامة تثبيت الراس
Jiangsu Rixin Medical Equipment Co., Ltd. | الصين | China | ME0000007233SFDAA00004 | cervical collar | cervical collar |  | طوق تثبيت العنق
Jiangsu Rixin Medical Equipment Co., Ltd. | الصين | China | ME0000007233SFDAA00005 | Splints | Splints
Jiangsu Rixin Medical Equipment Co., Ltd. | الصين | China | ME0000007233SFDAA00006 | stretchers | stretchers
BLUE SAIL MEDICAL CO. LTD | الصين | China | ME0000015475SFDAA00001 | Nitrile examination glove | Nitrile examination glove
SHENZHEN MAI KANGXIN MEDICAL ROBOT CO. LTD | الصين | China | ME0000015968SFDAA00001 | Moving Machine | Moving Machine
Shanghai Kinmed Import & Export Co., Ltd | الصين | China | ME0000019184SFDAA00001 | Kinmed | Caps
Suzhou Sunmed Co. Ltd. | الصين | China | ME0000019197SFDAA00001 | NobleMed Kinesiology Tape | Kinesio Tape
DANYANG ILT OPTICS CO LTD | الصين | China | ME0000019558SFDAA00001 | VISIONS AO CRYSTAL COAT BIFOCAL BLUE CUT | PLASTIC LENS
ANHUI GUOHONG INDUSTRIAL & TRADING CO LTD | الصين | China | ME0000008937SFDAA00003 | Face Mask | Face Mask |  | قناع للوجه
Changyi MoCare Non woven Products Co Ltd | الصين | China | ME0000005168SFDAA00023 | Shoe Covers | Shoe Covers
Shanghi Conant Optics Co.Ltd | الصين | China | ME0000001509SFDAA00057 | Single vision,flat top,round top,blue cut,photochromic,progressive | Spectacle lenses
jianlian homecare products co limited | الصين | China | ME0000001570SFDAA00002 | Walking stick | Walking stick
jianlian homecare products co limited | الصين | China | ME0000015715SFDAA00005 | Commode Chair | Commode Chair
jianlian homecare products co limited | الصين | China | ME0000015715SFDAA00006 | Manual Wheelchair | Manual Wheelchair
jianlian homecare products co limited | الصين | China | ME0000015715SFDAA00007 | Commode Wheelchair | Commode Wheelchair
jianlian homecare products co limited | الصين | China | ME0000015715SFDAA00008 | Walking Aids Walker | Walking Aids Walker
Changyi MoCare Non woven Products Co Ltd | الصين | China | ME0000005168SFDAA00025 | Surgical Gowns | Surgical Gowns
Beijing Huaren Health Science & Technology Developing Co., Ltd | الصين | China | ME0000000244SFDAA00003 | Protective Glasses | Protective Glasses
HUBEI JOY BONE MEDICAL PRODUCTS CO LTD | الصين | China | ME0000005166SFDAA00001 | Plaster Of Paris Bandages | Plaster Of Paris Bandages
Fujian BBC Inc | الصين | China | ME0000005170SFDAA00001 | Adult Diaper | Adult Diaper |  | حفايض تلبس من قبل كبار السن في حالات معينة مثل سلس البول أو التبول اللا ارادي الناتج عن بعض الحالات النفسية
Anqing Tianrun Paper Packaging Co., Ltd | الصين | China | ME0000005579SFDAA00001 | Layan ® Sterilization Indicator | Sterilization Indicator
Hubei Mingerkang Health & Safety Appliances Co., Ltd | الصين | China | ME0000005580SFDAA00001 | Layan ® Covers | Disposable Non-Sterile Non-Woven Products
Fussen Technology Co Ltd | الصين | China | ME0000005581SFDAA00001 | FUSSEN Digital Intra Oral Imaging Plate System Scanner | Digital intraoral X ray imaging System
Zhaoqing Gaoyao Recende Medical Equipment Co., LTD | الصين | China | ME0000005583SFDAA00001 | Layan Air Powered Dental Handpiece | Air Powered Dental Handpiece
Beijing OYa Ricom New Material Sci.&Tech. Co., Ltd | الصين | China | ME0000005584SFDAA00001 | Layan ® Root Canal Post | Root Canal Post
Anqing Tianrun Paper Packaging Co., Ltd | الصين | China | ME0000005579SFDAA00002 | Layan ® Sterilization Pouch | Sterilization Pouch
Huanghua Promisee Dental Co ltd | الصين | China | ME0000005586SFDAA00001 | Layan impression tray | impression tray
Tangshan Zhengtong Exhibition Co., Ltd | الصين | China | ME0000005576SFDAA00004 | Layan ® Face Shield Mask | Face Shield Mask
Tangshan Zhengtong Exhibition Co., Ltd | الصين | China | ME0000005576SFDAA00005 | Layan ® DISPENSING GUN | DISPENSING GUN
Huanghua Promisee Dental Coltd | الصين | China | ME0000005591SFDAA00001 | Layan Absorbent Cotton and Gauze | Absorbent Cotton and Gauze
Zhaoqing Gaoyao Recende Medical Equipment Co., LTD | الصين | China | ME0000005583SFDAA00002 | Layan ® Light | LED light
Shadong Double Eagle Medical Device Co., Ltd | الصين | China | ME0000005593SFDAA00001 | Layan ® Apron | X-ray Protective Products
Zhaoqing Gaoyao Recende Medical Equipment Co LTD | الصين | China | ME0000005594SFDAA00002 | Layan Dental Burs | Dental Burs
Zhaoqing Gaoyao Recende Medical Equipment Co LTD | الصين | China | ME0000005594SFDAA00003 | Layan Dental Burs | Dental Burs
Zhaoqing Gaoyao Recende Medical Equipment Co LTD | الصين | China | ME0000005594SFDAA00004 | Layan Dental Burs | Dental Burs
Anqing Baojie Packaging Co Ltd | الصين | China | ME0000005595SFDAA00001 | Layan ® Steam Sterilization Indicator Strip | Medical Sterilization Indicator Strip
Jiangsu Saikang Medical Equipment Co Ltd | الصين | China | ME0000006253SFDAA00001 | Air Mattress | Air Mattress
Chongqing Sunkingdom Medical Instrument Company LTD | الصين | China | ME0000006798SFDAA00001 | Portable SLit lamp | Ophthalmic Slit Lamp
Shenzhen Fitconn Technology Co Ltd | الصين | China | ME0000007747SFDAA00001 | Medical Air Mattress with Pump | Medical Ari Mattress |  | مرتبة هوائية طبية تستخدم لعلاج والتخفيف من الام السرير
Zhangjiagang New Fellow Med Co Ltd | الصين | China | ME0000007746SFDAA00003 | Step Sools | Step Sools
Foshan Nanhai KJT Rehabilitation Equipment Co Ltd | الصين | China | ME0000007748SFDAA00002 | Commode Chair | Commode Chair |  | كرسي لمساعدة كبار السن على استخدام كرسي الحمام
Guangdong Yuehua Medical Instrument Factory Co., Ltd | الصين | China | ME0000007750SFDAA00001 | Medical Air Bubble Mattress | Medical Air Bubble Mattress
Yongkang Dahua Industry and Trade Co, Ltd | الصين | China | ME0000007751SFDAA00001 | Foot Masager | Foot Masager
Guangdong Bangzhe Intelligence Technology Co., Ltd | الصين | China | ME0000007752SFDAA00001 | Manual Wheelchair | Wheelchair |  | كرسي متحرك لمساعدة المرضى والمعاقين وكبار السن على التنقل
Guangdong Bangzhe Intelligence Technology Co., Ltd | الصين | China | ME0000007752SFDAA00002 | Commode Chair | Commode Chair |  | لمساعدة كبار السن والمرضى لاستخدام الحمام
Guangdong Bangzhe Intelligence Technology Co., Ltd | الصين | China | ME0000007752SFDAA00003 | Walker | Walker |  | مشاية لمساعدة كبار السن والمرضى على المشس
Guangdong Bangzhe Intelligence Technology Co., Ltd | الصين | China | ME0000007752SFDAA00004 | Electric Wheelchair | Wheelchair |  | كرسي لمساعدة المرضى والمعاقين وكبار السن على التنقل. يعمل بالكهرباء لسهولة الاستخدام
Guangdong Bangzhe Intelligence Technology Co., Ltd | الصين | China | ME0000007752SFDAA00005 | Crutch | Crutch |  | عكازات لمساعدة المرضى والمعاقين على المشي
Ningbo Yinzhou Xianfeng Electronics Instrument Factory | الصين | China | ME0000007753SFDAA00001 | Medical Oxygen Regulator | Medical Oxygen Regulator
Shandong Tianhai High Pressure Vessel Co., Ltd | الصين | China | ME0000007754SFDAA00001 | Oxygen Cylinder | Cylinder
Foshan Nanhai KJT Rehabilitation Equipment Co., Ltd | الصين | China | ME0000007755SFDAA00001 | Shower Chair | Shower Chair
Huangshan Jinfu Medical Equipment Co Ltd | الصين | China | ME0000007771SFDAA00001 | CoinfyCare Treatment Table | Treatment Table
Dayang Madicom Electromechanical Co Ltd | الصين | China | ME0000007820SFDAA00001 | Gas Cylinders | Gas Cylinders
Dayang Madicom Electromechanical Co Ltd | الصين | China | ME0000007820SFDAA00002 | Gas Cylinders Trolley | Gas Cylinders Trolley
Zhangjiagang Medi Medical Equipment Co Ltd | الصين | China | ME0000007821SFDAA00001 | EXAM COUCH | EXAM COUCH
Hangzhou Weize Import and Export Co., Ltd | الصين | China | ME0000007825SFDAA00001 | Restraint Straps | Restraint Straps
Zhangjiagang Medi Medical Equipment Co Ltd | الصين | China | ME0000007821SFDAA00002 | IV Stand | IV Stand
Zhangjiagang Medi Medical Equipment Co Ltd | الصين | China | ME0000007821SFDAA00003 | Mayo Table | Mayo Table
Zhangjiagang Medi Medical Equipment Co Ltd | الصين | China | ME0000007821SFDAA00004 | Medication Trolley | Medication Trolley
Zhangjiagang Medi Medical Equipment Co Ltd | الصين | China | ME0000007821SFDAA00006 | ABS Emergency Crash Cart | ABS Emergency Crash Cart
Guangdong Yuehua Medical Instrument Factory Co., Ltd | الصين | China | ME0000007750SFDAA00002 | Alternating Pressure Mattress | Alternating Pressure Mattress
Shanghai Weixing Optical Co Ltd | الصين | China | ME0000007851SFDAA00001 | LIKII | Optical Lenses
Shanghai Weixing Optical Co Ltd | الصين | China | ME0000007851SFDAA00002 | STANDARD VISION | Optical Lenses
Shanghai Weixing Optical Co Ltd | الصين | China | ME0000007851SFDAA00003 | EYE DEAR | Optical Lenses
Shanghai Weixing Optical Co Ltd | الصين | China | ME0000007851SFDAA00004 | Best way | Optical Lenses
Shanghai Weixing Optical Co Ltd | الصين | China | ME0000007854SFDAA00001 | EYE ZOOM | Optical Lenses
Shanghai Weixing Optical Co Ltd | الصين | China | ME0000007854SFDAA00002 | BRILLIANT | Optical Lenses
Shanghai Weixing Optical Co Ltd | الصين | China | ME0000007854SFDAA00003 | booming | Optical Lenses
Hefei YuChen Plastic Products Co., Ltd | الصين | China | ME0000007858SFDAA00001 | Non-Sterile Protection Gown | Non-Sterile Protection Gown
Yangzhou Jinxia Products and Rubber Co, Ltd. | الصين | China | ME0000007965SFDAA00001 | Fresh Ideos | Toothbrush |  | فرشاة لتنظيف الاسنان
Yongkang Jinkang Health Equipment Factory | الصين | China | ME0000007966SFDAA00001 | Pull Out A Vacuum Appratus | Pull Out A Vacuum Appratus
Zhejiang Innovoue Rehabilitation Devices Co., Ltd | الصين | China | ME0000008058SFDAA00001 | MovaCare | Power Wheelchair |  | كرسي كهربائي متحرك لمساعدة كبار السن والمعاقين على التنقل
Changyi Mo-Care Non-Woven Products Co., Ltd. | الصين | China | ME0000008111SFDAA00001 | Mocare disposable Dental bibs | Disposable Dental bibs
SUZHOU HENGXIANG IMPORT& EXPORT CO., LTD. | الصين | China | ME0000008176SFDAA00001 | Keton | Joint Support
Guangdong Dayang Medical Technology Co Ltd | الصين | China | ME0000006205SFDAA00009 | Rollator | Rollator
Guangdong Dayang Medical Technology Co Ltd | الصين | China | ME0000006205SFDAA00010 | Manual Wheelchar | Manual Wheelchar
Guangdong Dayang Medical Technology Co Ltd | الصين | China | ME0000006205SFDAA00011 | Hospital Bed | Hospital Bed
Guangdong Dayang Medical Technology Co Ltd | الصين | China | ME0000006205SFDAA00012 | Commode char | Commode char
Guangdong Dayang Medical Technology Co Ltd | الصين | China | ME0000006205SFDAA00013 | Electric Wheelchair | Electric Wheelchair
Guangdong Dayang Medical Technology Co Ltd | الصين | China | ME0000006205SFDAA00014 | Walker | Walker
GUANGDONG KAIYANG MEDICAL TECHNOLOGY GROUP CO LTD | الصين | China | ME0000008201SFDAA00003 | Commode wheelchar | Commode wheelchar
GUANGDONG KAIYANG MEDICAL TECHNOLOGY GROUP CO LTD | الصين | China | ME0000008201SFDAA00004 | Hospital Bed | Hospital Bed
GUANGDONG KAIYANG MEDICAL TECHNOLOGY GROUP CO LTD | الصين | China | ME0000008201SFDAA00005 | Wheelchair | Wheelchair
SHANGHAI HUA EN INDUSTRIAL CO LTD | الصين | China | ME0000008698SFDAA00001 | isolation gown | isolation gown
SHANGHAI HUA EN INDUSTRIAL CO., LTD | الصين | China | ME0000005855SFDAA00001 | SAFETY GOGGLE | SAFETY GOGGLE
SHANGHAI HUA EN INDUSTRIAL CO., LTD | الصين | China | ME0000005855SFDAA00002 | BARRIER FILM | COVER ROLL
SHANGHAI HUA EN INDUSTRIAL CO., LTD | الصين | China | ME0000005855SFDAA00003 | DENTAL BIB | DENTAL BIB
SHANGHAI HUA EN INDUSTRIAL CO., LTD | الصين | China | ME0000005855SFDAA00004 | self sealing sterilization pouch | DENTAL POUCH
SHANGHAI HUA EN INDUSTRIAL CO., LTD | الصين | China | ME0000005855SFDAA00005 | IMPRESSION TRAY | IMPRESSION TRAY
SHANGHAI HUA EN INDUSTRIAL CO., LTD | الصين | China | ME0000005855SFDAA00006 | SYRINGE SLEEVE COVER | SYRINGE SLEEVE COVER
SHANGHAI HUA EN INDUSTRIAL CO., LTD | الصين | China | ME0000005855SFDAA00007 | SALIVA EJECTOR | SALIVA EJECTOR
SHANGHAI HUA EN INDUSTRIAL CO., LTD | الصين | China | ME0000005855SFDAA00008 | Air And Water Syringe Tips | Air And Water Syringe Tips
SHANGHAI HUA EN INDUSTRIAL CO., LTD | الصين | China | ME0000005855SFDAA00009 | NAPKIN HOLDER | NAPKIN HOLDER
SHANGHAI HUA EN INDUSTRIAL CO., LTD | الصين | China | ME0000005855SFDAA00010 | Denture Bags | Denture Bags
SHANGHAI HUA EN INDUSTRIAL CO., LTD | الصين | China | ME0000005855SFDAA00011 | FLUORIDE TRAY | FLUORIDE TRAY
SHANGHAI HUA EN INDUSTRIAL CO., LTD | الصين | China | ME0000005855SFDAA00012 | CHAIR SLEEVE | CHAIR SLEEVE
SHANGHAI HUA EN INDUSTRIAL CO., LTD | الصين | China | ME0000005855SFDAA00013 | COTTON APPLICATOR | COTTON APPLICATOR
Zhangjiagang Xiehe Import and Export Co, Ltd | الصين | China | ME0000008696SFDAA00002 | hand powered suction unit | hand powered suction unit
Zhangjiagang Xiehe Import and Export Co, Ltd | الصين | China | ME0000008696SFDAA00003 | FOLDING STRETCHER | FOLDING STRETCHER
Foshan Dongfang Medical Equipment Manufactory LTD. | الصين | China | ME0000007500SFDAA00004 | IV Stand | IV Stand
Xiantao Yuanbo Protective Product Ltd | الصين | China | ME0000008826SFDAA00001 | Yellow Isolation Gown | Isolation Gown
Xiantao Yuanbo Protective Product Ltd | الصين | China | ME0000008826SFDAA00002 | face mask with earloop | face mask with earloop
Xiantao Yuanbo Protective Product Ltd | الصين | China | ME0000008826SFDAA00003 | face mask with tie | face mask with tie
Xiantao Yuanbo Protective Product Ltd | الصين | China | ME0000008826SFDAA00004 | nurse cap | nurse cap
Xiantao Yuanbo Protective Product Ltd | الصين | China | ME0000008826SFDAA00005 | Doctor cap | Doctor cap
Xiantao Yuanbo Protective Product Ltd | الصين | China | ME0000008826SFDAA00006 | Shoe cover | Shoe cover
High Hope International Group Jiangsu Medicines and Health Products Import and Export Corporation Limited | الصين | China | ME0000007085SFDAA00001 | BEST PE Disposable Gloves | Non Powered disposable Gloves
NINGHAL GAOBO SPORTSCO.,LTD | الصين | China | ME0000008839SFDAA00001 | WALKING STICKS | WALKING STICKS
Tairee Medical Products Co Ltd | الصين | China | ME0000008946SFDAA00001 | Gauze Sponges | Drajeh Care Gauze Sponges
Ningbo Greetmed Medical Instruments Co Ltd | الصين | China | ME0000008948SFDAA00001 | Drajeh Group | Isolation Gown
Sumbow Medical Instruments Co Ltd | الصين | China | ME0000008949SFDAA00001 | Isolation Gown | Isolation Gown
SUMBOW MEDICAL INSTRUMENT CO.,LTD | الصين | China | ME0000008952SFDAA00001 | SUMBOW NON WOVEN FACE MASK | NON WOVEN FACE MASK |  | قناع غير منسوجة
SUMBOW MEDICAL INSTRUMENT CO.,LTD | الصين | China | ME0000008952SFDAA00002 | SUMBOW GAUZE SWAB | GAUZE SWAB |  | قطعة الشاش غير المعقمة
SUMBOW MEDICAL INSTRUMENT CO.,LTD | الصين | China | ME0000008952SFDAA00003 | SUMBOW HOT WATER BAG | HOT WATER BAG |  | كمادة للماء الحار
SUMBOW MEDICAL INSTRUMENT CO.,LTD | الصين | China | ME0000008952SFDAA00004 | SUMBOW MICROPOROUS | PE MICROPOROUS TAPE
GUANGDONG KAREWAY MEDICAL TECHNOLOGY CO.,LTD | الصين | China | ME0000008956SFDAA00001 | KAREWAY | HOSPITAL BED
Tianjin Tairuibosi Medical Appliance Co.,Ltd | الصين | China | ME0000008987SFDAA00001 | WAIST BRACE | WAIST BRACE
Tianjin Tairuibosi Medical Appliance Co.,Ltd | الصين | China | ME0000008987SFDAA00002 | WAIST BRACE | WAIST BRACE
WENZHOU GUANHAO GLASSES CO.,LTD | الصين | China | ME0000009083SFDAA00001 | Baleno | Reading glass
Xiamen J Brace Medical Equipment Co Ltd | الصين | China | ME0000009087SFDAA00007 | AFO Ankle foot orthosis | Ankle foot orthose
Nanjing Mindray Bio-Medical Electronics Co., Ltd. | الصين | China | ME0000000235SFDAA00001 | Mindray | LED Surgical light
Foshan Xufeng Medical Equipment Manufacturing Co Ltd | الصين | China | ME0000009094SFDAA00001 | XUFENG | 3 functions hospital bed
SHANGHAI CHONGJEN INDUSTRY CO LTD | الصين | China | ME0000009104SFDAA00001 | BRYCEMED | Disposable Examination Gloves
Hubei Kangning Protective Products Co Ltd | الصين | China | ME0000009105SFDAA00001 | BRYCEMED | ISOLATION GOWN
Shandong Double Eagle Medical Device Co Ltd | الصين | China | ME0000009106SFDAA00001 | DOUBLE EAGLE | LEAD APRON
Baoying County Fukang Medical Appliance Co Ltd | الصين | China | ME0000009107SFDAA00001 | CHAINMED | MEDICAL SWAB FOR SINGLE USE
JIANGSU DIHONG INDUSTRY & TRADE CO LTD | الصين | China | ME0000009108SFDAA00001 | BRYCEMED | DISPOSABLE INSPECTION GLOVE
Baoying County Fukang Medical Appliance Co Ltd | الصين | China | ME0000009107SFDAA00002 | CHAINMED | MEDICAL SWAB FOR SINGLE USE
Xiantao Tongda Nonwoven Products Co Ltd | الصين | China | ME0000009110SFDAA00003 | BRYCEMED | FACE MASK
Xiantao Yinhong Protective Products Co Ltd | الصين | China | ME0000009111SFDAA00001 | BRYCEMED | SHOE COVERS
Anhui Anheng Paper & Plastic Products Co.,Ltd | الصين | China | ME0000009112SFDAA00001 | BRYCEMED | Examination Gloves
CareMax Rehabilitation Equipment Co., Ltd. | الصين | China | ME0000009113SFDAA00001 | CRUTCH | CRUTCH
JIANGSU DIHONG INDUSTRY & TRADE CO LTD | الصين | China | ME0000009108SFDAA00002 | BRYCEMED | DISPOSABLE INSPECTION GLOVE
Cinch Packaging Materials Co., Ltd | الصين | China | ME0000009119SFDAA00001 | Water soluble bag | Water Soluble Laundry Bag
Suqian Green Glove Co.,Ltd | الصين | China | ME0000007083SFDAA00001 | MIK-Vinyl Disposable Gloves | Vinyl Disposable Gloves
Shanghai Chongjen Industry Co., LTD | الصين | China | ME0000009123SFDAA00001 | PLASTIC APRON | Disposable PE apron
HEPCO DISPOSABLE PROTECTIVE INDUSTRY(WUHAN) CO., LTD | الصين | China | ME0000009124SFDAA00001 | FACE MASK | FACE MASK
GUANGDONG KAREWAY MEDICAL TECHNOLOGY., LTD | الصين | China | ME0000009175SFDAA00001 | HOSPITAL BED | HOSPITAL BED |  | سرير كهربائي يستخدم في المستشفيات أو المنازل لكبار السن او المرضى
Shanghai Kinmed Import and Export Co Ltd | الصين | China | ME0000002804SFDAA00010 | MICROSCOPE SLIDE | MICROSCOPE SLIDE
Shanghai Kinmed Import and Export Co Ltd | الصين | China | ME0000002804SFDAA00012 | MICROSCOPE SLIDE COVER | MICROSCOPE SLIDE COVER
Shanghai Kinmed Import and Export Co Ltd | الصين | China | ME0000002804SFDAA00013 | VINYL GLOVES | POWDER FREE VINYL GLOVE NON STERILE | FOR SIMPLE EXTERNAL EXAMINATION AND PROTECTION
Shanghai Kinmed Import and Export Co Ltd | الصين | China | ME0000002804SFDAA00013 | VINYL GLOVES | POWDER FREE VINYL GLOVE NON STERILE | FOR SIMPLE EXTERNAL EXAMINATION AND PROTECTION
Shanghai Kinmed Import and Export Co Ltd | الصين | China | ME0000002804SFDAA00014 | MICROSCOPE SLIDE | MICROSCOPE SLIDE
Jianlian Homecare Products Co. Limited | الصين | China | ME0000009188SFDAA00004 | Crutch | Crutch |  | عكاز يساعد على المشي والحركة
Shanghai Kinmed Import and Export Co. Ltd | الصين | China | ME0000009187SFDAA00002 | Vinyl Examination Gloves | Powder Free Vinyl Gloves , Non Sterile
Yangzhou Super Union Import and Export Co Ltd | الصين | China | ME0000009198SFDAA00001 | Phmco Face Mask | Face Mask |  | للحماية من الغبار والجراثيم ومنع انتقال العدوى من والى المريض
Suqian Green Glove Co Ltd | الصين | China | ME0000008833SFDAA00002 | PHMCO DISPOSABLE VINYL EXAMINATION GLOVES | VINYL GLOVES |  | كفوف فينيل للفحص تستخدم كوقاية من انتشار العدوى بين مقدم الرعاية الصحية والمريض
Yangzhou Super Union Import and Export Co Ltd | الصين | China | ME0000009202SFDAA00006 | Phmco Face Mask | Face Mask |  | للحماية من الغبار والجراثيم ومنع انتقال العدوى من والى المريض
SHENZHEN MINDRAY BIO-MEDICAL ELECTRONICS CO.LTD | الصين | China | ME0000009247SFDAA00001 | Quik-Fil filling adapter for sevoflurane | Bottle filling adapter
Philips Medical Systems | الصين | China | ME0000009235SFDAA00003 | Welsh Electrode Screw Clamp Connector, AHA/IEC | Eletrocardiographic electrode, reusable
ZHENJIANG CV OPTICAL CO LTD | الصين | China | ME0000009248SFDAA00001 | CV OPTICAL | OPTICAL LENS
Airflo Xiamen Medical Co Ltd | الصين | China | ME0000009261SFDAA00001 | Alternating Pressure Pump with Mattress | Air Mattress
Shanghai Kinmed Import and Export Co. Ltd | الصين | China | ME0000009187SFDAA00008 | Stretcher | Stretcher
Shanghai Kinmed Import and Export Co. Ltd | الصين | China | ME0000009187SFDAA00009 | GLOVES | GLOVES
WUYI AICHI INDUSTRY AND TRADE CO LTD | الصين | China | ME0000009990SFDAA00001 | Mobility scooter | Mobility scooter |  | كرسي متحرك كهربائي للمرضى وكبار السن للمساعدة على التنقل
R Poon medical products (Mingguang) Co Ltd | الصين | China | ME0000009994SFDAA00001 | Bariatric commode | Bariatric commode |  | كرسي صوان
R Poon medical products (Mingguang) Co Ltd | الصين | China | ME0000009994SFDAA00002 | Bathroom Accessories | Bathroom Accessories |  | اكسسوارات الحمام
R Poon medical products (Mingguang) Co Ltd | الصين | China | ME0000009994SFDAA00003 | Shower chair | Shower chair |  | كرسي استحمام
Acare Medical Science Co.,Ltd | الصين | China | ME0000009996SFDAA00001 | Hospital bed | Hospital bed
Acare Medical Science Co.,Ltd | الصين | China | ME0000009996SFDAA00002 | Medical trolley | Medical trolley
Foshan Dongfang Medical Equipment Manufactory LTD. | الصين | China | ME0000007500SFDAA00007 | IV Stand | IV Stand
GUANGDONG KAIYANG MEDICAL TECHNOLOGY GROUP CO LTD | الصين | China | ME0000008201SFDAA00006 | K Electric Bed | Electric Bed
Zhangiagang Tengda Machinery Manufacturer Co.,Ltd | الصين | China | ME0000010005SFDAA00001 | Emergency stretcher and trolly | Emergency stretcher and trolly
Foshan Dongfang Medical Equipment Manufactory LTD. | الصين | China | ME0000007500SFDAA00016 | FS COMMODE CHAIR | FS COMMODE CHAIR SERIES
FOSHAN DONGFANG MEDICAL EQUIPMENT MANUFACTURER LTD | الصين | China | ME0000010317SFDAA00001 | FS WHEELCHAIR | FS WHEELCHAIR SERIES
FOSHAN DONGFANG MEDICAL EQUIPMENT MANUFACTURER LTD | الصين | China | ME0000010317SFDAA00002 | FS BATH BENCH | FS BATH BENCH SERIES
Foshan Dongfang Medical Equipment Manufactory LTD. | الصين | China | ME0000007500SFDAA00017 | FS HOSPITAL BED | FS HOSPITAL BED SERIES
Foshan Dongfang Medical Equipment Manufactory LTD. | الصين | China | ME0000007500SFDAA00018 | FS HOSPITAL BED | FS ELECTRIC HOSPITAL BED SERIES
FOSHAN DONGFANG MEDICAL EQUIPMENT MANUFACTURER LTD | الصين | China | ME0000010317SFDAA00003 | FS POWERED WHEELCHAIR | FS POWERED WHEELCHAIR SERIES
FOSHAN DONGFANG MEDICAL EQUIPMENT MANUFACTURER LTD | الصين | China | ME0000010317SFDAA00004 | FS REHABILITATION AID | FS REHABILITATION AID SERIES
Jiangsu Intco Medical Products | الصين | China | ME0000010539SFDAA00001 | Manual Wheelchair | Wheel chair |  | كرسي متحرك
Hubei Mingerkang Health and Safety Appliances Co., Ltd | الصين | China | ME0000010725SFDAA00001 | Solutions | Face Masks
Xiantao Fushi Protective Products Co Ltd | الصين | China | ME0000010814SFDAA00001 | Clip Cap | Clip Cap
Xiantao Fushi Protective Products Co Ltd | الصين | China | ME0000010814SFDAA00002 | Surgical Cap with Easy Tie | Surgical Cap with Easy Tie
Xiantao Fushi Protective Products Co Ltd | الصين | China | ME0000010814SFDAA00003 | Isolation Gown | Isolation Gown | isolation gown yellow not sterile
Xiantao Maosheng Plastic Products Co Ltd | الصين | China | ME0000010815SFDAA00001 | Isolation Gown, Elastic Cuff | Isolation Gown
Medine Cup | الصين | China | ME0000010817SFDAA00001 | Medicine Cup | Medicine Cup
Sumbow Medical Instrument Co Ltd | الصين | China | ME0000010818SFDAA00001 | Instant Hot Pack | Instant Hot Compress
Plastic Vial | الصين | China | ME0000010819SFDAA00001 | Plastic Vial / Sumbow | Plastic Vials
Danyang Hongsun Optical Glasses Co. Ltd. | الصين | China | ME0000010826SFDAA00001 | Spectra | Optical Lens
Danyang Hongsun Optical Glasses Co. Ltd. | الصين | China | ME0000010826SFDAA00002 | Spectra | Optical Lens
Danyang Hongsun Optical Glasses Co. Ltd. | الصين | China | ME0000010826SFDAA00003 | Spectra | Optical Lens
Shenzhen Vistar Medical Supplies Co., Ltd. | الصين | China | ME0000010828SFDAA00001 | INFUSER BAG | INFUSER BAG
Shenzhen Vistar Medical Supplies Co., Ltd. | الصين | China | ME0000010828SFDAA00002 | BioCuff | Blood pressure Cuff
Shanghai Kinmed Import & Export Co., Ltd. | الصين | China | ME0000002566SFDAA00019 | Verona | Examination Gloves | Vinyl Examination Gloves
Sumbow Medical Instruments Co., Ltd. | الصين | China | ME0000005771SFDAA00055 | Verona | CREPE ELASTIC BANDAGE
Sumbow Medical Instruments Co., Ltd. | الصين | China | ME0000005771SFDAA00061 | Verona | Silk Surgical tape | Silk Surgical tape non woven surgical tape
Sumbow Medical Instruments Co., Ltd. | الصين | China | ME0000005771SFDAA00063 | Verona | Emergency blanket | Emergency blanket
Shanghai Kinmed Import & Export Co., Ltd. | الصين | China | ME0000002566SFDAA00020 | SALIVA EJECTOR | SALIVA EJECTOR
Shanghai Kinmed Import & Export Co., Ltd. | الصين | China | ME0000002566SFDAA00021 | TUBULAR NET BANDAGE | TUBULAR NET BANDAGE
BLUE SAIL MEDICAL CO.,LTD. | الصين | China | ME0000008936SFDAA00002 | Sanita serv-u | Disposable Nitrile gloves |  | قفازات للاستعمال المتعدد تحافظ على نظافة اليدين غير معقمه مثالية للاستعمال اواحد
Xiantao zhongtai protective products co LTD | الصين | China | ME0000010835SFDAA00001 | Sanita servu | Earloop face mask |  | يجب تخزينها بعيد عن أشعة الشمس المباشرة او مصادر حرارة مرتفعه والسوائل
Xiantao zhongtai protective products co LTD | الصين | China | ME0000010835SFDAA00002 | Sanita servu | 4 TIES FACE MASK |  | يجب تخزينها بعيد عن اشعة الشمس المباشرة او مصادر الحرارة المرتفعة
Xiantao zhongtai protective products co LTD | الصين | China | ME0000010835SFDAA00003 | Sanita servu | 4 TIES FACE MASK |  | كمامة غباء مع أربطة
Xiantao zhongtai protective products co LTD | الصين | China | ME0000010835SFDAA00004 | Sanita servu | HAIRNET |  | غطاء للشعر
Xiantao zhongtai protective products co LTD | الصين | China | ME0000010835SFDAA00005 | Sanita servu | Over sleeves
Xiantao zhongtai protective products co LTD | الصين | China | ME0000010835SFDAA00006 | Sanita servu | shoe cover
Changyi MoCare Non woven Products Co Ltd | الصين | China | ME0000005168SFDAA00019 | Examination Gloves | Examination Gloves
Chengdu Cryo-Push Medical Technology Co., Ltd | الصين | China | ME0000010922SFDAA00001 | Waterproof Cast& Bandage Protector. | Cast Protector latex free Gasket Ring which will cover the wound and Cast to prevent the water. | Cast Protector latex free Gasket Ring which will cover the wound and Cast to prevent the water to reach to that area of cast & wound in upper and lower limbs
Abletech Orthopedics Corporation | الصين | China | ME0000010923SFDAA00001 | Wellcare .( Lower (Knee/Foot/Ankle/ Cushions/ Toe Separator) Orthoses) | Assistive Products for paltient with disability
Abletech Orthopedics Corporation | الصين | China | ME0000010923SFDAA00003 | Wellcare . Orthoses (Back\Binders\Abdominal) | Assistive Products for paltient with disability | Devices used to immobilize body parts and/or to apply force or compression on them , Orthotic footwear ,Orthosis , Assistance for disabled patients (products) .
Anji Hengfeng Sanitary Material Co.,Ltd | الصين | China | ME0000010924SFDAA00001 | ELASTIC BANDAGE | Bandages Assistive for patients | Devices used to immobilize body parts and/or to apply force or compression on them , Othosis , Elastic bandage
JIANLIAN HOMECARE PRODUCTS CO., LTD. | الصين | China | ME0000010972SFDAA00001 | ROLLATOR | TRANSFER CHAIR |  | مساعدة المعاقين على الحركة في الانتقال من الكراسي المتحركة إلى الأريكة والسرير والحمام وأماكن أخرى
CHANGZHOU ZHONGJIN MEDICAL CO.,LTD | الصين | China | ME0000010974SFDAA00001 | Electric Wheelchair | Electric Wheelchair |  | يستخدم لمساعدة المرضى وكبار السن في التنقل
Foshan HongFeng Co., Ltd | الصين | China | ME0000010983SFDAA00001 | MEDICAL ANTI-DECUBITUS SYSTEM | MEDICAL ANTI-DECUBITUS SYSTEM
DELTAI MEDICAL & HEALTH ARTICLES (SUZHOU) CO., LTD. | الصين | China | ME0000010481SFDAA00001 | WRIST HAND COCKUP SPLINT | WRIST HAND COCKUP SPLINT |  | داعم للمعصم محكم الاغلاق
DELTAI MEDICAL & HEALTH ARTICLES (SUZHOU) CO., LTD. | الصين | China | ME0000010481SFDAA00002 | HUMERAL FRACTURE BRACE | HUMERAL FRACTURE BRACE |  | قالب لليد مساعد
DELTAI MEDICAL & HEALTH ARTICLES (SUZHOU) CO., LTD. | الصين | China | ME0000010481SFDAA00003 | PEDIATRIC ANKLE-FOOT ORTHOSIS | PEDIATRIC ANKLE-FOOT ORTHOSIS
DELTAI MEDICAL & HEALTH ARTICLES (SUZHOU) CO., LTD. | الصين | China | ME0000010481SFDAA00004 | SPINAL BOARD | SPINAL BOARD
JIANXING SHOE CO., LTD. | الصين | China | ME0000010986SFDAA00002 | Better Step | Diabetic Shoe
Nanjing Joncn Science & Technology Co.Ltd | الصين | China | ME0000010993SFDAA00001 | Tools Trolley | MEDICAL TROLLEY
DANYANG KANGJU OPTICAL GLASSES CO LTD | الصين | China | ME0000010995SFDAA00001 | KANGJU | OPTICAL LENSES | OPTICAL LENSES
DANYANG LENS OPTICS TECHNOLOGY CO LTD | الصين | China | ME0000010996SFDAA00001 | SOLAR | OPTICAL LENSES | OPTICAL LENSES
Foshan Nanhai KJT Rehabilitation Equipment Co Ltd | الصين | China | ME0000007748SFDAA00007 | COMMODE CHAIR | commode chair
Shenzhen HugeMed Medical Technical Development Co Ltd | الصين | China | ME0000011505SFDAA00001 | Video Laryngoscope | Video Laryngoscope
Hengshui Junyuan Medical Instrument Co.,Ltd | الصين | China | ME0000011677SFDAA00001 | ELECTRIC 2 FUNCTION HOSPITAL BED | ELECTRIC 2 FUNCTION HOSPITAL BED
Hengshui Junyuan Medical Instrument Co.,Ltd | الصين | China | ME0000011677SFDAA00002 | ELECTRIC 3 FUNCTION HOSPITAL BED | ELECTRIC 3 FUNCTION HOSPITAL BED
Hengshui Junyuan Medical Instrument Co.,Ltd | الصين | China | ME0000011677SFDAA00003 | ELECTRIC HOME NURSING BED | ELECTRIC HOME NURSING BED
Anqing Yipak Packaging Material Co., Ltd. | الصين | China | ME0000008062SFDAA00004 | YIPAK | Sterilization Pouch
Jiangsu Great Optics Co. Ltd. | الصين | China | ME0000011757SFDAA00001 | Optima | Optical/Spectacle Lens
Jiangsu Great Optics Co. Ltd. | الصين | China | ME0000011757SFDAA00002 | Optima | Optical/Spectacle Lens
Jiangsu Great Optics Co. Ltd. | الصين | China | ME0000011757SFDAA00003 | Optima | Optical/Spectacle Lens
Great Glove (Xinghua) CO., LTD | الصين | China | ME0000007963SFDAA00002 | Safety Gloves Vinyl | Vinyl Gloves
Great Glove (Xinghua) CO., LTD | الصين | China | ME0000007963SFDAA00003 | Super Guard Vinyl Gloves | Vinyl Gloves
Shanghai ZOGEAR Industries Co. Ltd. | الصين | China | ME0000012070SFDAA00001 | ZOGEAR | Eugenol
Shanghai ZOGEAR Industries Co. Ltd. | الصين | China | ME0000012070SFDAA00002 | ZOGEAR | Glass Ionomer Cement
Shanghai ZOGEAR Industries Co. Ltd. | الصين | China | ME0000012070SFDAA00003 | ZOGEAR | Poly Coated Mixing Pad
Hefei Telijie Packaging Technology Co. Ltd. | الصين | China | ME0000012076SFDAA00001 | Perfection | Sterilization Roll
Shanghai ZOGEAR Industries Co. Ltd. | الصين | China | ME0000012070SFDAA00006 | ZOGEAR | Micro Applicator
Shanghai ZOGEAR Industries Co. Ltd. | الصين | China | ME0000012070SFDAA00007 | ZOGEAR | Orthodontic Wax
Hefei Telijie Packaging Technology Co. Ltd. | الصين | China | ME0000012076SFDAA00002 | Perfection | Autoclave Tape
Hefei Telijie Packaging Technology Co. Ltd. | الصين | China | ME0000012076SFDAA00003 | Perfection | Blue Wrap
Shanghai ZOGEAR Industries Co. Ltd. | الصين | China | ME0000012070SFDAA00011 | ZOGEAR | Composite Dispensing Gun
Shanghai Dochem Industries Co. LTD. | الصين | China | ME0000012086SFDAA00003 | Dochem | Face Mask with Earloops
Shanghai Dochem Industries Co. LTD. | الصين | China | ME0000012086SFDAA00004 | Dochem | Plastic Headrest Cover
Shanghai Dochem Industries Co. LTD. | الصين | China | ME0000012086SFDAA00005 | Dochem | Plastic Tube
Shanghai Dochem Industries Co. LTD. | الصين | China | ME0000012086SFDAA00008 | Dochem | Articulating Paper
Shanghai Dochem Industries Co. LTD. | الصين | China | ME0000012086SFDAA00009 | Dochem | Autoclave Indicator Tape
Shanghai Dochem Industries Co. LTD. | الصين | China | ME0000012086SFDAA00010 | Dochem | Disposable Air/Water Syringe Tip
Shanghai Dochem Industries Co. LTD. | الصين | China | ME0000012086SFDAA00011 | Dochem | Plastic Chair Sleeve
Hefei Telijie Packaging Technology Co. Ltd. | الصين | China | ME0000012076SFDAA00004 | Perfection | Sterilization Pouches
Shanghai Dochem Industries Co. LTD. | الصين | China | ME0000012086SFDAA00012 | Dochem | Isolation Gowns
Shanghai Dochem Industries Co. LTD. | الصين | China | ME0000012086SFDAA00013 | Dochem | Material Dispenser Plastic
Hefei Telijie Packaging Technology Co. Ltd. | الصين | China | ME0000012076SFDAA00005 | Perfection | Dental Bibs
DANYANG KANGJU OPTICAL GLASSES CO.LTD. | الصين | China | ME0000012094SFDAA00001 | ZIAR | OPTICAL LENS
JIANGSU HONG CHEN OPTICAL CO.LTD. | الصين | China | ME0000012095SFDAA00001 | ZIAR | OPTICAL LENS
FOSHAN HONGFENG CO., LTD | الصين | China | ME0000012325SFDAA00001 | Alternating pressure mattress with pump | Alternating pressure mattress with pump | Air pump mattress | يمكن استخدام مضخة الهواء (HF608) مع أي مرتبة (HF6001 + HF6002). فراش الضغط بالتناوب مع المضخة هو لحماية المرضى من منع التقرحات
A&I INDUSTRIES LTD SHUNDE FOSHAN | الصين | China | ME0000012321SFDAA00002 | Rollator | Rollator |  | يتم استخدام هذه المنتجات من قبل أشخاص لا يمكنهم المشي بسبب المرض أو الحوادث أو الإعاقة. يتم توفيرها أيضًا كخدمة مجانية للمسافرين الذين يعانون من إعاقات حركية ، بحيث يتمتع هؤلاء الأشخاص بالمساواة في الوصول إلى المرافق العامة مثل الأشخاص الذين ليس لديهم هذه الإعاقات.
A&I INDUSTRIES LTD SHUNDE FOSHAN | الصين | China | ME0000012321SFDAA00003 | IV Pole | Holder |  | المعدات المستخدمة كحامل المنتجات
A&I INDUSTRIES LTD SHUNDE FOSHAN | الصين | China | ME0000012321SFDAA00004 | Oxygen tank holder | Holder |  | المعدات المستخدمة كحامل المنتجات
A&I INDUSTRIES LTD SHUNDE FOSHAN | الصين | China | ME0000012321SFDAA00005 | Chiled wheelchair | Manual Wheelchair |  | يتم استخدام هذه المنتجات من قبل أشخاص لا يمكنهم المشي بسبب المرض أو الحوادث أو الإعاقة. يتم توفيرها أيضًا كخدمة مجانية للمسافرين الذين يعانون من إعاقات حركية ، بحيث يتمتع هؤلاء الأشخاص بالمساواة في الوصول إلى المرافق العامة مثل الأشخاص الذين ليس لديهم هذه الإعاقات.
A&I INDUSTRIES LTD SHUNDE FOSHAN | الصين | China | ME0000012321SFDAA00006 | Power Wheelchair | Power Wheelchair |  | يتم استخدام هذه المنتجات من قبل أشخاص لا يمكنهم المشي بسبب المرض أو الحوادث أو الإعاقة. يتم توفيرها أيضًا كخدمة مجانية للمسافرين الذين يعانون من إعاقات حركية ، بحيث يتمتع هؤلاء الأشخاص بالمساواة في الوصول إلى المرافق العامة مثل الأشخاص الذين ليس لديهم هذه الإعاقات
A&I INDUSTRIES LTD SHUNDE FOSHAN | الصين | China | ME0000012321SFDAA00008 | Steel wheelchair-silver | Manual Wheelchair | These products are used by people who can not walk because of Illness, an Accident or disability. They are also provided as a free service to passengers with mobility disabilities, so that such passengers have equal access to a public utility as people without those disabilities | يتم استخدام هذه المنتجات من قبل أشخاص لا يمكنهم المشي بسبب المرض أو الحوادث أو الإعاقة. يتم توفيرها أيضًا كخدمة مجانية للمسافرين الذين يعانون من إعاقات حركية ، بحيث يتمتع هؤلاء الأشخاص بالمساواة في الوصول إلى المرافق العامة مثل الأشخاص الذين ليس لديهم هذه الإعاقات
A&I INDUSTRIES LTD SHUNDE FOSHAN | الصين | China | ME0000012321SFDAA00009 | Armrest with arm pad for SRELS wheelchair | Wheelchair Accessories |  | الملحقات كرسي متحرك مسند للذراعين مع وسادة ذراع لكرسي
A&I INDUSTRIES LTD SHUNDE FOSHAN | الصين | China | ME0000012321SFDAA00010 | Footrest for SRELS wheelchair | Wheelchair Accessories |  | الملحقات كرسي متحرك مسند قدم للكرسي
Hengshui hengzekang medical equipment Co., Ltd | الصين | China | ME0000012551SFDAA00001 | Maidesite | Nursing bed
Hengshui hengzekang medical equipment Co., Ltd | الصين | China | ME0000012551SFDAA00002 | Maidesite | Nursing bed
Hengshui hengzekang medical equipment Co., Ltd | الصين | China | ME0000012551SFDAA00003 | Maidesite | Nursing bed
Zhenjiang CV Optical Co., Ltd. | الصين | China | ME0000007439SFDAA00001 | Spectra | Optical Lens, Oragnic Lens
Zhenjiang CV Optical Co., Ltd. | الصين | China | ME0000007439SFDAA00003 | Blue Spektro | Optical Lens, Oragnic Lens
Zhenjiang CV Optical Co., Ltd. | الصين | China | ME0000007439SFDAA00004 | Comforts | Optical Lens, Oragnic Lens | Optical Lenses
Zhenjiang CV Optical Co., Ltd. | الصين | China | ME0000007439SFDAA00004 | Comforts | Optical Lens, Oragnic Lens | Optical Lenses
SHANGHAI KINMED IMPORT & EXPORT CO.,LTD | الصين | China | ME0000009438SFDAA00014 | Vinyl Gloves | Powder Free Vinyl Glove
Advance International Corp. | الصين | China | ME0000009120SFDAA00006 | ai | DISPOSABLE VINYL GLOVES
Jiangsu Medakor Healthy Articles Co., Ltd. | الصين | China | ME0000013089SFDAA00001 | Medakor | Waist Belt S M L XL |  | دعامه للظهر
Danyang Wishful Optical Co. Ltd. | الصين | China | ME0000013097SFDAA00001 | Wishful | Optical Lenses
Danyang Shengtai optical Lens Co LTD | الصين | China | ME0000013099SFDAA00001 | Clear Vision | glass lenses |  | عدسات زجاجية فقط من دون إطار النظارة
VDO Medical (Shanghai) Co., Ltd | الصين | China | ME0000013112SFDAA00001 | Video Laryngoscope | Video Laryngoscope
Yongkang Jinkang Health Equipment Factory | الصين | China | ME0000007966SFDAA00006 | SHA HIJAMA | Vacuum Cupping Set
Bytech (Dongtai) Co., Ltd | الصين | China | ME0000013124SFDAA00001 | Vinyl Disposable Clear Hand Gloves Powder Free | Hand Gloves
Danyang Wishful Optical Co., Ltd | الصين | China | ME0000013131SFDAA00001 | Covex | Optical Lenses
Guangdong Kaiyang Medical Technology Group Co., Ltd. | الصين | China | ME0000008737SFDAA00004 | Power Wheelchair | Wheelchair
Guangzhou Potent Medical Equipment Joint-Stock Co.,Ltd. | الصين | China | ME0000013138SFDAA00001 | Patient Lift System | Patient Lift System
Nanjing Jin Bai He Medical Apparatue Co., Ltd | الصين | China | ME0000013139SFDAA00001 | Electric Wheelchair | Wheelchair |  | يستخدم لمساعدة المرضى وكبار السن والمعاقين على التنقل
Wuxi Jiahao Gloves Co., Ltd. | الصين | China | ME0000011729SFDAA00001 | MEDVISION | VINYL POWDER FREE GLOVES
YANGZHOU SUPER UNION IMPORT&EXPORT CO., LTD. | الصين | China | ME0000009116SFDAA00027 | SUGAMA | Alcohol pad
YANGZHOU SUPER UNION IMPORT&EXPORT CO., LTD. | الصين | China | ME0000009116SFDAA00028 | SUGAMA | Cooling patch
YANGZHOU SUPER UNION IMPORT&EXPORT CO., LTD. | الصين | China | ME0000009116SFDAA00029 | SUGAMA | Hot cold pack
YANGZHOU SUPER UNION IMPORT&EXPORT CO., LTD. | الصين | China | ME0000009116SFDAA00030 | SUGAMA | Hot water bag
YANGZHOU SUPER UNION IMPORT&EXPORT CO., LTD. | الصين | China | ME0000009116SFDAA00031 | SUGAMA | Kinesiology tape
YANGZHOU SUPER UNION IMPORT&EXPORT CO., LTD. | الصين | China | ME0000009116SFDAA00032 | SUGAMA | Face mask
TR Optical Mfg Co., Ltd | الصين | China | ME0000013140SFDAA00001 | Spectacle lenses | Spectacle lenses
Shanghai Link Instruments Co.Ltd | الصين | China | ME0000013142SFDAA00001 | Chart Projector | Chart Projector
Shanghai Link Instruments Co.Ltd | الصين | China | ME0000013142SFDAA00002 | Phoropter | Phoropter
JIANGSU WANXIN OPTICAL CO., LTD | الصين | China | ME0000013143SFDAA00001 | Spectacle lenses | Spectacle lenses
DAEJEON DAEMYUNG OPTICAL HANGZHOU CO LTD | الصين | China | ME0000010990SFDAA00002 | Spectacle lenses | Spectacle lenses
DOKIL TECH Co., Ltd | الصين | China | ME0000013146SFDAA00001 | Spectacle lenses | Spectacle lenses
Shanghai Brother Medical Products Manufacturer Co., Ltd | الصين | China | ME0000013170SFDAA00001 | brother medical | Manual Wheelchairs
Guangzhou Topmedi company limited | الصين | China | ME0000000256SFDAA00891 | hospital bed | hospital bed
Guangdong Kaiyang Medical Technology Group Co., Ltd. | الصين | China | ME0000008737SFDAA00005 | KAIYANG MEDICAL | WHEEL CHAIR
Guangdong Kaiyang Medical Technology Group Co., Ltd. | الصين | China | ME0000008737SFDAA00006 | KAIYANG MEDICAL | Commode Wheelchair
Leboo Healthcare Products Limited | الصين | China | ME0000007136SFDAA00003 | Isolation Gown | Isolation Gown
HiP Xiamen Precession Plastic Manufacturing Co Ltd | الصين | China | ME0000013193SFDAA00001 | Colgate SPIDER MAN | Colgate Toothbrush |  | فرشاة أسنان كولجيت سبايدرمان فرشاة أسنان ببطارية درجة النعومة فائق النعومة
HiP Xiamen Precession Plastic Manufacturing Co Ltd | الصين | China | ME0000013193SFDAA00002 | Colgate Barbie | Colgate Toothbrush |  | فرشاة أسنان كولجيت باربي فرشاة أسنان بالبطارية درجة النعومة فائقة النعومة
HiP Xiamen Precession Plastic Manufacturing Co Ltd | الصين | China | ME0000013193SFDAA00003 | Colgate Batman | Colgate Toothbrush |  | كولجيت باتمان فرشاة أسنان بالبطارية درجة النعومة فائقة النعومة
HiP Xiamen Precession Plastic Manufacturing Co Ltd | الصين | China | ME0000013193SFDAA00004 | Colgate Barbie | Colgate Toothbrush |  | كولجيت باربي فرشاة أسنان بالبطارية درجة النعومة فائقة النعومة
HiP Xiamen Precession Plastic Manufacturing Co Ltd | الصين | China | ME0000013193SFDAA00005 | Colgate Minions | Colgate Toothbrush |  | فرشاة أسنان كولجيت مينيونز للأطفال فائق النعومة
HiP Xiamen Precession Plastic Manufacturing Co Ltd | الصين | China | ME0000013193SFDAA00006 | Colgate Optic White | Colgate Toothbrush |  | فرشاة أسنان كولجيت اوبتيك وايت بالبطارية درجة النعومة متوسط
Shijiazhuang Wangfeng Technology Co Ltd | الصين | China | ME0000013434SFDAA00001 | Heating Pad | Relieve |  | كمادات كهربائية ساخنة للمساعدة في علاج الاصابات
Xiantao Tongda Non-Woven Products Co.,LTD | الصين | China | ME0000013440SFDAA00001 | BRYCMED | PROTECTIVE GOWN
Jiangsu Shinhwa Vision Optical Co.,Ltd. | الصين | China | ME0000000201SFDAA00002 | PUPIL | Resin lenses
Jiangsu Shinhwa Vision Optical Co.,Ltd. | الصين | China | ME0000000201SFDAA00003 | PUPIL | Resin lenses
Danyang Shengtai Optics Lens Co. Ltd | الصين | China | ME0000000690SFDAA00001 | MBIC | Optical Lens
SUMBOW MEDICAL INSTRUMENTS CO.LTD | الصين | China | ME0000013132SFDAA00002 | SUMBOW Hot Water Bag | Hot Water Bag |  | كمادة للماء الحار مع غطاء فرو
SUMBOW MEDICAL INSTRUMENTS CO.LTD | الصين | China | ME0000013132SFDAA00003 | Face Masck | Non Woven Face mask
Hefei Medicon Plastic Products Co Ltd | الصين | China | ME0000009254SFDAA00010 | MEDPROTECT Face Mask | Face Mask
WEIHAI JIESHI COMMODITY MANUFACTURE CO. LTD | الصين | China | ME0000000026SFDAA00002 | Saudi Airlines Dental Floss | Dental Floss Picks
Danyang Wishful Optical Co. Ltd. | الصين | China | ME0000013097SFDAA00002 | The Best | Optical Lenses
Zhejiang Yinda Biotechnology Co. ltd. | الصين | China | ME0000000303SFDAA00001 | Nahdi Cooling Gel Patch | Cooling Gel Patch |  | كمادة جل خافضة للحرارة
great glove xinghua co LTD | الصين | China | ME0000000314SFDAA00024 | nahdi | vinyl examination powder free glove |  | قفازات الفحص الطبي
great glove xinghua co LTD | الصين | China | ME0000000314SFDAA00025 | Nahdi | vinyl examination powder free glove |  | قفازات الفحص الطبي
HEFEI MEDICON PLASTIC PRODUCTS CO.,LTD | الصين | China | ME0000009548SFDAA00001 | Barrier Film | Barrier Film
HEFEI MEDICON PLASTIC PRODUCTS CO.,LTD | الصين | China | ME0000009548SFDAA00002 | Cotton Rolls | Cotton Rolls
HEFEI MEDICON PLASTIC PRODUCTS CO.,LTD | الصين | China | ME0000009548SFDAA00003 | Dental Bib | Dental Bib
HEFEI MEDICON PLASTIC PRODUCTS CO.,LTD | الصين | China | ME0000009548SFDAA00004 | Surgical Face mask | Surgical Face mask
HEFEI MEDICON PLASTIC PRODUCTS CO.,LTD | الصين | China | ME0000009548SFDAA00005 | SURGICAL GOWN | SURGICAL GOWN
HEFEI MEDICON PLASTIC PRODUCTS CO.,LTD | الصين | China | ME0000009548SFDAA00006 | Sterilization flat reel | Sterilization flat reel
HEFEI MEDICON PLASTIC PRODUCTS CO.,LTD | الصين | China | ME0000009548SFDAA00007 | Gauze swab | Gauze swab
HEFEI MEDICON PLASTIC PRODUCTS CO.,LTD | الصين | China | ME0000009548SFDAA00008 | sterilization pouch | sterilizaiton pouch
Jiangsu Senolo Medical Technology Co., Ltd | الصين | China | ME0000000584SFDAA00005 | Absorbent Cotton Gauze | Cotton Gauze
Jiangsu Senolo Medical Technology Co., Ltd | الصين | China | ME0000000584SFDAA00006 | Cotton Crepe Bandage | Bandage
Jiangsu Senolo Medical Technology Co., Ltd | الصين | China | ME0000000584SFDAA00007 | High Elastic Bandage | Bandage
Jiangsu Senolo Medical Technology Co., Ltd | الصين | China | ME0000000584SFDAA00008 | Self Adhesive Bandage | Bandage
Sumbow Medical Instruments Co., Ltd. | الصين | China | ME0000005771SFDAA00115 | DRUGSTORE | Sterilization pouch |  | تستخدم من قبل أطباء الأسنان ، صالون ، مستشفى ، المنتجعات ، فنان الوشم والعديد من الأنواع الأخرى من المرافق الطبية لتمكين تعقيم وتخزين الأدوات الجراحية ، والقفازات الطبية
Sumbow Medical Instruments Co., Ltd. | الصين | China | ME0000005771SFDAA00116 | DRUGSTORE | Crepe Elastic Bandage |  | تستخدم ملزمة ، تقديم الدعم لالتواء سلالات والمفاصل ضعيفة
Sumbow Medical Instruments Co., Ltd. | الصين | China | ME0000005771SFDAA00117 | DRUGSTORE | Alcohol Swabs |  | تستخدم لتنظيف الجلد الجرح. قبل الحقن
Sumbow Medical Instruments Co., Ltd. | الصين | China | ME0000005771SFDAA00118 | DRUGSTORE | hot water bag |  | الدفء للمريض
Sumbow Medical Instruments Co., Ltd. | الصين | China | ME0000005771SFDAA00119 | DRUGSTORE | high elastic bandage |  | تستخدم ملزمة تصل
Sumbow Medical Instruments Co., Ltd. | الصين | China | ME0000005771SFDAA00120 | DRUGSTORE | SELF ADHESIVE BANDAGE |  | تستخدم ملزمة تصل
Foshan Nanhai KJT Rehabilitation Equipment Co Ltd | الصين | China | ME0000007748SFDAA00012 | Commode Chair | Commode Chair
Foshan Nanhai KJT Rehabilitation Equipment Co Ltd | الصين | China | ME0000007748SFDAA00013 | Elbo | Elbo
Foshan Nanhai KJT Rehabilitation Equipment Co Ltd | الصين | China | ME0000007748SFDAA00014 | Crutch | Crutch
Guangdong Xinhuafeng Medical Technology Co Ltd | الصين | China | ME0000000646SFDAA00046 | Wheel Chair | Wheel Chair
Guangdong Xinhuafeng Medical Technology Co Ltd | الصين | China | ME0000000646SFDAA00047 | Commode Chair | Commode Chair
Suzhou Suning Underpad Co.,Ltd | الصين | China | ME0000007502SFDAA00001 | TAMY | UNDERPAD
DORT A TIP MALZEMELERI SAN ITH IHR TIC LTD STI | الصين | China | ME0000001216SFDAA00001 | 3ind 60gm Flat reel | FLAT STERILIZATION REELS, 3IND 60gm
DORT A TIP MALZEMELERI SAN ITH IHR TIC LTD STI | الصين | China | ME0000001216SFDAA00002 | BOWIE DICK TEST PACK | BOWIE DICK TEST PACK
ANHUI GUOHONG INDUSTRIAL & TRADING CO., LTD | الصين | China | ME0000010668SFDAA00003 | ISOLATION GOWN | ISOLATION GOWN
ANHUI GUOHONG INDUSTRIAL & TRADING CO., LTD | الصين | China | ME0000010668SFDAA00004 | VINYL GLOVES | VINYL GLOVES
ANHUI GUOHONG INDUSTRIAL AND TRADING CO., LTD. | الصين | China | ME0000008955SFDAA00003 | FACE MASK | FACE MASK
ZHENJIANG CV OPTICAL CO LTD | الصين | China | ME0000009248SFDAA00003 | CV Optical | Optical Lens
Shijiazhuang Yuanding Medical Device Co., LTD | الصين | China | ME0000001574SFDAA00004 | Suction Liner | Suction Liner
Shanghai Weixing Optical Co Ltd | الصين | China | ME0000007851SFDAA00005 | YOOLINE | Optical Lenses
Shanghai Weixing Optical Co Ltd | الصين | China | ME0000007851SFDAA00006 | GOLD | Optical Lenses
Shanghai Weixing Optical Co Ltd | الصين | China | ME0000007854SFDAA00004 | SILVER | Optical Lenses
Shanghai Weixing Optical Co Ltd | الصين | China | ME0000007854SFDAA00005 | SKY VISION | Optical Lenses
Jiangsu Dengguan Medical Treatment Instrument Co., Ltd | الصين | China | ME0000015982SFDAA00001 | Air Mattress | Anti Decubitus Mattress
Jianlian Homecare Products Co., Ltd | الصين | China | ME0000015983SFDAA00001 | Commode Chair | Commode Chair
Jianlian Homecare Products Co., Ltd | الصين | China | ME0000010972SFDAA00004 | Walker | Walker |  | عكازات للمساعدة والدعم اثناء المشي للكبار والمرضى
Jianlian Homecare Products Co., Ltd | الصين | China | ME0000010972SFDAA00005 | Urinal | Urinal
Yangzhou Sensport Healthcare Suppliers Co., Ltd | الصين | China | ME0000015984SFDAA00001 | Waist Support | Waist Support
Yangzhou Sensport Healthcare Suppliers Co., Ltd | الصين | China | ME0000015984SFDAA00002 | Wrist Support | Wrist Support
Yangzhou Sensport Healthcare Suppliers Co., Ltd | الصين | China | ME0000015984SFDAA00003 | Knee Support | Knee Support
Yangzhou Sensport Healthcare Suppliers Co., Ltd | الصين | China | ME0000015984SFDAA00004 | Elbow Support | Elbow Support
Yangzhou Sensport Healthcare Suppliers Co., Ltd | الصين | China | ME0000015984SFDAA00005 | Ankle Support | Ankle Support
Yangzhou Sensport Healthcare Suppliers Co., Ltd | الصين | China | ME0000015984SFDAA00006 | Thumb Splint | Thumb Splint
Yangzhou Sensport Healthcare Suppliers Co., Ltd | الصين | China | ME0000015984SFDAA00007 | Palm Support | Palm Support
Shandong Shunkang Hygienen Products Co., Ltd | الصين | China | ME0000016068SFDAA00001 | GoodLove | Adult Diapers |  | حفائض لكبار السن والمعاقين الذين لايستطيعون استخدام دورة المياة
TR OPTICAL MFG CO LTD | الصين | China | ME0000016313SFDAA00001 | TOP LENS | OPTICAL LENS
Jiangsu Saikang Medical Equipment Co., Ltd | الصين | China | ME0000016348SFDAA00001 | Hospital Bed | Hospital Bed
Jiangsu Saikang Medical Equipment Co., Ltd | الصين | China | ME0000005089SFDAA00002 | Medical Emergency Trolly | Medical Emergency Trolly
Xiantao Daoqi Plastic Co.,Ltd. | الصين | China | ME0000017192SFDAA00001 | ABOSAHAM | Face mask |  | كمامة وجة
YANGZHOU ROYAL HOME PRODUCTS MANUFACTURE CO., LTD | الصين | China | ME0000017193SFDAA00001 | YARA | Brush Teeth |  | فرشة اسنان
HEFEI MLUSH SANITARY PRODUCTS CO,.LTD, | الصين | China | ME0000017194SFDAA00001 | ABOSAHAM | Face mask
Xiantao Kangjie Protective Products Co., Ltd. | الصين | China | ME0000017195SFDAA00001 | ABOSAHAM | Face mask |  | ماسك
Chengdu Cryo-Push Medical Technology Co.,Ltd. | الصين | China | ME0000018131SFDAA00001 | Disposable Nasogastric Tube Holder | Disposable catheter Holder
Shanghai Weixing Optical Co | الصين | China | ME0000019181SFDAA00001 | Weixing Lens | Weixing Lens
Xinyang Yihe Non-Woven Co., Ltd | الصين | China | ME0000019520SFDAA00001 | Disposable Face Mask | Face Mask
Xinyang Yihe Non-Woven Co., Ltd | الصين | China | ME0000012444SFDAA00004 | Disposable Isolation Gown | Isolation Gown
Xinyang Yihe Non-Woven Co., Ltd | الصين | China | ME0000012444SFDAA00005 | Disposable Drape | Surgical Drapes
Xinyang Yihe Nonwoven Co., Ltd | الصين | China | ME0000019521SFDAA00001 | Surgical Drape | Disposable Surgical Drape
Xinyang Yihe Nonwoven Co., Ltd | الصين | China | ME0000019521SFDAA00002 | Isolation Gown | Isolation Gown
Xinyang Yihe Nonwoven Co., Ltd | الصين | China | ME0000019521SFDAA00003 | Medical Face Mask | Medical Face Mask
Xinyang Yihe Nonwoven Co., Ltd | الصين | China | ME0000019521SFDAA00004 | Coverall | Disposable Coverall
Xinyang Yihe Nonwoven Co., Ltd | الصين | China | ME0000019521SFDAA00005 | Cap | Disposable Cap
Xinyang Yihe Nonwoven Co., Ltd | الصين | China | ME0000019521SFDAA00006 | Shoe Cover | Shoe Cover
Xinyang Yihe Nonwoven Co., Ltd | الصين | China | ME0000019521SFDAA00007 | Disposable Patient Gown | Patient Gown
JIANLIAN HOMECARE PRODUCTS COMPANY LIMITED | الصين | China |  | JIANLIAN / ALUMINIUM WALKER JL 9633L | ALUMINIUM WALKER JL 9633L
ZHENJIANG CV OPTICAL CO LTD | الصين | China | ME0000009248SFDAA00004 | Comfort | Optical Lens , Organic Lens
DANYANG BRIGHT VISION OPTICAL EYEGLASSES CO. LTD | الصين | China | ME0000020614SFDAA00001 | Bright Vision | Reading Glasses
Dailymag Magnetic Technology (Ningbo) Limited | الصين | China | ME0000000304SFDAA00008 | Sharpe Container | Sharpe Container
Foshan Denfly Medical Equipment Co., Ltd | الصين | China | ME0000000459SFDAA00010 | Denfly | Denfly Dental
SHENZHEN XINPENG HUI IMPORT AND EXPORT CO.,LTD | الصين | China | ME0000001484SFDAA00001 | SHENZHEN XINPENG HUI IMPORT AND EXPORT CO.,LTD | WHEELCHAIR
SHENZHEN XINPENG HUI IMPORT AND EXPORT CO.,LTD | الصين | China | ME0000001484SFDAA00002 | 94017900 | COMMODE CHAIR
SHENZHEN XINPENG HUI IMPORT AND EXPORT CO.,LTD | الصين | China | ME0000001485SFDAA00011 | Toilet Rasier | Toilet Raiser
SHENZHEN XINPENG HUI IMPORT AND EXPORT CO.,LTD | الصين | China | ME0000001484SFDAA00003 | ROLLATOR | ROOLATOR
SHENZHEN XINPENG HUI IMPORT AND EXPORT CO.,LTD | الصين | China | ME0000001484SFDAA00004 | COMMODE CHAIR | SHENZHEN XINPENG HUI IMPORT AND EXPORT CO.,LTD
SHENZHEN XINPENG HUI IMPORT AND EXPORT CO.,LTD | الصين | China | ME0000001484SFDAA00005 | WHEEL CHAIR | SHENZHEN XINPENG HUI IMPORT AND EXPORT CO.,LTD
SUMBOW MEDICAL INSTRUMENTS CO.,LTD | الصين | China | ME0000001507SFDAA00011 | SUMBOW | Non woven face mask |  | غطاء الوجة
SUMBOW MEDICAL INSTRUMENTS CO.,LTD | الصين | China | ME0000000407SFDAA00025 | SUMBOW | Alcohol swab pad
Shanghai Kohden Medical Electronic Instrument Corp. | الصين | China | ME0000000331SFDAA00001 | SVM-7500 ACCESSORY KIT | SVM-7500 ACCESSORY KIT
Shanghai Kohden Medical Electronic Instrument Corp. | الصين | China | ME0000000331SFDAA00002 | ECG PATIENT CABLE | ECG PATIENT CABLE
Shanghai Kohden Medical Electronic Instrument Corp. | الصين | China | ME0000000331SFDAA00003 | NIBP Cuff | NIBP Cuff
Shanghai Kohden Medical Electronic Instrument Corp. | الصين | China | ME0000000331SFDAA00004 | PATIENT CABLE | PATIENT CABLE
Shanghai Kohden Medical Electronic Instrument Corp. | الصين | China | ME0000000331SFDAA00005 | Recorder Module | Recorder Module
Shanghai Kohden Medical Electronic Instrument Corp. | الصين | China | ME0000000331SFDAA00006 | IBP CONNECTION CORD | IBP CONNECTION CORD
Shanghai Kohden Medical Electronic Instrument Corp. | الصين | China | ME0000000331SFDAA00007 | Battery Pack | Battery Pack
Topcon Corporation | الصين | China | ME0000004660SFDAA00001 | ADJUSTABLE INSTRUMENTS TABLE | Ophthalmic Instrument Table
Com Bridge international Co Ltd | الصين | China | ME0000005554SFDAA00004 | RITECARE Walker | Walker Mechanical |  | مشاية ذات أربع أرجل و إطار معدني للأغراض الطبية يستخدمه ذوي الإحتياجات الخاصة للحصول على الدعم أثناء المشي
Guangzhou Ajax Medical Equipment Co Ltd | الصين | China | ME0000005587SFDAA00001 | Ajax Dental Chair | Dental Unit with Chair
TIANJIN ZHONGJIN MEDICAL DEVICE CO LTD | الصين | China | ME0000005589SFDAA00001 | GOLDENT | Absorbent Paper points
TIANJIN ZHONGJIN MEDICAL DEVICE CO LTD | الصين | China | ME0000005589SFDAA00002 | Goldent | Gutta Percha
HEFEI MLUSH SANITARY PRODUCTS CO., LTD | الصين | China | ME0000005592SFDAA00001 | Layan ® Mixing Tips | Mixing Tips
HEFEI MLUSH SANITARY PRODUCTS CO., LTD | الصين | China | ME0000005592SFDAA00002 | Layan ® Prophylaxis | Polishing brush / prophy angle
Tangshan Zhengtong Exhibition Co., Ltd | الصين | China | ME0000005576SFDAA00008 | Layan ® Bibs | Patient Bibs
ZHENGZHOU HUAER ELECTRO OPTICS TECHNOLOGY CO LTD | الصين | China | ME0000005596SFDAA00001 | Layan ® Dental Stain Eraser | Dental Stain Eraser |  | ليان مزيل تصبغات الاسنان يعمل على ازالة التصبغات العالقة على اسطح الاسنان نتيجة تأثير القهوة والشاي والطعام والسجائر وتقدم العمر
Foshan Nanhai KJT Rehabilitation Equipment Co Ltd | الصين | China | ME0000007748SFDAA00001 | Commode Chair | Commode Chair |  | كرسي لمساعدة كبار السن على استخدام كرسي الحمام
Beijing Jingdong Technology (Laoting) Co.,Ltd | الصين | China | ME0000007900SFDAA00001 | Bassinet Bed | Hospital Bed
Great Glove (Xinghua) CO., LTD | الصين | China | ME0000007963SFDAA00001 | Top amm Vinyl Examination Gloves | Vinyl Examination Gloves
Zhejiang Qimei Commodity Co., Ltd. | الصين | China | ME0000008177SFDAA00001 | 2%Chlorohixidine Wash Cloth | 2%Chlorohixidine Wipes
Huanghua Promisee Dental Co., Ltd | الصين | China | ME0000008272SFDAA00001 | Adhesive Tip Applicator | Applicator
Huanghua Promisee Dental Co., Ltd | الصين | China | ME0000008272SFDAA00002 | Aligner Chewies | Aligner
GUANGZHOU EKAI ELECTRONIC TECHNOLOGY CO.,LTD | الصين | China | ME0000008788SFDAA00001 | DR PEN WIRED | DR PEN WIRED
GUANGZHOU EKAI ELECTRONIC TECHNOLOGY CO.,LTD | الصين | China | ME0000008788SFDAA00002 | DR PEN WIRELESS | DR PEN WIRELESS
shenzhen fitconn technology Co.,Ltd. | الصين | China | ME0000008901SFDAA00001 | Focus | Anti decubitus mattress with pump |  | مرتبة هوائية بمضخه
DJO LLC | الصين | China | ME0000008915SFDAA00001 | POST OP SHOE, FEMALE, S | POST OP SHOE
DJO LLC | الصين | China | ME0000008915SFDAA00002 | POST OP SHOE, MALE, S | POST OP SHOE
DJO LLC | الصين | China | ME0000008915SFDAA00003 | POST OP SHOE, MALE, M | POST OP SHOE
DJO LLC | الصين | China | ME0000008915SFDAA00004 | POST OP SHOE, MALE, L | POST OP SHOE
DJO LLC | الصين | China | ME0000008915SFDAA00005 | POST OP SHOE, MALE, XL | POST OP SHOE
DJO LLC | الصين | China | ME0000008915SFDAA00006 | POST OP SHOE, FEMALE, XS | POST OP SHOE
DJO LLC | الصين | China | ME0000008915SFDAA00007 | POST OP SHOE, FEMALE, M | POST OP SHOE
DJO LLC | الصين | China | ME0000008915SFDAA00008 | POST OP SHOE, FEMALE, L | POST OP SHOE
POSEY PRODUCTS LLC | الصين | China | ME0000008918SFDAA00001 | DOUBLE PADDED DOUBLE SECURITY MITTS | PROTECTIVE RESTRAINT
POSEY PRODUCTS LLC | الصين | China | ME0000008918SFDAA00002 | `CLOSED END FINGER CONTROL MITTS | PROTECTIVE RESTRAINT
POSEY PRODUCTS LLC | الصين | China | ME0000008918SFDAA00003 | PEEK A BOO MITT | PROTECTIVE RESTRAINT
POSEY PRODUCTS LLC | الصين | China | ME0000008918SFDAA00004 | OPEN END FINGER CONTROL MITTS | PROTECTIVE RESTRAINT
Zheijiang UE Medical Corp. | الصين | China | ME0000005763SFDAA00005 | UEscope Video Laryngoscopes System | Video Laryngoscope System | The video laryngoscopes is used for leading in tracheal intubation in anesthetization and emergency treatment of medical institutions. it is composed of display component blade component camera charger led light. Reusable model is VL300 VL400 VL310 Disposable model is TDC Series with blades size 1 2 3 4 5
Zheijiang UE Medical Corp. | الصين | China | ME0000005763SFDAA00006 | UEscope Video Stylet TRS Series | Flexible Videoscope
JIANGSU ALFA GLOVES CO. LTD. | الصين | China | ME0000009074SFDAA00001 | DISPOSABLE VINYL GLOVES Clear Colour Powder Free | VINYL GLOVES
Advance International Corp. | الصين | China | ME0000009120SFDAA00001 | Vinyl Examination Gloves | Vinyl Examination Gloves
MEDLINE INDUSTRIES, INC. SHANGHAI | الصين | China | ME0000005304SFDAA00001 | Bouffant Caps | CAP, SURGICAL
MEDLINE INDUSTRIES, INC. SHANGHAI | الصين | China | ME0000005304SFDAA00002 | Cover Gowns | NON-SURGICAL ISOLATION GOWN
MEDLINE INDUSTRIES, INC. SHANGHAI | الصين | China | ME0000005304SFDAA00003 | Isolation Gowns | Non-Surgical Isolation Gown
MEDLINE INDUSTRIES, INC. SHANGHAI | الصين | China | ME0000005304SFDAA00004 | Boot Covers | COVER, SHOE, OPERATING-ROOM
MEDLINE INDUSTRIES, INC. SHANGHAI | الصين | China | ME0000005304SFDAA00005 | CHEMO GOWNS | Non-Surgical Isolation Gown
MEDLINE INDUSTRIES, INC. SHANGHAI | الصين | China | ME0000005304SFDAA00006 | Clipper Blade | Surgical Razor
MEDLINE INDUSTRIES, INC. SHANGHAI | الصين | China | ME0000005304SFDAA00007 | Medline Surgical Clipper Charger | Surgical Razor
MEDLINE INDUSTRIES, INC. SHANGHAI | الصين | China | ME0000005304SFDAA00008 | Surgical Clipper Charging Adapter | Surgical Razor
MEDLINE INDUSTRIES, INC. SHANGHAI | الصين | China | ME0000005304SFDAA00009 | CHEMO GOWNS | NON-SURGICAL ISOLATION GOWN
MEDLINE INDUSTRIES, INC. SHANGHAI | الصين | China | ME0000005304SFDAA00010 | THUMBS UP® POLYETHYLENE GOWNS | NON-SURGICAL ISOLATION GOWN
MEDLINE INDUSTRIES, INC. SHANGHAI | الصين | China | ME0000005304SFDAA00011 | Medline Electrical Clipper With Charging Base | Surgical Razor
MEDLINE INDUSTRIES, INC. SHANGHAI | الصين | China | ME0000005304SFDAA00012 | Medline Surgical Clipper | Surgical Razor
MEDLINE INDUSTRIES, INC. SHANGHAI | الصين | China | ME0000005304SFDAA00013 | Quicksuite Patient Straps | Patient Straps
MEDLINE INDUSTRIES, INC. SHANGHAI | الصين | China | ME0000005304SFDAA00014 | THUMBS UP® Polyethylene Gowns | Non-Surgical Isolation Gown
Vincent Medical Manufacturing Co., Ltd. | الصين | China | ME0000009142SFDAA00001 | PATIENT CIRCUIT STARTUP KIT | Anesthesia Breathing Circuit Kit (Adult & Pediatric)
Vincent Medical Manufacturing Co., Ltd. | الصين | China | ME0000009142SFDAA00002 | Stright Connector | Anesthesia Breathing Circuit Kit (Adult & Pediatric)
Vincent Medical Manufacturing Co., Ltd. | الصين | China | ME0000009142SFDAA00003 | PATIENT TUBE | Anesthesia Breathing Circuit Kit (Adult & Pediatric)
Vincent Medical Manufacturing Co., Ltd. | الصين | China | ME0000009142SFDAA00004 | PATIENT CIRCUIT | Anesthesia Breathing Circuit Kit (Adult & Pediatric)
Vincent Medical Manufacturing Co., Ltd. | الصين | China | ME0000009142SFDAA00005 | ROW ABS STARTUP KIT | Anesthesia Breathing Circuit Kit (Adult & Pediatric)
Vincent Medical Manufacturing Co., Ltd. | الصين | China | ME0000009142SFDAA00006 | ABS STARTUP KIT | Anesthesia Breathing Circuit Kit (Adult & Pediatric)
Vincent Medical Manufacturing Co., Ltd. | الصين | China | ME0000009142SFDAA00007 | Y-PIECE CONNECTOR KIT | Anesthesia Breathing Circuit Kit (Adult & Pediatric)
Vincent Medical Manufacturing Co., Ltd. | الصين | China | ME0000009142SFDAA00008 | PATIENT CIRCUIT KIT | Anesthesia Breathing Circuit Kit (Adult & Pediatric)
Vincent Medical Manufacturing Co., Ltd. | الصين | China | ME0000009142SFDAA00009 | STARTUP KIT | Anesthesia Breathing Circuit Kit (Adult & Pediatric)
HUANGHUA PROMISEE DENTAL CO.,LTD | الصين | China | ME0000005573SFDAA00002 | Cotisen® Micro Applicators | Micro Applicator
HUANGHUA PROMISEE DENTAL CO.,LTD | الصين | China | ME0000005573SFDAA00004 | Cotisen ® Impression tray | Impression Tray Base
HUANGHUA PROMISEE DENTAL CO.,LTD | الصين | China | ME0000005573SFDAA00005 | Cotisen ® Disposable Saliva Ejectors | Saliva Ejectors
HUANGHUA PROMISEE DENTAL CO.,LTD | الصين | China | ME0000005573SFDAA00006 | Cotisen ® Dental Bib Clip | Bib Clip
HUANGHUA PROMISEE DENTAL CO.,LTD | الصين | China | ME0000005573SFDAA00007 | Cotisen ® Face Shield with Frame | Shield Protective Personal
HUANGHUA PROMISEE DENTAL CO.,LTD | الصين | China | ME0000005573SFDAA00008 | Cotisen ® Dry Field System Tubing | Dry Field System Tubing
HUANGHUA PROMISEE DENTAL CO.,LTD | الصين | China | ME0000005573SFDAA00009 | Cotisen ® Surgical Aspirator Tip | Evacuator Oral cavity
HUANGHUA PROMISEE DENTAL CO.,LTD | الصين | China | ME0000005573SFDAA00010 | Cotisen ® Mouth Prob | Dental Retractor
Hefei Telijie Packaging Technology Co Ltd | الصين | China | ME0000009256SFDAA00003 | DENTAL BIB | DENTAL BIB
Suzhou Sunmed Co,Ltd | الصين | China | ME0000005851SFDAA00007 | Cylinder Wrench | Cylinder Wrench
Suzhou Sunmed Co,Ltd | الصين | China | ME0000005851SFDAA00008 | Laryngoscope Lamps | Laryngoscope Lamps
Suzhou Sunmed Co,Ltd | الصين | China | ME0000005851SFDAA00009 | Christmas Tree Connector (Oxy Nut & Stem) | Christmas Tree Connector (Oxy Nut & Stem)
Suzhou Sunmed Co,Ltd | الصين | China | ME0000005851SFDAA00010 | AMERICAN MILLER BLADE | LARYNGOSCOPE BLADE
Suzhou Sunmed Co,Ltd | الصين | China | ME0000005851SFDAA00011 | LARYNGOSCOPE BLADE | LARYNGOSCOPE BLADE
Younger MFG Co | الصين | China | ME0000009566SFDAA00001 | CLEAR | SPECTACLE LENSES-SEMI-FINISHED OPTICAL LENSES
DANYANG KANGJU OPTICAL GLASSES CO., LTD | الصين | China | ME0000009568SFDAA00001 | TRIANO | SPECTACLE LENSES
DANYANG KANGJU OPTICAL GLASSES CO., LTD | الصين | China | ME0000009568SFDAA00002 | TRIANO | SPECTACLE LENSES
ZHEJIANG HINDAR OPTICAL CO. LTD | الصين | China | ME0000009570SFDAA00001 | BARAKAT | Reading glass
Heze Juxinyuan Food Company Limited | الصين | China | ME0000009744SFDAA00001 | Powder-Free Vinyl Patient Examination Gloves | Powder-Free Vinyl Patient Examination Gloves
FOSHAN DONGFANG MEDICAL MANUFACTORY (LTD) | الصين | China | ME0000010383SFDAA00001 | FOSHAN COMMODE CHAIR | COMMODE CHAIR |  | يستخدم كرسي الحمام كبديل للمرحاض للعجزة والمعاقين
RAY VISION INC. | الصين | China | ME0000010989SFDAA00001 | TRIAL LENS SET | TRIAL LENS SET
RAY VISION INC. | الصين | China | ME0000010989SFDAA00002 | DIGITAL VISUAL ACUITY CHART | VISUAL ACUITY CHART
Mayborn (UK) Ltd | الصين | China | ME0000011277SFDAA00001 | Tommee Tippee Manual Breast Pump | MANUAL BREAST PUMP |  | مضخة ثدي يدوية لإستخراج حليب الأم لأغراض الحفظ والإستخدام
PLANET SUZHOU MEDICAL PRODUCTS CO LTD | الصين | China | ME0000011390SFDAA00013 | First Aid Kit | First Aid Kit
ANHUI GUOHONG INDUSTRIAL & TRADING CO., LTD | الصين | China | ME0000010668SFDAA00002 | BIOMET | FACE MASK, NONWOVEN, DISPOSABLE
ANHUI GUOHONG INDUSTRIAL & TRADING CO. LTD | الصين | China | ME0000011763SFDAA00001 | BIOMET | LAB COAT NONWOVEN DISPOSABLE
ZhangJiaGang HuaYuan Plastic Co., Ltd. | الصين | China | ME0000011764SFDAA00001 | SAFETOUCH/HUAYUAN | Vinyl Examination Glove
ZhangJiaGang HuaYuan Plastic Co., Ltd. | الصين | China | ME0000011764SFDAA00002 | SAFETOUCH/HUAYUAN | Vinyl Examination Gloves
ANHUI GUOHONG INDUSTRIAL & TRADING CO. LTD | الصين | China | ME0000011763SFDAA00002 | ALNOOR | NURSE CAP, NONWOVEN, DISPOSABLE
ANHUI GUOHONG INDUSTRIAL & TRADING CO. LTD | الصين | China | ME0000011763SFDAA00003 | BIOMET | BEARD COVER/HAIRNET, NONWOVEN, DIPOSABLE
ANHUI GUOHONG INDUSTRIAL & TRADING CO. LTD | الصين | China | ME0000011763SFDAA00004 | BIOMET | COVERALL, NONWOVEN, DISPOSABLE
ANHUI GUOHONG INDUSTRIAL & TRADING CO. LTD | الصين | China | ME0000011763SFDAA00005 | BIOMET | PE SHOE COVER, DISPOSABLE
ANHUI GUOHONG INDUSTRIAL & TRADING CO. LTD | الصين | China | ME0000011763SFDAA00006 | BIOMET | PE SLEEVE COVER, DISPOSABLE
Advance International Corp. | الصين | China | ME0000009120SFDAA00004 | ALNOOR | Vinyl Examination Gloves
ANHUI GUOHONG INDUSTRIAL & TRADING CO. LTD | الصين | China | ME0000011763SFDAA00007 | BIOMET | ISOLATION GOWN
ANHUI GUOHONG INDUSTRIAL & TRADING CO. LTD | الصين | China | ME0000011763SFDAA00008 | BIOMET | SHOE COVER NONWOVEN
ANHUI GUOHONG INDUSTRIAL & TRADING CO. LTD | الصين | China | ME0000011763SFDAA00009 | BIOMET | SLEEVE COVER NON WOVEN
ANHUI GUOHONG INDUSTRIAL & TRADING CO. LTD | الصين | China | ME0000011763SFDAA00010 | ALNOOR | FACE MASK, NONWOVEN, DISPOSABLE
ANHUI GUOHONG INDUSTRIAL & TRADING CO. LTD | الصين | China | ME0000011763SFDAA00011 | BIOMET | NURSE CAP/MOB CAP, NONWOVEN, DISPOSABLE
ANHUI GUOHONG INDUSTRIAL & TRADING CO. LTD | الصين | China | ME0000011763SFDAA00012 | BIOMET | BOUFFANT CAP, NONWOVEN, DISPOSABLE
Hubei Wanli Protective Products Co., Ltd. | الصين | China | ME0000011766SFDAA00001 | SAFETOUCH | NONWOVEN FACE MASK
Hubei Wanli Protective Products Co., Ltd. | الصين | China | ME0000011766SFDAA00002 | SAFETOUCH | NON WOVEN CAPS/HAIR NET
Hubei Wanli Protective Products Co., Ltd. | الصين | China | ME0000011766SFDAA00003 | SAFETOUCH | NONWOVEN COVERALL
Hubei Wanli Protective Products Co., Ltd. | الصين | China | ME0000011766SFDAA00004 | SAFETOUCH | LAB COAT, NONWOVEN
Longood Medicine ( Beijing) Co.,Ltd | الصين | China | ME0000012092SFDAA00001 | Povidone-Iodine Swabstick | Easy to break-off cleaning and disinfecting swabstick
Advance International Corp. | الصين | China | ME0000009120SFDAA00005 | Vinyl Gloves | Vinyl Gloves
Foshan Dongfang Medical Equipment Manufactory LTD. | الصين | China | ME0000007500SFDAA00020 | Folding Wheelchair | WHEELCHAIR |  | تعزيز التنقل للأشخاص ذوي الإعاقة الجسدية الذين يقتصر على وضع الجلوس
Foshan Dongfang Medical Equipment Manufactory LTD. | الصين | China | ME0000007500SFDAA00021 | walking stick | WALKER |  | جهاز حركة
Jiangsu Medakor Healthy Articles Co., Ltd. | الصين | China | ME0000013089SFDAA00002 | Medakor | Elastic 4-way Stretching Ankle Support S,M,L,XL |  | يوفر دعم الكاحل هذا ضغطًا على الكاحل مع السماح بمجموعة كاملة من الحركة. تصميم فريد متماسك لضغط دقيق عند الحاجة. يستعيد حرارة الجسم ويزيد من الدورة الدموية. الحفاظ على مرونة العضلات والمفاصل.
Jiangsu Medakor Healthy Articles Co., Ltd. | الصين | China | ME0000013089SFDAA00003 | Medakor | Elastic knee support S,M,L,XL |  | ﯾداﻛور دﻋﺎﻣﺔ اﻟرﻛﺑﺔ ﺗوﻓر دﻋم و ﺿﻐط ﻗوي ﻟﻠرﻛﺑﺔ اﻟﺿﻌﯾﻔﺔ واﻟﻣرھﻘﺔ. ﯾﺣﺎﻓظ ﻋﻠﻰ ﺣرارة اﻟﺟﺳم وﯾزﯾد ﻣن اﻟدورة اﻟدﻣوﯾﺔ ، ﻣﻣﺎ ﯾﺣﺎﻓظ ﻋﻠﻰ اﻟﻌﺿﻼت و اﻟﻣﻔﺎﺻل ﻣرﻧﺔ
Jiangsu Medakor Healthy Articles Co., Ltd. | الصين | China | ME0000013089SFDAA00004 | Medakor | ARM SLING |  | میداكور حامل للساعد یوفر الثبات والدعم لمفصل الكتف. في حالات إصابة العصب العضدي ، كسر في الذراع العلوي ، خلع جزئي في الكتف / خلع.
Jiangsu Medakor Healthy Articles Co., Ltd. | الصين | China | ME0000013089SFDAA00005 | Medakor | Elastic ankle support S,M,L,XL |  | میداكور جبیرة للقدم ت توفر دعم للركبة مع السماح بالحركة الكاملة، تصمیم فرید متماسك لضغط دقیق عند الحاجة. یحافظ على حرارة الجسم ویزید من الدورة الدمویة ، مما یحافظ على العضلات و المفاصل مرنة.
Foshan Dongfang Medical Equipment Manufactory LTD. | الصين | China | ME0000007500SFDAA00022 | COMMODE CHAIR | COMMODE CHAIR |  | كرسي متحرك مزود بمقعد على طراز المرحاض ويستخدم لشخص معاق فوق مرحاض أو في منطقة للاستحمام للاستحمام.
Foshan Dongfang Medical Equipment Manufactory LTD. | الصين | China | ME0000007500SFDAA00023 | Folding Wheelchair | WHEELCHAIR |  | تعزيز التنقل للأشخاص ذوي الإعاقة الجسدية الذين يقتصر على وضع الجلوس
Foshan Dongfang Medical Equipment Manufactory LTD. | الصين | China | ME0000007500SFDAA00024 | WALKER | WALKER |  | أداة للمعاقين أو كبار السن الذين يحتاجون إلى دعم إضافي للحفاظ على التوازن أو الاستقرار أثناء المشي
Foshan Dongfang Medical Equipment Manufactory LTD. | الصين | China | ME0000007500SFDAA00025 | walking stick | WALKER |  | جهاز حركة
AID UNITED INTERNATIONAL CO., LIMITED | الصين | China | ME0000013115SFDAA00001 | Adjustable wrist support | AID |  | داعم للمعصم قابل للتعديل
AID UNITED INTERNATIONAL CO., LIMITED | الصين | China | ME0000013115SFDAA00002 | Adjustable wrist support | AID |  | داعم للمعصم قابل للتعديل
AID UNITED INTERNATIONAL CO., LIMITED | الصين | China | ME0000013115SFDAA00003 | Adjustable Knee support | AID |  | داعم للركبة قابل للتعديل
AID UNITED INTERNATIONAL CO., LIMITED | الصين | China | ME0000013115SFDAA00004 | Adjustable Knee support | AID |  | داعم للركبة قابل للتعديل
AID UNITED INTERNATIONAL CO., LIMITED | الصين | China | ME0000013115SFDAA00005 | Adjustable Ankle support | AID |  | داعم للكاحل قابل للتعديل
AID UNITED INTERNATIONAL CO., LIMITED | الصين | China | ME0000013115SFDAA00006 | Adjustable wrist support | AID |  | داعم للمعصم قابل للتعديل
AID UNITED INTERNATIONAL CO., LIMITED | الصين | China | ME0000013115SFDAA00007 | Adjustable Ankle support | AID |  | داعم للكاحل قابل للتعديل
AID UNITED INTERNATIONAL CO., LIMITED | الصين | China | ME0000013115SFDAA00008 | Adjustable Ankle support | AID |  | داعم للكاحل قابل للتعديل
AID UNITED INTERNATIONAL CO., LIMITED | الصين | China | ME0000013115SFDAA00009 | Adjustable elbow support | AID |  | داعم للمرفق قابل للتعديل
AID UNITED INTERNATIONAL CO., LIMITED | الصين | China | ME0000013115SFDAA00010 | Adjustable elbow support | AID |  | داعم للمرفق قابل للتعديل
AID UNITED INTERNATIONAL CO., LIMITED | الصين | China | ME0000013115SFDAA00011 | Adjustable&breathable abdominal belt | AID |  | حزام داعم للبطن قابل للتعديل
AID UNITED INTERNATIONAL CO., LIMITED | الصين | China | ME0000013115SFDAA00012 | Adjustable back support | AID |  | داعم للظهر قابل للتعديل
AID UNITED INTERNATIONAL CO., LIMITED | الصين | China | ME0000013115SFDAA00013 | Adjustable Knee support | AID |  | داعم للركبة قابل للتعديل
AID UNITED INTERNATIONAL CO., LIMITED | الصين | China | ME0000013115SFDAA00014 | BANDAGE | AID |  | لصق جروح شفاف
Anatomy Supply Partners | الصين | China | ME0000013122SFDAA00001 | Transfer Board with Slots 30"L | Transfer Board with Slot 30"L
Performance Health International LTD | الصين | China | ME0000013123SFDAA00001 | Homecraft Devon Support Rails | Supporting Rails
FOSHAN DONGFANG MEDICAL EQUIPMENT MANUFACTORY(LTD.) | الصين | China | ME0000000149SFDAA00007 | Walking | Walking |  | يمكن أن تساعد أدوات المشي على التوازن وتقليل التعب أو الألم وتسهيل نمط المشي الآمن
FOSHAN DONGFANG MEDICAL EQUIPMENT MANUFACTORY(LTD.) | الصين | China | ME0000000149SFDAA00008 | Commode Wheelchair | Commode Wheelchair |  | يمكن استخدامه ككرسي متحرك وفي المنزل عندما يعاني المريض من الوهن الشديد بحيث لا يصل إلى الحمام
FOSHAN DONGFANG MEDICAL EQUIPMENT MANUFACTORY(LTD.) | الصين | China | ME0000000149SFDAA00009 | Commode Wheelchair | Commode Wheelchair |  | يمكن استخدامه ككرسي متحرك وفي المنزل عندما يعاني المريض من الوهن الشديد بحيث لا يصل إلى الحمام
FOSHAN DONGFANG MEDICAL EQUIPMENT MANUFACTORY(LTD.) | الصين | China | ME0000000149SFDAA00010 | Wheelchair | Wheelchair |  | يستخدم من قبل الأشخاص الذين يكون المشي صعبًا أو مستحيلًا بسبب إصابة المرض أو العجز
Coda Resources Ltd. Heze | الصين | China | ME0000000025SFDAA00003 | Plackers | Dental Floss |  | خيط وعود اسنان لتنظيف الاكل بين الاسنان
Coda Resources Ltd. Heze | الصين | China | ME0000000025SFDAA00004 | Plackers | Dental Floss |  | خيط وعود اسنان لتنظيف الاكل بين الاسنان
Coda Resources Ltd. Heze | الصين | China | ME0000000025SFDAA00005 | Plackers | Dental Floss |  | خيط وعود اسنان لتنظيف الاكل بين الاسنان لاصحاب التقويم
Coda Resources Ltd. Heze | الصين | China | ME0000000025SFDAA00006 | Plackers | Dental Floss |  | خيط اسنان لتنظيف الاكل بين الاسنان للاطفال
Daejeon Daemyung Optical Co. Ltd | الصين | China | ME0000000573SFDAA00024 | Silkcoat 1.67 | Spectacle lenses
Walgreen Health Solution, LLC | الصين | China | ME0000000832SFDAA00002 | Heelift® | Offloading positioning products |  | هيلفت رافع لنعل الكعب
Walgreen Health Solution, LLC | الصين | China | ME0000000832SFDAA00003 | Elbowlift ® | Offloading positioning products |  | رافع لكعب اليد
FOSHAN DONGFANG MEDICAL EQUIPMENT MANUFACTORY LTD | الصين | China | ME0000001566SFDAA00001 | Nahdi Commode Chair | COMMODE CHAIR | A wheelchair like a device fitted with a toilet style seat and used for disabled person in toilet or into a shower area for bathing. | كرسي متحرك يشبه الجهاز مزودًا بمقعد على طراز المرحاض ويستخدم للأشخاص ذوي الاحتياجات الخاصةكمرحاض او في منطقة الاستحمام للاستحمام
Foshan Dongfang Medical Equipment Manufactory Ltd | الصين | China | ME0000001567SFDAA00001 | CRUTCH | CRUTCH |  | لعكاز هو أداة مساعدة على التنقل تنقل الوزن من الساقين إلى الجزء العلوي من الجسم. غالبًا ما يستخدمه الأشخاص الذين لا يستطيعون استخدام أرجلهم لدعم وزنهم ، لأسباب تتراوح من الإصابات القصيرة الأجل إلى الإعاقات مدى الحياة.
Foshan Dongfang Medical Equipment Manufactory Ltd | الصين | China | ME0000007500SFDAA00032 | WALKER | WALKER |  | أداة للأشخاص المعوقين ، الذين يحتاجون إلى دعم إضافي للحفاظ على التوازن أو الاستقرار أثناء المشي ، والأكثر شيوعًا بسبب القيود المادية المرتبطة بالعمر
Shanghai Weixing Optical Technology Co., Ltd. | الصين | China | ME0000017190SFDAA00001 | EYE DEAR | LENS, SPECTACLE, NON-CUSTOM (PRESCRIPTION)
GS Medical Hengshui Gangsheng Medical Instruments Co., Ltd | الصين | China | ME0000018130SFDAA00001 | Limb Restraint Belt | Medical Fixing Band (restraint)
zhenjiang aoshen optics co.LTD | الصين | China | ME0000019859SFDAA00001 | BOXIDUN | OPTICAL LENS
TAIYAN XINYUAN TECH CENTER OF NORTH UNIVERSITY O CHINA | الصين | China | ME0000019860SFDAA00001 | JD-2600A.JD2600B.D903 | AUTO LENS METER D903
NIKON CORPORATION | الصين | China | ME0000001372SFDAA00002 | ECLIPSE | Eclipse Microscope
Yongqing Huaguan Dental Instruments Factory | الصين | China | ME0000000830SFDAA00001 | Dental Bibs | Dental Bibs | Dental Bibs
ANQING KANGMINGNA PACKAGING CO.,LTD | الصين | China | ME0000017209SFDAA00004 | SMS Non Woven Sterilization Wrap | Non Woven Wrap | Wrap for Sterilization
Dansu China Health Care Co Ltd | الصين | China | ME0000005340SFDAA00001 | Control Prep Maxi Swabstick | Medical Applicator | Control Prep Maxi Swabstick
Dansu China Health Care Co Ltd | الصين | China | ME0000005340SFDAA00002 | Control Prep Swabstick | Medical Applicator | Control Prep Swabstick
Medcaptain Medical Technology Co., Ltd. | الصين | China | ME0000000173SFDAA00001 | Vein Illuminator | Vein Finder | Vein Illuminator
Denjoy Dental Co LTD | الصين | China | ME0000005582SFDAA00001 | Denjoy ® Digital Dental CR imaging System | Digital Dental image plate scanner | Digital Dental image plate scanner
Tangshan Zhengtong Exhibition Co., Ltd | الصين | China | ME0000005576SFDAA00003 | Layan ® Cover All | Barrier Sleeves Cover All | Barrier sleeves cover all
Tangshan Zhengtong Exhibition Co., Ltd | الصين | China | ME0000005576SFDAA00007 | Layan ® Dental Instruments Organizer | Dental Instruments Organizer | Dental Instruments Organizer
Tangshan Zhengtong Exhibition Co., Ltd | الصين | China | ME0000005576SFDAA00012 | Layan ® Matrix System | Matrix System | Dental Matrix band system
DRAGON MEDICAL CO.,LTD | الصين | China | ME0000005712SFDAA00001 | Stair Chair | Stair Chair | Stair Chair
DRAGON MEDICAL CO.,LTD | الصين | China | ME0000005712SFDAA00002 | Examination Chair | Examination Chair | Examination Chair
Unimed Medical Supplies Inc | الصين | China | ME0000005718SFDAA00002 | Reusable Disposable Non Invasive Blood Pressure Cuff | Reusable Disposable Non Invasive Blood Pressure Cuff | Reusable Disposable Non Invasive Blood Pressure Cuff
Shanghai MediWorks Precision Instruments Co., Ltd | الصين | China | ME0000006767SFDAA00001 | Fundus Camera | Handheld Fundus Camera | Handheld Fundus Camera
DANYANG HUNGSUN OPTICALGLASS CO .LTD | الصين | China | ME0000001029SFDAA00034 | BRILLINAT LENSES | BRILLIANT LENES | عدسات نظارات تصحيح النظر | عدسات نظارات طبية لتصحيح النظر
ANQING KANGMINGNA PACKAGING CO.,LTD | الصين | China | ME0000017209SFDAA00003 | Heat Sealing Sterilization Flat Reel | Sterilization Flat Reel | Sterilization Reels
Hefei Jingcheng Plastic Products Co., Ltd. | الصين | China | ME0000011746SFDAA00082 | Headrest Cover Sleeves | Headrest Cover Sleeves | Headrest Cover Sleeves
Shandong Intco Medical Products Co., Ltd | الصين | China | ME0000006346SFDAA00004 | Synguard Examination Vinyl Gloves Powder Free | Gloves | Gloves
Shandong INTCO Medical Products Co., Ltd. | الصين | China | ME0000007155SFDAA00010 | Disposable Vinyl Exam Gloves | AMCARE | Vinyl Examination Gloves for Single Use | قفازات فينيل استخدام مرة واحدة بدون بودرة
Anhui Tianrun Medical Packaging Materials Co., Ltd. | الصين | China | ME0000000928SFDAA00003 | Sterilization packaging materials | Sterilization packaging materials | The Roll Packaging is intended for use as packing material for medical devices by sterilization by steam, or ethylene oxide gas. | اكياس تعقيم بالبخار
Shandong Intco Medical Products Co., Ltd | الصين | China | ME0000006346SFDAA00005 | Synguard Examination Nitrile Gloves | Gloves | Gloves
Shandong Hengchang Medical Technology Co., Ltd | الصين | China | ME0000001018SFDAA00013 | Anaaml Disposable Vinyl Gloves | Disposable Vinyl Gloves | Disposable Vinyl Gloves
Hefei Jingcheng Plastic Products Co., LTD | الصين | China | ME0000019948SFDAA00003 | Non-Woven Sponge | Non-Woven Sponge | Non Woven Sponge
S.E.S Healthacare Products (Hefei) Co., Ltd. | الصين | China | ME0000006352SFDAA00003 | Vision | Disposable Drape | Disposable Drape
Ningbo Baichen Medical Devices Co.,Ltd | الصين | China | ME0000001028SFDAA00009 | Electric Wheelchair | Electric Wheelchair | Electric Wheelchair
Hefei Jingcheng Plastic Products Co., Ltd. | الصين | China | ME0000011746SFDAA00083 | Self-Sealing pouch | Self-Sealing pouch | Self Sealing pouch
Hebei Healthplus Medical device Co., Ltd | الصين | China | ME0000009993SFDAA00002 | Raised Toilet Seat | Raised Toilet Seat | Raised Toilet Seat | رافع مقعد حمام
Hebei Healthplus Medical device Co., Ltd | الصين | China | ME0000009993SFDAA00004 | Shower Transfer Bench | Shower Transfer Bench | Shower Transfer Bench | كرسي ترويش مع سائد
Guangdong Dayang Medical Technology Co Ltd | الصين | China | ME0000006205SFDAA00002 | Crutch | Crutch | Crutch | عكاز
Guangdong Dayang Medical Technology Co Ltd | الصين | China | ME0000006205SFDAA00003 | Electric Bed | Electric Bed | Electric Bed
Guangdong Dayang Medical Technology Co Ltd | الصين | China | ME0000006205SFDAA00004 | Electric Wheelchair | Electric Wheelchair | Electric Wheelchair | كرسي كهربائي متحرك
Guangdong Dayang Medical Technology Co Ltd | الصين | China | ME0000006205SFDAA00004 | Electric Wheelchair | Electric Wheelchair | Electric Wheelchair | كرسي كهربائي متحرك
Guangdong Dayang Medical Technology Co Ltd | الصين | China | ME0000006205SFDAA00005 | Toilet Chair | Toilet Chair | Toilet Chair | كرسي حمام
Guangdong Dayang Medical Technology Co Ltd | الصين | China | ME0000006205SFDAA00006 | Toilet Support | Toilet Support | Toilet Support | ساند حمام
Guangdong Dayang Medical Technology Co Ltd | الصين | China | ME0000006205SFDAA00007 | Walker | Walker | Walker | مشاية
Guangdong Dayang Medical Technology Co Ltd | الصين | China | ME0000006205SFDAA00008 | Wheelchair | Wheelchair | Wheelchair | كرسي متحرك
Hangzhou Shengbo Cleaning Product Co., Ltd | الصين | China | ME0000007822SFDAA00001 | Comfort-Care | Multi Cleaning Wipes | Intended to be used as medical wipes for cleaning wounds and patients skin
Hangzhou Shengbo Cleaning Product Co., Ltd | الصين | China | ME0000007822SFDAA00001 | Comfort-Care | Multi Cleaning Wipes | Intended to be used as medical wipes for cleaning wounds and patients skin
Zhangjiagang New Fellow Med Co., Ltd | الصين | China | ME0000007823SFDAA00001 | Stretcher | Stretcher | to be used to transport patients & injured
Zhangjiagang New Fellow Med Co., Ltd | الصين | China | ME0000007823SFDAA00002 | Splint | Splint | Splint to provide support for injured and help fracture patients
Shanghai Joy Crown Industry Co Ltd | الصين | China | ME0000007824SFDAA00001 | Bandage | Bandage | Bandage used to dress a wound.
Xuzhou Maicuff Technology Co Ltd | الصين | China | ME0000007826SFDAA00001 | NIBP Cuff | NIBP Cuff | cuffs for measuring blood pressure
Zhangjiagang Medi Medical Equipment Co Ltd | الصين | China | ME0000007821SFDAA00005 | PU Cover | PU Cover | Used at Hospital & Clinics under patient as couch during examination
Zhangjiagang Medi Medical Equipment Co Ltd | الصين | China | ME0000007821SFDAA00007 | Foam Mattress | Foam Mattress | It is a Medical Mattress used for patient bed it is flexible and Flame Retardant foam with Anti-microbial and Anti-mites cover
Easyseal Medical Technology Co., Ltd | الصين | China | ME0000007828SFDAA00001 | Sealing Machine | Sealing Machine | sealing machine for sealing pouch
YANGZHOU SANXIN BRUSH CO LTD | الصين | China | ME0000000092SFDAA00002 | Dr. Brush( tooth brush) | Dr. Brush No:1001 | Tooth brush | فرشاة اسنان
YANGZHOU SANXIN BRUSH CO LTD | الصين | China | ME0000000092SFDAA00002 | Dr. Brush( tooth brush) | Dr. Brush No:1001 | Tooth brush | فرشاة اسنان
Hubei Yinkang Medical Equipment Co., Ltd. | الصين | China | ME0000007957SFDAA00006 | Hospital Bed Mattress | Hospital Furniture | Hospital Bed Mattress
Hubei Yinkang Medical Equipment Co., Ltd. | الصين | China | ME0000007957SFDAA00006 | Hospital Bed Mattress | Hospital Furniture | Hospital Bed Mattress
Leboo Healthcare Products Limited | الصين | China | ME0000007136SFDAA00001 | Sleeve Cover | Sleeve Cover | The sleeve covers are intended to be used in medical institutions, laboratories and other places.
Leboo Healthcare Products Limited | الصين | China | ME0000007136SFDAA00001 | Sleeve Cover | Sleeve Cover | The sleeve covers are intended to be used in medical institutions, laboratories and other places.
Jinhua Xingbu Technology Co., Ltd. | الصين | China | ME0000008059SFDAA00001 | SPACARE CUPPING | SPACARE CUPPING | Cupping therapy | سباكير حجامة
Shanghai Kinmed Import & Export Co., Ltd. | الصين | China | ME0000002566SFDAA00011 | GAUZE SWAB | GAUZE SWAB | GAUZE SWAB
Shanghai Kinmed Import & Export Co., Ltd. | الصين | China | ME0000002566SFDAA00011 | GAUZE SWAB | GAUZE SWAB | GAUZE SWAB
Sumbow Medical Instruments Co., Ltd. | الصين | China | ME0000005771SFDAA00041 | SUMBOW Gauze swab | Gauze swab | non sterile, are intended to be used as a mechanical barrier for compression or for absorption
Sumbow Medical Instruments Co., Ltd. | الصين | China | ME0000005771SFDAA00041 | SUMBOW Gauze swab | Gauze swab | non sterile, are intended to be used as a mechanical barrier for compression or for absorption
Sumbow Medical Instruments Co., Ltd. | الصين | China | ME0000005771SFDAA00041 | SUMBOW Gauze swab | Gauze swab | non sterile, are intended to be used as a mechanical barrier for compression or for absorption
Sumbow Medical Instruments Co., Ltd. | الصين | China | ME0000005771SFDAA00041 | SUMBOW Gauze swab | Gauze swab | non sterile, are intended to be used as a mechanical barrier for compression or for absorption
Sumbow Medical Instruments Co., Ltd. | الصين | China | ME0000005771SFDAA00042 | Sumbow ALCOHOL SWAB PADS | Alcohol swab pad | Swab pad for cleaning wound.
Sumbow Medical Instruments Co., Ltd. | الصين | China | ME0000005771SFDAA00042 | Sumbow ALCOHOL SWAB PADS | Alcohol swab pad | Swab pad for cleaning wound.
Sumbow Medical Instruments Co., Ltd. | الصين | China | ME0000005771SFDAA00042 | Sumbow ALCOHOL SWAB PADS | Alcohol swab pad | Swab pad for cleaning wound.
GUANGDONG KAIYANG MEDICAL TECHNOLOGY GROUP CO LTD | الصين | China | ME0000008201SFDAA00001 | ROLLATOR | ROLLATOR | MEDICAL ROLLATOR
GUANGDONG KAIYANG MEDICAL TECHNOLOGY GROUP CO LTD | الصين | China | ME0000008201SFDAA00002 | Walker | Walker | Medical Walker
GUANGDONG KANGSHEN MEDICAL TECHNOLOGY CO LTD | الصين | China | ME0000008300SFDAA00002 | Three Function Electric Bed | Electric Medical Care Bed | Homecare and hospital bed | سرير كهربائي
GUANGDONG KANGSHEN MEDICAL TECHNOLOGY CO LTD | الصين | China | ME0000008300SFDAA00003 | Three function Electric bed | Electric Medical care bed | Medical Care Bed
GUANGDONG KANGSHEN MEDICAL TECHNOLOGY CO LTD | الصين | China | ME0000008300SFDAA00004 | Aluminum Walker | Aluminum Walker | Walker
Guangdong Kaiyang Medical Technology Group Co., Ltd. | الصين | China | ME0000008737SFDAA00001 | KAIYANG Medical Wheel Chair | Wheel Chair | Supportive patients chair with wheels.
Micro-Tech (Nanjing) Co., Ltd. | الصين | China | ME0000008810SFDAA00001 | Disposable Bite Block | Disposable Bite Block | Medical Instrument
Micro-Tech (Nanjing) Co., Ltd. | الصين | China | ME0000008810SFDAA00002 | Endoscopy Working Channel Valves | Endoscopy Working Channel Valves | Medical Instrument
Micro-Tech (Nanjing) Co., Ltd. | الصين | China | ME0000008810SFDAA00003 | Disposable Cleaning Brush | Disposable Cleaning Brush | Medical Instrument
Micro-Tech (Nanjing) Co., Ltd. | الصين | China | ME0000008810SFDAA00004 | Polyp Collection Kit | Polyp Collection Kit | Medical Instrument
Danyang Huayun Optical Glasses Co.,Ltd | الصين | China | ME0000006340SFDAA00012 | NEO PLUS | Optical Lenses | 1- Be sure to measure the lens. 2- The lens is set and 3 dots are placed in the middle of the lens exactly according to the axis determined by the doctor (line of sight). 3- Write on the right lens ( R ) and write on the left lens ( L ). 4- Put the lens in the lens cutting machine and we determine on the screen of the machine where the lens is cut because it varies according to the type of frame whether it is frame is full frame or half frame or glass or against breakage ( polycarbonate ). 5- Give the machine an operation and then drop the lens on the machine stone with water running on the lens for not breaking it and facilitate the shear, take about a minute and a half then go to the polishing stage. 6- Drill the lens blade to be installed in the frame. 7- The lens is installed in the frame. 8- Wear the glasses in the face.
FIRSTAR HEALTHCARE COMPANY LTMITED (GUANGZHOU) | الصين | China | ME0000002637SFDAA00013 | Triangular Bandage | Triangular Bandage | To immobilize the injured body part
Anhui Bytech Medical Supplies Co., Ltd. | الصين | China | ME0000001076SFDAA00010 | bytech | Disposable Vinyl gloves | Vinyl examination gloves
QINGDAO ANTECH SCIENTIFIC CO., LTD. | الصين | China | ME0000000843SFDAA00007 | Pharmacy Refrigerator | Refrigerator | Medical Refrigerator
Hefei Jingcheng Plastic Products Co., Ltd. | الصين | China | ME0000011746SFDAA00084 | Air/ Water Syringe Tip | Air/ Water Syringe Tip | Air Water Syringe Tip
Anhui Intco Medical Products Co., Ltd | الصين | China | ME0000005774SFDAA00004 | Materpieces Medical Vinyl Examination Gloves | Materpieces Medical Vinyl Examination Gloves | Medical Vinyl Examination Gloves | قفازات من الفينايل
Anhui Intco Medical Products Co., Ltd | الصين | China | ME0000005774SFDAA00004 | Materpieces Medical Vinyl Examination Gloves | Materpieces Medical Vinyl Examination Gloves | Medical Vinyl Examination Gloves | قفازات من الفينايل
YANGZHOU SUPER UNION IMPORT & EXPORT CO., LTD | الصين | China | ME0000000415SFDAA00003 | ISOLATION GOWN | ISOLATION GOWN | . Prevent cross-infection in medical treatment at sanitat
FIRSTAR HEALTHCARE COMPANY LTMITED (GUANGZHOU) | الصين | China | ME0000002637SFDAA00014 | Emergency Blanket | Emergency Blanket | To keep warm in emergency sit
foshan nanhai anjian medical equipment parts co.,ltd | الصين | China | ME0000001012SFDAA00012 | wheel chair | wheel chair | wheel chair | كرسي حمام متحرك عادي
Lyncmed Medical Technology (Beijing) Co., Ltd. | الصين | China | ME0000005427SFDAA00021 | Disposable Underpad | Disposable Underpad | Disposable Underpad | مفارش إمتصاص سوائل طبية
Leboo Healthcare Products Limited | الصين | China | ME0000007136SFDAA00002 | Shoe cover | Shoe cover | Shoe cover
Leboo Healthcare Products Limited | الصين | China | ME0000007136SFDAA00002 | Shoe cover | Shoe cover | Shoe cover
Xiamen J Brace Medical Equipment Co Ltd | الصين | China | ME0000009087SFDAA00001 | shoulder immobilizer with waist strap | Shoulder Brace | Surgical repair of rotator cuff anterior dislocation of the glenohumeral joint anterior glenohumeral capsular reconstruction and shoulder pain glenohumeral acromioplasty
Xiamen J Brace Medical Equipment Co Ltd | الصين | China | ME0000009087SFDAA00002 | Philadelphia Cervical support | CERVICAL COLLAR SPLINT | For Spyondylarthosis Cervical syndrome Tracheotomy Post surgical treatment Post traumatic pain disorders Structural loosening of the upper cervical spine and plain and stable vertebral body fractures
Xiamen J Brace Medical Equipment Co Ltd | الصين | China | ME0000009087SFDAA00003 | Premium Airliner Walker | Walking Boot | Soft tissue injuries grade 2 or 3 sprains stable fracture post operative use trauma and rehabilitation
Xiamen J Brace Medical Equipment Co Ltd | الصين | China | ME0000009087SFDAA00004 | Neoprene Thumb Brace | Hand Support | Wrist thumb trauma and scaphoid injuries and ligament strains
Xiamen J Brace Medical Equipment Co Ltd | الصين | China | ME0000009087SFDAA00005 | Padded Wrist Brace | Hand Support | Tendonitis selected injuries and post cast healing and soft tissue injuries
Xiamen J Brace Medical Equipment Co Ltd | الصين | China | ME0000009087SFDAA00006 | Adjustable Night Splint | Night Splint | For treating planter fasciitis and achilles tendonitis
CareMax Rehabilitation Equipment Co Ltd | الصين | China | ME0000009103SFDAA00001 | WALKER | WALKER | FOLDING WALKER
Xiantao Tongda Nonwoven Products Co Ltd | الصين | China | ME0000009110SFDAA00001 | BRYCEMED | ISOLATION GOWN | ISOLATION GOWN
Xiantao Tongda Nonwoven Products Co Ltd | الصين | China | ME0000009110SFDAA00002 | BRYCEMED | CAPS | CAPS
Jiangsu Intco Medical Supply Co. Ltd | الصين | China | ME0000009114SFDAA00001 | COLD PACK | COLD PACK | COLD PACK
Jiangsu Intco Medical Supply Co. Ltd | الصين | China | ME0000009114SFDAA00002 | HOT PACK | HOT PACK | HOT PACK
Intco Medical HK CO Ltd | الصين | China | ME0000009115SFDAA00001 | DR LUJAIN Dry Wipes | Dry wipes | Dry Wipes D Spunlace White | مناديل جافة للتنظيف
Intco Medical HK CO Ltd | الصين | China | ME0000009115SFDAA00003 | DR LUJAIN | Adhesive Plasters Dressings Tapes Barrier Films | Protective gowns for basic cover. Each gown features a waist belt and latex-free elastic or knitted cuff. | سترة عازلة
Intco Medical HK CO Ltd | الصين | China | ME0000009115SFDAA00004 | DR LUJAIN | Examination vinyl gloves | vinyl examination gloves, premium quality, powder-free, non-sterile for single-use | قفازات فينيل لليدين خالية من البودرة لحماية اليدين
Shanghai Kinmed Import and Export Co Ltd | الصين | China | ME0000002804SFDAA00003 | KABAYAN Vinyl Examination Gloves | Examination Gloves | Vinyl gloves are most suitable when used for low risk activities. Vinyl gloves are often used for: Non-contaminated light hospital procedures, for simple external examination and protection | كابايان
Shanghai Kinmed Import and Export Co Ltd | الصين | China | ME0000002804SFDAA00003 | KABAYAN Vinyl Examination Gloves | Examination Gloves | Vinyl gloves are most suitable when used for low risk activities. Vinyl gloves are often used for: Non-contaminated light hospital procedures, for simple external examination and protection | كابايان
Shanghai Kinmed Import and Export Co Ltd | الصين | China | ME0000002804SFDAA00030 | GAUZE SWABS | GAUZE SWABS | used for cushioning, cleaning, and absorbing wound areas
Shanghai Kinmed Import and Export Co Ltd | الصين | China | ME0000002804SFDAA00030 | GAUZE SWABS | GAUZE SWABS | used for cushioning, cleaning, and absorbing wound areas
Shanghai Kinmed Import and Export Co Ltd | الصين | China | ME0000002804SFDAA00030 | GAUZE SWABS | GAUZE SWABS | used for cushioning, cleaning, and absorbing wound areas
Shanghai Channelmed Import and Export Co Ltd Channelmed Group | الصين | China | ME0000009183SFDAA00003 | Channelmed Vinyl Gloves | Disposable Vinyl gloves | Non-sterile disposable vinyl gloves, 100% vinyl, no natural latex protein, DOP/DEHP free, Ambidextrous, smelless, harmless, nontoxic, alkai-resistant, acid-resistant with beaded cuff
Jianlian Homecare Products Co. Limited | الصين | China | ME0000009188SFDAA00001 | Walker | Walker | Help the people move by themselves | مساعدة الناس على التحرك بالإعتماد على أنفسهم .
Jianlian Homecare Products Co. Limited | الصين | China | ME0000009188SFDAA00002 | Walking Stick | Walking Stick | The purpose of the walking stick help the people to aid walking | عصا لمساعدة الناس على المشي
Jianlian Homecare Products Co. Limited | الصين | China | ME0000009188SFDAA00003 | Wheelchair | Wheelchair | The purpose of the wheelchair is to move or transfer the people in need by themselves or by the assistant | كرسي متحرك لنقل الأشخاص بأنفسهم او بواسطة المرافق .
Jianlian Homecare Products Co. Limited | الصين | China | ME0000009188SFDAA00005 | Commode Chair | Commode Chair | Helping people with special needs | كرسي للحمام لمساعدة ذوي الإختياجات الخاصة على قضاء الحاجة
Jianlian Homecare Products Co. Limited | الصين | China | ME0000009188SFDAA00005 | Commode Chair | Commode Chair | Helping people with special needs | كرسي للحمام لمساعدة ذوي الإختياجات الخاصة على قضاء الحاجة
SUMBOW Medical Instruments Co. , LTD. | الصين | China | ME0000005920SFDAA00001 | SUMBOW EMBOSSED DRESSING PAD | EMBOSSED DRESSING PAD | Non sterile, are intended to be used as a mechanical barrier
Shanghai Kinmed Import & Export Co. Ltd. | الصين | China | ME0000005913SFDAA00001 | Vinyl Gloves | Vinyl Gloves | Vinyl Gloces free powder , for protection.
Yongkang Jinkang Health Equipment Factory | الصين | China | ME0000007966SFDAA00002 | Vacuum Cupping | Vacuum Cupping | Vacuum Cupping | قوة الشفط والضغط السلبي الناتجة عن استخدام أكواب الحجامة تساعد على ارخاء العضلات وتحفيز الدورة الدموية وتهدئة الجهاز العصبي مما يجعلها علاج جيد لعدة أمراض
Yongkang Jinkang Health Equipment Factory | الصين | China | ME0000007966SFDAA00002 | Vacuum Cupping | Vacuum Cupping | Vacuum Cupping | قوة الشفط والضغط السلبي الناتجة عن استخدام أكواب الحجامة تساعد على ارخاء العضلات وتحفيز الدورة الدموية وتهدئة الجهاز العصبي مما يجعلها علاج جيد لعدة أمراض
Yangzhou Super Union Import and Export Co Ltd | الصين | China | ME0000009199SFDAA00001 | Phmco Hot Water Bag | Hot Water Bag | Hot Water Bag | تقديم الدفئ للمنطقة المراد وضع الكمادة عليها
Yangzhou Super Union Import and Export Co Ltd | الصين | China | ME0000009199SFDAA00002 | Phmco ICE Bag | ICE Bag | ICE Bag | كمادة تقدم برودة للمنطقة المرادة
Jianlian Homecare Products Co Ltd | الصين | China | ME0000009201SFDAA00001 | CRUTCH | WALKING STICK | CRUTCH | مساعدة الاشخاص الذين يعانون من صعوبة في المشي على الاعتماد على انفسهم اثناء المشي
Yangzhou Super Union Import and Export Co Ltd | الصين | China | ME0000009202SFDAA00001 | PHMCO Hot Cold Pack | Hot Cold Pack | Hot Cold Pack | كمادة جيل تستخدم لتخفيف الألم اما بالبرودة او بالسخونة
Yangzhou Super Union Import and Export Co Ltd | الصين | China | ME0000009203SFDAA00001 | Phmco Vaginal Douche | Vaginal Douche | Phmco Vaginal Douche | للعناية والنظافة الشخصية
Yangzhou Super Union Import and Export Co Ltd | الصين | China | ME0000009202SFDAA00002 | BRUISAID Crepe Bandage | Bandage | BRUISAID Crepe Bandage | لعلاج التواء المفصل والعضلات
Yangzhou Super Union Import and Export Co Ltd | الصين | China | ME0000009202SFDAA00003 | BRUISAID Cotton Gauze Swab | Gauze Swab | BRUISAID Cotton Gauze Swab | يمكن استعماله في توضيب الجروح الحماية النزيف الخفيف وضع الأدوية والمرهم وغيرها
Yangzhou Super Union Import and Export Co Ltd | الصين | China | ME0000009202SFDAA00004 | BRUISAID PHMCOPORE | ADHESIVE BANDAGE | Parafin cotton gauze swab | يستخدم في حالة الجروح والكمدمات والخدوش
Jianlian Homecare Products Co Ltd | الصين | China | ME0000009201SFDAA00002 | Walking Stick | Walking Stick | Help the people to aid walking | مساعدة الاشخاص الذين يعانون من صعوبة في المشي على الاعتماد على انفسهم اثناء المشي
Jianlian Homecare Products Co Ltd | الصين | China | ME0000009201SFDAA00003 | Urinal | Urinal | URINAL
Sumbow Medical Instruments Co Ltd | الصين | China | ME0000008949SFDAA00002 | Hot Water Bag | Hot Water Bag | HOTT WATER BAG | الهدف من الاستخدام المحافظة على دفئ المستخدم
Yangzhou Super Union Import and Export Co. Ltd | الصين | China | ME0000009207SFDAA00001 | Adult Urine Bag | Urine Bag | Adult urine bag | كيس جمع البول
Yangzhou Super Union Import and Export Co Ltd | الصين | China | ME0000009198SFDAA00002 | BRUISAID COOLING PATCH | Cooling patch | Cooling patches for Reducing Fever Temperature | حفض حرارة الجسم
Yangzhou Super Union Import and Export Co Ltd | الصين | China | ME0000009198SFDAA00003 | PHMCO PARAFIN COTTON | Adhesive Bandage | Paraffin Cotton Gauze Swab | لصقة للاسعافات الاوليه للجروح والكدمات والخدوش والقرح
Yangzhou Super Union Import and Export Co Ltd | الصين | China | ME0000009198SFDAA00004 | PHMCO High Elastic Bandage | Elastic Bandage | BRUISAID High Elastic Bandage | لصقة للاسعافات الاوليه للجروح والكدمات والخدوش والقرح
Yangzhou Super Union Import and Export Co Ltd | الصين | China | ME0000009199SFDAA00003 | BRUISAID Adhesive Eye Pad | ADHESIVE BANDAGE | BRUISAID Adhesive Eye Pad | مفيدة لحماية العيون من الإصابات الناجمة عن إصابة العين
Shanghai Kinmed import & Export Co Ltd | الصين | China | ME0000009209SFDAA00001 | Phmco Hot Water Bag | Hot Water Bag | Phmco Hot water Bag | تقديم الدفئ للمنطقة المراد وضع الكمادة عليها
Jianlian Homecare Products Co Ltd | الصين | China | ME0000009201SFDAA00004 | Quad Cane | WALKING STICK | QUAD CANE | مساعدة الاشخاص الذين يعانون من صعوبة في المشي على الاعتماد على انفسهم اثناء المشي
Sumbow Medical Instruments Co Ltd | الصين | China | ME0000008949SFDAA00003 | DISPOSABLE VINYL EXAMINATION GLOVES | VINYL GLOVES | DISPOSABLE VINYL EXAMINATION GLOVES | كفوف فينيل للفحص للوقاية
Jianlian Homecare Products Co Ltd | الصين | China | ME0000009201SFDAA00005 | Commde Chair | Commde Chair | Commode Chair
Jianlian Homecare Products Co Ltd | الصين | China | ME0000009201SFDAA00006 | Walking Aid | Walker | Help the people to aid walking | مساعدة الاشخاص الذين يعانون من صعوبة في المشي على الاعتماد على انفسهم اثناء المشي
Jianlian Homecare Products Co Ltd | الصين | China | ME0000009201SFDAA00007 | Wheelchair | Wheelchair | High strength, well-welded steel frame with stainless and aging-resistant capabilities after electroplating | يستخدم لنقل وتحريك الأشخاص الغير قادرين على المشي
Yangzhou Super Union Import and Export Co Ltd | الصين | China | ME0000009202SFDAA00005 | BRUISAID Alcohol Pads | Alcohol Swab | BRUISAID Alcohol Pads | تنظيف المنطقة المرادة من الجلد او الجروح الصغيرة
One Top Protective Products Co Ltd | الصين | China | ME0000009250SFDAA00001 | MAX CARE JAMA | Non Woven Mob Cap | single use head cap non sterile
One Top Protective Products Co Ltd | الصين | China | ME0000009250SFDAA00003 | MAX CARE | vinyl gloves | single use non sterile examination gloves
One Top Protective Products Co Ltd | الصين | China | ME0000009250SFDAA00004 | MAX CARE | NON WOVEN BEARD COVER | NON WOVEN COVER
One Top Protective Products Co Ltd | الصين | China | ME0000009250SFDAA00005 | MAX CARE | PE Sleeve cover | PE COVER
One Top Protective Products Co Ltd | الصين | China | ME0000009250SFDAA00006 | MAX CARE | CPE Shoe Cover | SHOE COVER
One Top Protective Products Co Ltd | الصين | China | ME0000009250SFDAA00007 | JAMA PE APRON | PE APRON | SINGLE USE APRON
One Top Protective Products Co Ltd | الصين | China | ME0000009250SFDAA00008 | MAX CARE | NON WOVEN ISOLATION GOWN | NON WOVEN GOWN
HeFei JingCheng Plastic products co;ltd | الصين | China | ME0000009253SFDAA00002 | DENTAL BIB | dental bib | patient towel for single use
HeFei JingCheng Plastic products co;ltd | الصين | China | ME0000009253SFDAA00002 | DENTAL BIB | dental bib | patient towel for single use
HeFei JingCheng Plastic products co;ltd | الصين | China | ME0000009253SFDAA00002 | DENTAL BIB | dental bib | patient towel for single use
Shenzhen Fitconn Technology Co., Ltd | الصين | China | ME0000008198SFDAA00002 | Anti decubitus mattress with pump | Anti decubitus mattress with pump | Anti decubitus mattress with pump
Advance International Corp. | الصين | China | ME0000009120SFDAA00003 | Powder Free Vinyl Patient Examination Gloves | Powder Free Vinyl Patient Examination Gloves | Vinyl Gloves
Advance International Corp. | الصين | China | ME0000009120SFDAA00003 | Powder Free Vinyl Patient Examination Gloves | Powder Free Vinyl Patient Examination Gloves | Vinyl Gloves
Anhui Province Dejitang Pharmaceutical Co. Ltd | الصين | China | ME0000009035SFDAA00001 | SILVA | Silva Tiger | The plaster can relieve the back and musclar pain | لاصقة للظهر و العضلات
Shanghai Eternal Faith Industry Co.,LTD | الصين | China | ME0000009992SFDAA00001 | OXYGEN GAS CYLINDER | OXYGEN GAS CYLINDER | OXYGEN GAS CYLINDER
Shanghai Eternal Faith Industry Co.,LTD | الصين | China | ME0000009992SFDAA00001 | OXYGEN GAS CYLINDER | OXYGEN GAS CYLINDER | OXYGEN GAS CYLINDER
Shanghai Eternal Faith Industry Co.,LTD | الصين | China | ME0000009992SFDAA00001 | OXYGEN GAS CYLINDER | OXYGEN GAS CYLINDER | OXYGEN GAS CYLINDER
Jiangsu Saikang Medical Equipment Co., Ltd. | الصين | China | ME0000005089SFDAA00001 | Mattress | Mattress | Mattress | مرتبة إسفنجية
Hebei Healthplus Medical device Co., Ltd | الصين | China | ME0000009993SFDAA00001 | Commode Chair | Commode Chair | Commode Chair | كرسي حمام مساعد
Foshan Shudne A I Industries LTD | الصين | China | ME0000009995SFDAA00001 | A I Manual Wheelchair | Manual Wheelchair | Manual Wheelchair | كرسي متحرك
Foshan Dongfang Medical Equipment Manufactory LTD. | الصين | China | ME0000007500SFDAA00006 | Manual Wheelchair | Wheelchairs non powered | Manual Wheelchair | كرسي متحرك يدوي
Foshan Dongfang Medical Equipment Manufactory LTD. | الصين | China | ME0000007500SFDAA00008 | Chair | Wheelchair | Wheelchair | كرسي
Foshan Dongfang Medical Equipment Manufactory LTD. | الصين | China | ME0000007500SFDAA00009 | Electric Wheelchair | Wheelchair Powered | Electric Wheelchair | كرسي متحرك كهربائي
Zhi Wei NC Tech Company Limited | الصين | China | ME0000010003SFDAA00001 | Powered Wheelchair | Powered Wheelchair | Powered Wheelchair | كرسي كهربائي خفيف الوزن
DRAGON MEDICAL CO.,LTD | الصين | China | ME0000005712SFDAA00008 | Hospital bed | Hospital bed | Hospital bed
DRAGON MEDICAL CO.,LTD | الصين | China | ME0000005712SFDAA00010 | Operating lamp | Operating lamp | Operating lamp
DRAGON MEDICAL CO.,LTD | الصين | China | ME0000005712SFDAA00012 | Patient lift | Patient lift | Patient lift
DRAGON MEDICAL CO.,LTD | الصين | China | ME0000005712SFDAA00015 | Stair chair | Stair chair | Stair chair | كرسي صعود الدرج
DRAGON MEDICAL CO.,LTD | الصين | China | ME0000005712SFDAA00016 | Stretcher | Stretcher | Stretcher
DRAGON MEDICAL CO.,LTD | الصين | China | ME0000005712SFDAA00019 | Electric Wheelchair | Electric Wheelchair | Electric Wheelchair | كرسي متحرك كهربائي
Foshan Dongfang Medical Equipment Manufactory LTD. | الصين | China | ME0000007500SFDAA00010 | Walking Aid | Walking Aid | Walking Aid | مشايات لمساعدة كبار السن والمعاقين والمرضى على المشي
Foshan Dongfang Medical Equipment Manufactory LTD. | الصين | China | ME0000007500SFDAA00011 | Hospital bed | Electrically Operated Hospital Bed | Electrically Operated Hospital Bed
Shanghai Channelmed Import & Export Co., Ltd | الصين | China | ME0000008893SFDAA00001 | CERVICAL COLLAR | CERVICAL COLLAR | Supporting and help those recover from a broken or fractured neck, whiplash, sprain/strains, cervical surgery, and more.
Shanghai Channelmed Import & Export Co., Ltd | الصين | China | ME0000008893SFDAA00002 | collar cuff | collar & cuff band | The material used on fracture place for fixation.
Hubei Excelmed Non-Woven Products Co. Ltd. | الصين | China | ME0000010075SFDAA00003 | Isolation Gown | Isolation Gown | Used in the isolation in the medical institutions and examination rooms. disposable and non-sterile , used in hospital for protection
Shanghai Kinmed Import & Export Co. Ltd. | الصين | China | ME0000005913SFDAA00003 | Powder Free Vinyl Gloves | Powder free Vinyl Gloves | Powder Free Vinyl Gloves for Examination
Shanghai Kinmed Import & Export Co. Ltd. | الصين | China | ME0000005913SFDAA00003 | Powder Free Vinyl Gloves | Powder free Vinyl Gloves | Powder Free Vinyl Gloves for Examination
Zumax Medical Co Ltd | الصين | China | ME0000010176SFDAA00003 | Surgical Microscope | Operating Room Microscopes | Operating Room Microscopes
ANTAR FOSHAN TECHNOLOGY CO LTD | الصين | China | ME0000010177SFDAA00001 | Dental Suction | Dental Suction | Dental Tube Suction
ANTAR FOSHAN TECHNOLOGY CO LTD | الصين | China | ME0000010177SFDAA00002 | Dental Oilless Compressor | Dental Oilless Compressor | Dental Oilless Compressor
ANTAR FOSHAN TECHNOLOGY CO LTD | الصين | China | ME0000010177SFDAA00002 | Dental Oilless Compressor | Dental Oilless Compressor | Dental Oilless Compressor
Jianlian Homecare Products Co.,LTD | الصين | China | ME0000005921SFDAA00128 | therapy cart | therapy cart | The instrument table has a specially designed design to facilitate the easy movement of medical equipment or instruments. Technical characteristics: The skeleton is made of stainless steel, equipped with bucket support, 2 countertops and 4 wheels (2 pieces with braking system and 2 single pieces).
Jianlian Homecare Products Co.,LTD | الصين | China | ME0000005921SFDAA00127 | examination bed | examination bed | Examination table with 3 sections, fixed height. Intermediate frame and legs made in chromed tubular steel. Adjustable backrest and leg section with semi-automatic friction. The surfaces are made of flexible fireproof polyurethane foam and moulded in a single piece with the washable, fire-retardant faux leather covering.
Hebei Healthplus Medical device Co., Ltd | الصين | China | ME0000009993SFDAA00003 | Shower Chair | Shower Chair | Shower Chair | كرسي ترويش
FIRSTAR HEALTHCARE COMPANY LTMITED (GUANGZHOU) | الصين | China | ME0000002637SFDAA00016 | Combat Application Tourn | Combat Application Tourn | To stop bleeding
FIRSTAR HEALTHCARE COMPANY LTMITED (GUANGZHOU) | الصين | China | ME0000002637SFDAA00020 | Head Immobilization | Head Immobilization | To immobilize the injured head or neck
QINGDAO HIPROVE MEDICAL TECHNOLOGIES CO LTD | الصين | China | ME0000010382SFDAA00001 | HIGH ELASTIC BANDAGE | H.E.B BANDAGE | It is used for a firm support of sprains or strains in knee, ankle, elbow and foot. Splint fixation and fixed joint protection.
QINGDAO HIPROVE MEDICAL TECHNOLOGIES CO LTD | الصين | China | ME0000010382SFDAA00002 | SURGICAL SILK TAPE | SILK PLASTER | Silk tape is a non-stretch tape with a silk finish and a strong, hypoallergenic adhesive. Silk tape can be used as a base layer for sports strapping, or as a first aid tape to fix and retain dressings.
QINGDAO HIPROVE MEDICAL TECHNOLOGIES CO LTD | الصين | China | ME0000010382SFDAA00003 | ELASIC TUBULAR NET BANDAGE | FLEXYNET | Tubular elastic retention bandage holds dressings in place without tape
QINGDAO HIPROVE MEDICAL TECHNOLOGIES CO LTD | الصين | China | ME0000010382SFDAA00005 | DISPOSABLE VINYL GLOVES | NON-STERILE VINYL EXAMINATION GLOVES | Vinyl gloves are made from PVC, a petroleum-based film.
Foshan Dongfang Medical Equipment Manufactory LTD. | الصين | China | ME0000007500SFDAA00019 | FOSHAN WHEELCHAIR | WHEEL CHAIR | A wheelchair is defined as a chair fitted with wheels. The device comes in variations, allowing either manual propulsion by the seated occupant turning the rear wheels manually | يتم إستخدام هذه المنتجات من قبل الأشخاص الذين يصعب عليهم المشي أو لديهم أعاقة
FOSHAN DONGFANG MEDICAL MANUFACTORY LTD | الصين | China | ME0000010385SFDAA00001 | FOSHAN WALKING AID | WALKING AID | Walkers and Walking Aids are normally used for people who have problem in walking due to any accident or permanent disability | يستعمل من قبل الأشخاص الذين يعانون من مشاكل في المشي
QINGDAO HIPROVE MEDICAL TECHNOLOGIES CO LTD | الصين | China | ME0000010382SFDAA00006 | CREPE COTTON BANDAGE | CREPE BANDAGE | Crepe bandages, commonly made of cotton, are a woven, elasticated bandage. Crepe bandages are ideal to support the healing of sprains and strains, as they provide good compression to injured areas.
QINGDAO HIPROVE MEDICAL TECHNOLOGIES CO LTD | الصين | China | ME0000010382SFDAA00007 | CAST PADDING BANDAGE | ORTHOPADDING | Cast Padding is a type of bandage used to provide cushioning and a layer of protection for a plastered wound. As the layer between the rigid cast and the body, comfort is important for the patient as the padding usually remains under the cast throughout the healing process.
QINGDAO HIPROVE MEDICAL TECHNOLOGIES CO LTD | الصين | China | ME0000010382SFDAA00008 | GAUZE SPONGES | GAUZE SWABS | Gauze swabs can be used for padding, protection, blood spill, wound dressing, applying antiseptic and more.
QINGDAO HIPROVE MEDICAL TECHNOLOGIES CO LTD | الصين | China | ME0000010382SFDAA00009 | PBT CONFORMING BANDAGE | P.B.T BANDAGE | PBT Conforming bandages is a lightweight bandage with a high level of stretch. The bandages are designed to conform to the body, in turn allowing for freedom of movement. The bandages are lightweight, breathable and fray resistant, used together with cast padding.
QINGDAO HIPROVE MEDICAL TECHNOLOGIES CO LTD | الصين | China | ME0000010382SFDAA00011 | Non Woven Isolation Gown | PATIENT CARE GOWN | Isolation gown is lightweight, strong enough for tough duties while still being comfortably breathable and flexible
QINGDAO HIPROVE MEDICAL TECHNOLOGIES CO LTD | الصين | China | ME0000010382SFDAA00013 | Nonwoven Cap | HYGIENE HAT | Adjustable soft thread elastic for comfort fittings, avoids escape of hair, dandruff and micro organisms during nursing process.
QINGDAO HIPROVE MEDICAL TECHNOLOGIES CO., LTD | الصين | China | ME0000010378SFDAA00005 | PLASTER OF PARIS BANDAGE SLAB | PLASTER OF PARIS BANDAGE SLAB | Plaster of Paris Bandage is an impregnated gauze cloth containing plaster of paris crystal powder. The plaster bandages are mainly used to protect and immobilize a broken limb. Plaster bandages are often chosen over other options due to their durability and firm cast-formation.
Shanghai Kinmed Import & Export Co., Ltd. | الصين | China | ME0000002566SFDAA00013 | Isolation Gown Non Absorbent , Non Sterile Yellow colour ELASTIC CUFF Large Size 115x137 CM | Isolation Gown | Isolation Gown Non Absorbent , Non Sterile Yellow colour ELASTIC CUFF Large Size 115x137 CM
Shanghai Kinmed Import & Export Co., Ltd. | الصين | China | ME0000002566SFDAA00015 | Non Sterile Gauze Swab | Gauze Swab | Non Sterile Gauze Swab
Shanghai Kinmed Import & Export Co., Ltd. | الصين | China | ME0000002566SFDAA00015 | Non Sterile Gauze Swab | Gauze Swab | Non Sterile Gauze Swab
Hangzhou Weize Import and Export Co., Ltd | الصين | China | ME0000007825SFDAA00002 | Disposable Tourniquet | Disposable Tourniquet | A single use tourniquet to apply pressure to body parts
Jiangsu Yuyue Medical Equipment & Supply Co., Ltd | الصين | China | ME0000010699SFDAA00001 | Wheelchair | Wheelchair | Wheelchair
Anqing Yipak Packaging Material co ltd | الصين | China | ME0000010779SFDAA00002 | STERILIZATION INDICATOR CARD/STRIP | STERILIZATION INDICATOR CARD/STRIP | Sterilization Indicator Strips are used to identify several packages or materials to be Sterilized YIPAK strips are printed with a high performance sterilization indicator ink .
Danyang Shengtai Optical Lens Co. Ltd. | الصين | China | ME0000010827SFDAA00001 | Spectra | Optical Lens | Spectacle Lens
Danyang Shengtai Optical Lens Co. Ltd. | الصين | China | ME0000010827SFDAA00002 | Spectra | Optical Lens | Spectacle Lens
Danyang Shengtai Optical Lens Co. Ltd. | الصين | China | ME0000010827SFDAA00003 | Spectra | Optical Lens | Spectacle Lens
Shanghai Kinmed Import & Export Co., Ltd. | الصين | China | ME0000002566SFDAA00016 | ISOLATION GOWN | ISOLATION GOWN | ISOLATION GOWN ELASTIC CUFF
Shanghai Kinmed Import & Export Co., Ltd. | الصين | China | ME0000002566SFDAA00016 | ISOLATION GOWN | ISOLATION GOWN | ISOLATION GOWN ELASTIC CUFF
Shanghai Kinmed Import & Export Co., Ltd. | الصين | China | ME0000002566SFDAA00016 | ISOLATION GOWN | ISOLATION GOWN | ISOLATION GOWN ELASTIC CUFF
Sumbow Medical Instruments Co., Ltd. | الصين | China | ME0000005771SFDAA00050 | verona | STRETCHER | STRETCHER
ANPING GUARDIAN MEDICAL EQUIPMENT FACTORY | الصين | China | ME0000010829SFDAA00001 | VERONA | SPLINT | SPLINT
Shanghai Kinmed Import & Export Co., Ltd. | الصين | China | ME0000002566SFDAA00018 | SHOE COVER | SHOE COVER | SHOE COVER
Sumbow Medical Instruments Co., Ltd. | الصين | China | ME0000005771SFDAA00051 | Cervical collar | Cervical collar | Cervical collar
Sumbow Medical Instruments Co., Ltd. | الصين | China | ME0000005771SFDAA00052 | Verona | Corrugated tubing | Corrugated tubing
Sumbow Medical Instruments Co., Ltd. | الصين | China | ME0000005771SFDAA00053 | Verona | Microporous pe Surgical tape | Microporous pe Surgical tape
Sumbow Medical Instruments Co., Ltd. | الصين | China | ME0000005771SFDAA00054 | Verona | Penlight | Penlight
Sumbow Medical Instruments Co., Ltd. | الصين | China | ME0000005771SFDAA00056 | verona | FACE SHIELD | FACE SHIELD
Sumbow Medical Instruments Co., Ltd. | الصين | China | ME0000005771SFDAA00057 | Verona | Mayo trolley | Mayo trolley
Sumbow Medical Instruments Co., Ltd. | الصين | China | ME0000005771SFDAA00058 | Verona | Disposable Razor | Disposable Razor
Sumbow Medical Instruments Co., Ltd. | الصين | China | ME0000005771SFDAA00059 | Verona | Transfusion Chair | Transfusion Chair
Sumbow Medical Instruments Co., Ltd. | الصين | China | ME0000005771SFDAA00060 | Verona | Head Immobilizer | Head Immobilizer
Sumbow Medical Instruments Co., Ltd. | الصين | China | ME0000005771SFDAA00062 | Verona | Emergency trolley | Emergency trolley
Lights Medical Manufacture Co., Ltd., | الصين | China | ME0000010869SFDAA00001 | LIGHTS | Lemon Glycerin Swabstick | swab freely about the mouth area
Nantong Health & Beyond Hygienic products Inc. | الصين | China | ME0000010870SFDAA00001 | Health&Beyond | Ultrasound Gel | serves as a medium between probe and epidermis during the examination, No toxic and stimulus to skin, No damage to ultrasound probe,
Abletech Orthopedics Corporation | الصين | China | ME0000010923SFDAA00002 | Wellcare . Upper (Neck/Clavicle/Shoulder/Arm/Elbow/Wrist) Orthoses | Assistive Products for paltient with disability | Devices used to immobilize body parts and/or to apply force or compression on them , Orthotic footwear ,Orthosis , Assistance for disabled patients (products)
ANHUI GUOHONG INDUSTRIAL & TRADING CO., LTD | الصين | China | ME0000010668SFDAA00001 | ISOLATION GOWN | ISOLATION GOWN | Isolation Gown,elastic cuff,115X137cm,Yellow,23gsm,packing:10pcs/bag 10bags/ctn | يستخدم على نطاق واسع في النظافة ، ، غرف الأبحاث ، الغذاء ، الجمال
ANHUI GUOHONG INDUSTRIAL & TRADING CO., LTD | الصين | China | ME0000009282SFDAA00001 | Vinyl Gloves | Vinyl Gloves | Vinyl Glove,powder free,white,S 3.5g,M 4.0g,L 4.5g,XL5.0g,packing:100pcs/box 10boxes/ctn.Isolation Gown,elastic cuff,115X137cm,Yellow,23gsm,packing:10pcs/bag 10bags/ctn | قفازات الفينيل توفر حماية رائعة خلال مجموعة من الأنشطة. يستخدم على نطاق واسع في النظافة ، الغذاء ، غرف الأبحاث ، الجمال
Jiujiang Huada Medical Dressing Co.,Ltd | الصين | China | ME0000007493SFDAA00003 | Disposable Shoe Cover | Disposable Shoe Cover | Shoe Cover for patients and healthcare providers to be worn over the regular shoes
Jiujiang Huada Medical Dressing Co.,Ltd | الصين | China | ME0000007493SFDAA00002 | Gauze Swab | Gauze Swab | Gauze Swab for healthcare providers and patients
Guangdong Kaiyang Medical Technology Group Co. Ltd. | الصين | China | ME0000005619SFDAA00003 | K Electric Bed | K Electric Bed | Electric bed
Guangdong Kaiyang Medical Technology Group Co. Ltd. | الصين | China | ME0000005619SFDAA00002 | Kaiyang Medical | Wheelchair | Wheelchair | كرسي متحرك عادي
Guangdong Kaiyang Medical Technology Group Co. Ltd. | الصين | China | ME0000005619SFDAA00002 | Kaiyang Medical | Wheelchair | Wheelchair | كرسي متحرك عادي
Dayang Madicom Electromechanical Co Ltd | الصين | China | ME0000007820SFDAA00003 | Bubble Humidifier | Bubble Humidifier | Oxygen Humidifier
WUHAN ORIENT HONEST INTERNATIONAL TRADE CO. LTD | الصين | China | ME0000011054SFDAA00001 | Non sterilize Disposable Patient Short | Non sterilize Disposable Patient Short | Personal Protective
Guangdong Kaiyang Medical Technology Group Co. Ltd. | الصين | China | ME0000005619SFDAA00004 | K Rollator | K Rollator | Rollator
YANGZHOU SANXIN BRUSH CO LTD | الصين | China | ME0000000092SFDAA00005 | Dr. Brush( tooth brush) | Dr. Brush No:1002 | Tooth brush | فرشاة اسنان
YANGZHOU SANXIN BRUSH CO LTD | الصين | China | ME0000000092SFDAA00005 | Dr. Brush( tooth brush) | Dr. Brush No:1002 | Tooth brush | فرشاة اسنان
Shanghai Channelmed Import & Export Co., Ltd | الصين | China | ME0000008893SFDAA00004 | Corrugated Tube | Corrugated Tube | It’s used for connects the airway to the Anesthetic machine creating an artificial atmosphere, from and into which the people’s breathe.
Foshan Nanhai KJT Rehabilitation Equipment Co Ltd | الصين | China | ME0000007748SFDAA00003 | walker | walker | Walker
Foshan Nanhai KJT Rehabilitation Equipment Co Ltd | الصين | China | ME0000007748SFDAA00004 | Walking stick | Walking stick | Walking Stick
JERRY MEDICAL INSTRUMENT (SHANGHAI) CO.,LTD. | الصين | China | ME0000011676SFDAA00001 | ELECTRIC WHEELCHAIR | ELECTRIC WHEELCHAIR | كرسي متحرك كهربائي لمساعدة المعاقين الذين لا يستطيعون المشي | كرسي متحرك كهربائي لمساعدة المعاقين الذين لا يستطيعون المشي
JERRY MEDICAL INSTRUMENT (SHANGHAI) CO.,LTD. | الصين | China | ME0000011676SFDAA00001 | ELECTRIC WHEELCHAIR | ELECTRIC WHEELCHAIR | كرسي متحرك كهربائي لمساعدة المعاقين الذين لا يستطيعون المشي | كرسي متحرك كهربائي لمساعدة المعاقين الذين لا يستطيعون المشي
Dragon Industry ( ZJG ) CO.LTD | الصين | China | ME0000011678SFDAA00001 | STAIR CHAIR | STAIR CHAIR | للمرضى غير القادرين على صعود الدرج | كرسي للمرضى غير القادرين على صعود الدرج
Shanghai Nineluck Co. Ltd. | الصين | China | ME0000011754SFDAA00001 | VERONA | Povidone Iodine Swabsticks | Povidone Iodine Swabsticks
Shanghai Nineluck Co. Ltd. | الصين | China | ME0000011754SFDAA00001 | VERONA | Povidone Iodine Swabsticks | Povidone Iodine Swabsticks
Xiantao Lingyang Plastic co. ltd. | الصين | China | ME0000011760SFDAA00001 | Disposable Isolation Gown | Isolation Gown | An isolation Gown is used for the protection of the medical staff.
Shanghai Kinmed Import & Export Co., Ltd. | الصين | China | ME0000002566SFDAA00022 | Nurse Cap | Nurse Cap | Nurse Cap
Shanghai Kinmed Import & Export Co., Ltd. | الصين | China | ME0000002566SFDAA00022 | Nurse Cap | Nurse Cap | Nurse Cap
Shanghai Kinmed Import & Export Co., Ltd. | الصين | China | ME0000002566SFDAA00022 | Nurse Cap | Nurse Cap | Nurse Cap
Shanghai ZOGEAR Industries Co. Ltd. | الصين | China | ME0000012070SFDAA00004 | ZOGEAR | Prophylaxis Powder | Prophylaxis Powder
Shanghai ZOGEAR Industries Co. Ltd. | الصين | China | ME0000012070SFDAA00005 | ZOGEAR | X-Ray Lead Apron | X-Ray Lead Apron
Foshan Coxo Medical Instrument Co. Ltd. | الصين | China | ME0000012080SFDAA00001 | Coxo | Teeth Whitening Accelerator | Teeth Whitening Accelerator
Foshan Coxo Medical Instrument Co. Ltd. | الصين | China | ME0000012080SFDAA00001 | Coxo | Teeth Whitening Accelerator | Teeth Whitening Accelerator
Shanghai ZOGEAR Industries Co. Ltd. | الصين | China | ME0000012070SFDAA00008 | ZOGEAR | Base Plate Wax | Base Plate Wax
Lakong Medical Devices Co. Ltd. | الصين | China | ME0000012082SFDAA00001 | TPC | Intraoral Camera System | TPC Advance Intraoral Camera System
Suzhou Junwei Medical Equipment Co. Ltd. | الصين | China | ME0000012083SFDAA00001 | Junwei | Dental Oil Free Air Compressor | Dental Oil Free Air Compressor
Shanghai ZOGEAR Industries Co. Ltd. | الصين | China | ME0000012070SFDAA00009 | ZOGEAR | Aluminum Bur Block | Aluminum Bur Block
Shanghai ZOGEAR Industries Co. Ltd. | الصين | China | ME0000012070SFDAA00010 | ZOGEAR | Dental Barrier Film | Dental Barrier Film
Shanghai ZOGEAR Industries Co. Ltd. | الصين | China | ME0000012070SFDAA00012 | ZOGEAR | Plastic Sheet Model | Soft Hard Plastic Sheet Model
Shanghai Dochem Industries Co. LTD. | الصين | China | ME0000012086SFDAA00001 | Dochem | Barrier Film | Barrier Film
Shanghai Dochem Industries Co. LTD. | الصين | China | ME0000012086SFDAA00002 | Dochem | Evacuator Tips | Evacuator Tips
Shanghai Dochem Industries Co. LTD. | الصين | China | ME0000012086SFDAA00006 | Dochem | Plastic X Ray Sensor Cover | Plastic X Ray Sensor Cover
Shanghai Dochem Industries Co. LTD. | الصين | China | ME0000012086SFDAA00007 | Dochem | Disposable Surgical Aspirator Tips | Disposable Surgical Aspirator Tips
Shanghai Dochem Industries Co. LTD. | الصين | China | ME0000012086SFDAA00014 | DOCHEM | Cotton Roll | Cotton Roll
Shanghai Dochem Industries Co. LTD. | الصين | China | ME0000012086SFDAA00015 | Dochem | Micro Applicator | Micro Applicator
Shanghai Dochem Industries Co. LTD. | الصين | China | ME0000012086SFDAA00016 | Dochem | Plastic Syringe Sleeves | Plastic Syringe Sleeves
Zhaoqing Gaoyao Recende Medical Equipment Co., Ltd | الصين | China | ME0000006255SFDAA00002 | RECENDE | X-RAY LEAD APRON | Protection Cloth from X-rays.
Zhaoqing Gaoyao Recende Medical Equipment Co., Ltd | الصين | China | ME0000006255SFDAA00002 | RECENDE | X-RAY LEAD APRON | Protection Cloth from X-rays.
Suzhou Sunmed Co,Ltd | الصين | China | ME0000005851SFDAA00006 | TRIANGULAR BANDAGE | CALICO TRIANGULAR BANDAGE | CALICO TRIANGULAR BANDAGE | رباط مثلث يهدف عادةً إلى دعم ذراع مصاب وتحديد نطاق حركته، أو إيقاف حركته، أثناء فترة الشفاء. وهي مصنوعة بشكل نموذجي من ورقة واحدة من مواد النسيج بربط/ربط الأطراف. هذا جهاز قابل لإعادة الاستخدام مخصص للاستخدام مع مريض واحد.
YANGZHOU SANXIN BRUSH CO LTD | الصين | China | ME0000000092SFDAA00011 | Dr. Brush( tooth brush) | Dr. Brush No:1008 | Tooth brush | فرشاة اسنان
SUMBOW Medical Instruments Co. , LTD. | الصين | China | ME0000005920SFDAA00005 | verona | SAFETY GOGGLES | SAFETY GOGGLES
SUMBOW Medical Instruments Co. , LTD. | الصين | China | ME0000005920SFDAA00007 | verona | PLASTIC FORCEPS | PLASTIC FORCEPS
SUMBOW Medical Instruments Co. , LTD. | الصين | China | ME0000005920SFDAA00003 | Verona | ALUMINUM FINGER SPLINT | ALUMINUM FINGER SPLINT
Suzhou Sunmed Co,Ltd | الصين | China | ME0000005851SFDAA00005 | Emergency Blanket | FOIL SURVIVAL BLANKET | FOIL SURVIVAL BLANKET | طانية الإنقاذ هي بطانية ذات وزن منخفض وبكميات كبيرة خاصة مصنوعة من القصدير عاكسة للحرارة. يقلل تصميمها من فقدان الحرارة في جسم الشخص ،
Topmost Medical Technolog Co.,Ltd | الصين | China | ME0000006017SFDAA00002 | Three Function Electric Bed | Bed | Bed
FIRSTAR HEALTHCARE COMPANY LTMITED (GUANGZHOU) | الصين | China | ME0000002637SFDAA00019 | Splint | Splint | To immobilize the injured body part/injured limb
FIRSTAR HEALTHCARE COMPANY LTMITED (GUANGZHOU) | الصين | China | ME0000002637SFDAA00018 | Tablet Crusher, Pill Crusher | Tablet Crusher, Pill Crusher | The Tablet Crusher with Built-In Storage crushes tablets into powder effortlessly for easier swallowing
Danyang Huayun Optical Glasses Co.,Ltd | الصين | China | ME0000006340SFDAA00013 | LIKII | Optical Lenses | 1- Be sure to measure the lens. 2- The lens is set and 3 dots are placed in the middle of the lens exactly according to the axis determined by the doctor (line of sight). 3- Write on the right lens ( R ) and write on the left lens ( L ). 4- Put the lens in the lens cutting machine and we determine on the screen of the machine where the lens is cut because it varies according to the type of frame whether it is frame is full frame or half frame or glass or against breakage ( polycarbonate ). 5- Give the machine an operation and then drop the lens on the machine stone with water running on the lens for not breaking it and facilitate the shear, take about a minute and a half then go to the polishing stage. 6- Drill the lens blade to be installed in the frame. 7- The lens is installed in the frame. 8- Wear the glasses in the face.
Jiangsu Meilan Medical Devices Co., Ltd. | الصين | China | ME0000000724SFDAA00032 | HollAid Heat Pack | heat packs | heat tehnology | لتخفيف الالم باستخدام التدفئة الحرارية السريعة
Taizhou City, Jiaojiang Liangyou Eyeglasses Equipment Manufactory | الصين | China | ME0000001110SFDAA00038 | Trial frame | Trial frame | An adjustable frame that holds trial lenses is used during eyesight examination.
NICEFEEL MEDICAL DEVICE TECHNOLOGY CO., LTD | الصين | China | ME0000019077SFDAA00004 | CleanOs PRO | oral irrigator | Portable Water Flosser | فلوسر مائي محمول
YONGKANG JINKANG HEALTH EQUIPMENT FACTORY | الصين | China | ME0000011494SFDAA00001 | Chinese Cupping set | Chinese Cupping set | The elimination of rotten blood and impurities in the body the absorption of mixtures and toxins and the effects of chemicals and medicines | جهاز حجامة
YONGKANG JINKANG HEALTH EQUIPMENT FACTORY | الصين | China | ME0000011494SFDAA00001 | Chinese Cupping set | Chinese Cupping set | The elimination of rotten blood and impurities in the body the absorption of mixtures and toxins and the effects of chemicals and medicines | جهاز حجامة
SUMBOW Medical Instruments Co. , LTD. | الصين | China | ME0000005920SFDAA00005 | verona | SAFETY GOGGLES | SAFETY GOGGLES
YANGZHOU SANXIN BRUSH CO LTD | الصين | China | ME0000000092SFDAA00016 | Mr. Brush( tooth brush) | Mr. Brush No:M108 | Tooth brush | فرشاة اسنان
shanghai keling international trading co .,ltd | الصين | China | ME0000008775SFDAA00001 | HOSPITAL BED | HOSPITAL BED | سرير كهربائي 3 حركات | سرير كهربائي
YANGZHOU SANXIN BRUSH CO LTD | الصين | China | ME0000000092SFDAA00017 | Mr. Brush( tooth brush) | Mr. Brush No:7001 | Tooth brush | فرشاة اسنان
YANGZHOU SANXIN BRUSH CO LTD | الصين | China | ME0000000092SFDAA00018 | Mr. Brush( tooth brush) | Mr. Brush No:7002 | Tooth brush | فرشاة اسنان
YANGZHOU SANXIN BRUSH CO LTD | الصين | China | ME0000000092SFDAA00018 | Mr. Brush( tooth brush) | Mr. Brush No:7002 | Tooth brush | فرشاة اسنان
YANGZHOU SANXIN BRUSH CO LTD | الصين | China | ME0000000092SFDAA00017 | Mr. Brush( tooth brush) | Mr. Brush No:7001 | Tooth brush | فرشاة اسنان
A&I INDUSTRIES LTD SHUNDE FOSHAN | الصين | China | ME0000012321SFDAA00001 | Standard steel wheelchair | Manual Wheelchair | Standard steel wheelchair | يتم استخدام هذه المنتجات من قبل أشخاص لا يمكنهم المشي بسبب المرض أو الحوادث أو الإعاقة. يتم توفيرها أيضًا كخدمة مجانية للمسافرين الذين يعانون من إعاقات حركية ، بحيث يتمتع هؤلاء الأشخاص بالمساواة في الوصول إلى المرافق العامة مثل الأشخاص الذين ليس لديهم هذه الإعاقات
A&I INDUSTRIES LTD SHUNDE FOSHAN | الصين | China | ME0000012321SFDAA00007 | Recliner wheelchair | Manual Wheelchair | Manual Wheelchair | يتم استخدام هذه المنتجات من قبل أشخاص لا يمكنهم المشي بسبب المرض أو الحوادث أو الإعاقة. يتم توفيرها أيضًا كخدمة مجانية للمسافرين الذين يعانون من إعاقات حركية ، بحيث يتمتع هؤلاء الأشخاص بالمساواة في الوصول إلى المرافق العامة مثل الأشخاص الذين ليس لديهم هذه الإعاقات
Hospital & Homecare IMP. & EXP. Co., Ltd. Nanjing | الصين | China | ME0000005666SFDAA00001 | Alcohol Pads | Alcohol Pads | Cleaning alcohol pads
Zhaoqing Gaoyao Recende Medical Equipment Co., Ltd | الصين | China | ME0000006255SFDAA00003 | Layan ® Cover All | Barrier Sleeves Cover All | It is very thin barrier sleeves come in different sizes. They are used to cover surfaces of medical devices for infection control
Boen Healthcare Co., Ltd., | الصين | China | ME0000008912SFDAA00008 | DISPOSABLE VOMIT BAG | VOMIT BAG | DISPOSABLE VOMIT BAG - 1500ML
Shanghai Channelmed Import & Export Co., Ltd | الصين | China | ME0000008893SFDAA00003 | HDPE APRON WHITE | APRON | To protect against dry particulates such as dirt and dust in the workplace.
Suzhou Sunmed Co,Ltd | الصين | China | ME0000005851SFDAA00013 | Transparent PE Tape | Medical Adhesive Tape | Medical Adhesive Tape
SUMBOW Medical Instruments Co. , LTD. | الصين | China | ME0000005920SFDAA00002 | Verona | Visual Acuity Chart | Visual Acuity Chart
Nanjing Mindray Bio-Medical Electronics Co., Ltd. | الصين | China | ME0000000235SFDAA00003 | Mindray | Endoscope Light Source | Light Source
Zhenjiang CV Optical Co., Ltd. | الصين | China | ME0000007439SFDAA00002 | BLUE EYES | Optical Lens, Oragnic Lens | Optical Lens
DYANYANG MEGA OPTICAL CO., LTD | الصين | China | ME0000012875SFDAA00001 | Blue Spektro | Optical Lens, Oragnic Lens | Optical Lens
SHANGHAI KINMED IMPORT & EXPORT CO.,LTD | الصين | China | ME0000009438SFDAA00013 | NON STERILE GAUZE SWAB | GAUZE SWAB | GAUZE SWAB
SHANGHAI KINMED IMPORT & EXPORT CO.,LTD | الصين | China | ME0000009438SFDAA00013 | NON STERILE GAUZE SWAB | GAUZE SWAB | GAUZE SWAB
BEIJING TIAN TENG CANG YUE TRADING CO LTD | الصين | China | ME0000012887SFDAA00001 | MEDEE | micro Needle roller | Titanium micro needle roller system | تيتانيوم مايكرو نيدل رولر سيستم
Shanghai Weixing Optical Co., Ltd. | الصين | China | ME0000011769SFDAA00001 | PANBO | Reading glasses | 1- Be sure to measure the lens. 2- The lens is set and 3 dots are placed in the middle of the lens exactly according to the axis determined by the doctor (line of sight). 3- Write on the right lens ( R ) and write on the left lens ( L ). 4- Put the lens in the lens cutting machine and we determine on the screen of the machine where the lens is cut because it varies according to the type of frame whether it is frame is full frame or half frame or glass or against breakage ( polycarbonate ). 5- Give the machine an operation and then drop the lens on the machine stone with water running on the lens for not breaking it and facilitate the shear, take about a minute and a half then go to the polishing stage. 6- Drill the lens blade to be installed in the frame. 7- The lens is installed in the frame. 8- Wear the glasses in the face and the arms of the glasses hold on the ears .
Shanghai Weixing Optical Co., Ltd. | الصين | China | ME0000011769SFDAA00001 | PANBO | Reading glasses | 1- Be sure to measure the lens. 2- The lens is set and 3 dots are placed in the middle of the lens exactly according to the axis determined by the doctor (line of sight). 3- Write on the right lens ( R ) and write on the left lens ( L ). 4- Put the lens in the lens cutting machine and we determine on the screen of the machine where the lens is cut because it varies according to the type of frame whether it is frame is full frame or half frame or glass or against breakage ( polycarbonate ). 5- Give the machine an operation and then drop the lens on the machine stone with water running on the lens for not breaking it and facilitate the shear, take about a minute and a half then go to the polishing stage. 6- Drill the lens blade to be installed in the frame. 7- The lens is installed in the frame. 8- Wear the glasses in the face and the arms of the glasses hold on the ears .
Shanghai Weixing Optical Co., Ltd. | الصين | China | ME0000011769SFDAA00001 | PANBO | Reading glasses | 1- Be sure to measure the lens. 2- The lens is set and 3 dots are placed in the middle of the lens exactly according to the axis determined by the doctor (line of sight). 3- Write on the right lens ( R ) and write on the left lens ( L ). 4- Put the lens in the lens cutting machine and we determine on the screen of the machine where the lens is cut because it varies according to the type of frame whether it is frame is full frame or half frame or glass or against breakage ( polycarbonate ). 5- Give the machine an operation and then drop the lens on the machine stone with water running on the lens for not breaking it and facilitate the shear, take about a minute and a half then go to the polishing stage. 6- Drill the lens blade to be installed in the frame. 7- The lens is installed in the frame. 8- Wear the glasses in the face and the arms of the glasses hold on the ears .
Shanghai Weixing Optical Co., Ltd. | الصين | China | ME0000011769SFDAA00001 | PANBO | Reading glasses | 1- Be sure to measure the lens. 2- The lens is set and 3 dots are placed in the middle of the lens exactly according to the axis determined by the doctor (line of sight). 3- Write on the right lens ( R ) and write on the left lens ( L ). 4- Put the lens in the lens cutting machine and we determine on the screen of the machine where the lens is cut because it varies according to the type of frame whether it is frame is full frame or half frame or glass or against breakage ( polycarbonate ). 5- Give the machine an operation and then drop the lens on the machine stone with water running on the lens for not breaking it and facilitate the shear, take about a minute and a half then go to the polishing stage. 6- Drill the lens blade to be installed in the frame. 7- The lens is installed in the frame. 8- Wear the glasses in the face and the arms of the glasses hold on the ears .
Shanghai Weixing Optical Co., Ltd. | الصين | China | ME0000011769SFDAA00001 | PANBO | Reading glasses | 1- Be sure to measure the lens. 2- The lens is set and 3 dots are placed in the middle of the lens exactly according to the axis determined by the doctor (line of sight). 3- Write on the right lens ( R ) and write on the left lens ( L ). 4- Put the lens in the lens cutting machine and we determine on the screen of the machine where the lens is cut because it varies according to the type of frame whether it is frame is full frame or half frame or glass or against breakage ( polycarbonate ). 5- Give the machine an operation and then drop the lens on the machine stone with water running on the lens for not breaking it and facilitate the shear, take about a minute and a half then go to the polishing stage. 6- Drill the lens blade to be installed in the frame. 7- The lens is installed in the frame. 8- Wear the glasses in the face and the arms of the glasses hold on the ears .
Shanghai Weixing Optical Co., Ltd. | الصين | China | ME0000011769SFDAA00001 | PANBO | Reading glasses | 1- Be sure to measure the lens. 2- The lens is set and 3 dots are placed in the middle of the lens exactly according to the axis determined by the doctor (line of sight). 3- Write on the right lens ( R ) and write on the left lens ( L ). 4- Put the lens in the lens cutting machine and we determine on the screen of the machine where the lens is cut because it varies according to the type of frame whether it is frame is full frame or half frame or glass or against breakage ( polycarbonate ). 5- Give the machine an operation and then drop the lens on the machine stone with water running on the lens for not breaking it and facilitate the shear, take about a minute and a half then go to the polishing stage. 6- Drill the lens blade to be installed in the frame. 7- The lens is installed in the frame. 8- Wear the glasses in the face and the arms of the glasses hold on the ears .
Shanghai Weixing Optical Co., Ltd. | الصين | China | ME0000011769SFDAA00001 | PANBO | Reading glasses | 1- Be sure to measure the lens. 2- The lens is set and 3 dots are placed in the middle of the lens exactly according to the axis determined by the doctor (line of sight). 3- Write on the right lens ( R ) and write on the left lens ( L ). 4- Put the lens in the lens cutting machine and we determine on the screen of the machine where the lens is cut because it varies according to the type of frame whether it is frame is full frame or half frame or glass or against breakage ( polycarbonate ). 5- Give the machine an operation and then drop the lens on the machine stone with water running on the lens for not breaking it and facilitate the shear, take about a minute and a half then go to the polishing stage. 6- Drill the lens blade to be installed in the frame. 7- The lens is installed in the frame. 8- Wear the glasses in the face and the arms of the glasses hold on the ears .
Nanjing Mindray Bio-Medical Electronics Co., Ltd. | الصين | China | ME0000000235SFDAA00004 | Mindray | Endoscope Camera System | Camera System
SUMBOW Medical Instruments Co. , LTD. | الصين | China | ME0000005920SFDAA00006 | verona | SAFETY BELT | SAFETY BELT WITH LOCK
GUANGZHOU BLING IMPORT & EXPORT TRADE CO.,LTD. | الصين | China | ME0000009038SFDAA00001 | New Crystal | Optical Lens | Medical Optical Lens
YANGZHOU SANXIN BRUSH CO LTD | الصين | China | ME0000000092SFDAA00021 | Mr. Brush( tooth brush) | Mr. Brush: M107 | Tooth brush | فرشاة اسنان
Sumbow Medical Instruments Co., Ltd. | الصين | China | ME0000005771SFDAA00163 | Face Mask | Face Mask | single use face mask
Sumbow Medical Instruments Co., Ltd. | الصين | China | ME0000005771SFDAA00163 | Face Mask | Face Mask | single use face mask
Sumbow Medical Instruments Co., Ltd. | الصين | China | ME0000005771SFDAA00071 | BOUFFANT / NURSE CAP | BOUFFANT / NURSE CAP | SINGLE USE NURSE CAP
Sumbow Medical Instruments Co., Ltd. | الصين | China | ME0000005771SFDAA00071 | BOUFFANT / NURSE CAP | BOUFFANT / NURSE CAP | SINGLE USE NURSE CAP
BAOYING COUNTY FUKANG MEDICAL APPLIANCE CO.,LTD | الصين | China | ME0000012796SFDAA00001 | Verona | Medical Swab for single use /Medical pad for single use | Medical Swab for single use
BAOYING COUNTY FUKANG MEDICAL APPLIANCE CO.,LTD | الصين | China | ME0000012796SFDAA00001 | Verona | Medical Swab for single use /Medical pad for single use | Medical Swab for single use
BAOYING COUNTY FUKANG MEDICAL APPLIANCE CO.,LTD | الصين | China | ME0000012796SFDAA00001 | Verona | Medical Swab for single use /Medical pad for single use | Medical Swab for single use
Shanghai ZOGEAR Industries Co., Ltd. | الصين | China | ME0000011804SFDAA00002 | Zogear | Capsule Activator Unit | Capsule Activator Unit
SHANGHAI DOCHEM INDUSTRIES CO., LTD. | الصين | China | ME0000011815SFDAA00001 | Dochem | Impression tray | Disposable Impression Tray
Tianjin Grand Paper Industry Co., Ltd., | الصين | China | ME0000013130SFDAA00001 | ULTRASOUND GEL | ULTRASOUND GEL | Ultrasound gel is a conductive medium that creates a bond between the skin and the ultrasound transducer. The ultrasound sound waves have a hard time traveling through air, so the gel prevents any extra air space between the probe and your skin in order to create a clear image of the fetus.
Sumbow Medical Instruments Co., Ltd. | الصين | China | ME0000005771SFDAA00073 | INSTANT ICE PACK | INSTANT ICE PACK | INSTANT ICE PACK
Jiangsu Shinhwa Vision Optical Co Ltd | الصين | China | ME0000013145SFDAA00001 | Spectacle Lenses | Spectacle Lenses | Spectacle Lenses
Shanghai Brother Medical Products Manufacturer Co., Ltd | الصين | China | ME0000013170SFDAA00002 | Shanghai Brother Foldable walker | Rehabilitation 6 walker wheel | Wheel chair For disabled and eldery people
Shanghai Brother Medical Products Manufacturer Co., Ltd | الصين | China | ME0000013170SFDAA00002 | Shanghai Brother Foldable walker | Rehabilitation 6 walker wheel | Wheel chair For disabled and eldery people
Yongkang Jinkang Health Equipment Factory | الصين | China | ME0000007966SFDAA00007 | VACCUM CUPPING SET | VACCUM CUPPING SET | VACCUM CUPPING SET
Yongkang Jinkang Health Equipment Factory | الصين | China | ME0000007966SFDAA00007 | VACCUM CUPPING SET | VACCUM CUPPING SET | VACCUM CUPPING SET
SUMBOW Medical Instruments Co. , LTD. | الصين | China | ME0000005920SFDAA00008 | verona | Relieve Gel | Relieve Gel kit
Suzhou Sunmed Co,Ltd | الصين | China | ME0000005851SFDAA00012 | COHESIVE ELASTIC BANDAGE | COHESIVE ELASTIC BANDAGE | NON- WOVEN COHESIVE ELASTIC BANDAGE
Foshan Dongfang Medical Equipment Manufactory LTD. | الصين | China | ME0000007500SFDAA00035 | Manual Wheelchair | Manual Wheelchair | Manual Wheelchair
Foshan Dongfang Medical Equipment Manufactory LTD. | الصين | China | ME0000007500SFDAA00027 | Power wheelchair | Power wheelchair | Powered wheelchair
FOSHAN DONGFANG MEDICAL EQUIPMENT MANUFACTORY(LTD.) | الصين | China | ME0000015429SFDAA00001 | Manual Wheelchair | Wheelchair | MANUAL WHEELCHAIR *Powder coating steel frame *Pneumatic mag rear wheel *Double cross bar *Solid castor *Drop back handle *Fixed armrest *United brake *Flip-up footrest
FOSHAN DONGFANG MEDICAL EQUIPMENT MANUFACTORY(LTD.) | الصين | China | ME0000015429SFDAA00001 | Manual Wheelchair | Wheelchair | MANUAL WHEELCHAIR *Powder coating steel frame *Pneumatic mag rear wheel *Double cross bar *Solid castor *Drop back handle *Fixed armrest *United brake *Flip-up footrest
FOSHAN DONGFANG MEDICAL EQUIPMENT MANUFACTORY(LTD.) | الصين | China | ME0000015429SFDAA00001 | Manual Wheelchair | Wheelchair | MANUAL WHEELCHAIR *Powder coating steel frame *Pneumatic mag rear wheel *Double cross bar *Solid castor *Drop back handle *Fixed armrest *United brake *Flip-up footrest
FOSHAN DONGFANG MEDICAL EQUIPMENT MANUFACTORY(LTD.) | الصين | China | ME0000015429SFDAA00001 | Manual Wheelchair | Wheelchair | MANUAL WHEELCHAIR *Powder coating steel frame *Pneumatic mag rear wheel *Double cross bar *Solid castor *Drop back handle *Fixed armrest *United brake *Flip-up footrest
Jiujiang Huada Medical Dressing Co.,Ltd | الصين | China | ME0000007493SFDAA00001 | Disposable Isolation Gown | Disposable Isolation Gown | Isolation Gown for healthcare providers and patients
Shanghai Kinmed Import & Export Co., Ltd. | الصين | China | ME0000002566SFDAA00031 | VINYL GLOVES | POWDER FREE VINYL GLOVE NON STERILE | EXAMINATION POWDER FREE VINYL GLOVES NON STERILE
Shanghai Kinmed Import & Export Co., Ltd. | الصين | China | ME0000002566SFDAA00031 | VINYL GLOVES | POWDER FREE VINYL GLOVE NON STERILE | EXAMINATION POWDER FREE VINYL GLOVES NON STERILE
Ningbo Greetmed Medical Instuments Co., Ltd. | الصين | China | ME0000005682SFDAA00059 | Medical Gowns | Isolation Gowns | Non sterile gown worn to keep the clothes and body of the wearer from getting contaminated. | Isolation Gown
Shanghai ZOGEAR Industries Co., Ltd. | الصين | China | ME0000011804SFDAA00006 | ZOGEAR | Saliva Ejector | Saliva Ejector
Shanghai ZOGEAR Industries Co., Ltd. | الصين | China | ME0000011804SFDAA00009 | Zogear | See Clear Eyewear / Eye Shield | See Clear Eyewear / Eye Shield
Shanghai ZOGEAR Industries Co., Ltd. | الصين | China | ME0000011804SFDAA00007 | Zogear | Impression Mixing Tip | Impression Mixing Tip
YANGZHOU SANXIN BRUSH CO LTD | الصين | China | ME0000000092SFDAA00013 | Dr. Brush( tooth brush) | Dr. Brush No:6009 | Tooth brush | فرشاة اسنان
Danyang Huayun Optical Glasses Co.,Ltd | الصين | China | ME0000006340SFDAA00014 | Caballo Plus | Reading Glasses | 1- Be sure to measure the lens. 2- The lens is set and 3 dots are placed in the middle of the lens exactly according to the axis determined by the doctor (line of sight). 3- Write on the right lens ( R ) and write on the left lens ( L ). 4- Put the lens in the lens cutting machine and we determine on the screen of the machine where the lens is cut because it varies according to the type of frame whether it is frame is full frame or half frame or glass or against breakage ( polycarbonate ). 5- Give the machine an operation and then drop the lens on the machine stone with water running on the lens for not breaking it and facilitate the shear, take about a minute and a half then go to the polishing stage. 6- Drill the lens blade to be installed in the frame. 7- The lens is installed in the frame. 8- Wear the glasses in the face and the arms of the glasses hold on the ears .
Guangzhou Jaan Medical Co,, Ltd | الصين | China | ME0000009935SFDAA00002 | PLASTIC SLEEVE COVER | PLASTIC SLEEVE COVER | COVER PREVENT DUST
WENZHOU GUANHAO GLASSES CO.,LTD | الصين | China | ME0000009083SFDAA00002 | Reading Classes | VARIETY | Reading Classes
Chongjen Industry Co.Ltd. | الصين | China | ME0000006211SFDAA00001 | Chongjen Vinyl Gloves | Medical Vinyl gloves | Medical Vinyl Gloves
Zhang pu Ortholifa Rehabilitation Co. ltd | الصين | China | ME0000005687SFDAA00001 | ortholife | Orthopedic products | prosthetics and orthotics-categorization and description of external or thoses and orthotic components | التعويضات والتقويمات العظميه تصنيف وصف مكونات العظام الخارجيه
ZHENJIANG CV OPTICAL CO LTD | الصين | China | ME0000009248SFDAA00002 | Blue Spektro | Blue Spektro | Optical Lens, Organic Lens
YANGZHOU SANXIN BRUSH CO LTD | الصين | China | ME0000000092SFDAA00006 | Dr. Brush(tooth brush) | Dr. Brush No:1007 | Tooth brush | فرشاة اسنان
Shanghai ZOGEAR Industries Co., Ltd. | الصين | China | ME0000011804SFDAA00008 | Zogear | Plastic Head Rest Sleeve | Plastic Head Rest Sleeve
Zhang pu ortholifa Rehabilitation co. ltd | الصين | China | ME0000012946SFDAA00001 | ortholife | Orthopedic products | Ortholife Ankle Orthosis is used for immoilization while allowing it to heal from sprains and other minor injuries | التعويضات والتقويمات العضميه تصنيف داعم خارجي للعضام
SHANGHAI DOCHEM INDUSTRIES CO., LTD. | الصين | China | ME0000011815SFDAA00005 | Dochem | Gauze Sponge | Gauze Sponge
Guangzhou Topmedi company limited | الصين | China | ME0000000256SFDAA00895 | Topmedi | COMMODE CHAIR | COMMODE CHAIR
Guangzhou Topmedi company limited | الصين | China | ME0000000256SFDAA00895 | Topmedi | COMMODE CHAIR | COMMODE CHAIR
SHANGHAI DOCHEM INDUSTRIES CO., LTD. | الصين | China | ME0000011815SFDAA00006 | Dochem | Plastic Light Sleeve | Plastic Light Sleeve
Hebei Baiyang Bed Industry Manufactory | الصين | China | ME0000013474SFDAA00001 | HEBEI BAIYANG Electric Hospital Bed | Electric Hospital Bed | Bed used for patient nursing and rehabilitation
Zhang pu ortholifa Rehabilitation co. ltd | الصين | China | ME0000013521SFDAA00001 | ortholife | Orthopedic products | ORTHOLIFE cervical orthosis is applied by emergency personnel to those who have had traumatic head or neck injuries and can be also used to treat chronic medical conditions
Shanghai wisking electric machine co ltd | الصين | China | ME0000010677SFDAA00001 | wheelchair 8800 | wheelchair Manual 8800 | كرسي متحرك يدوي للمعاقيين | كرسي متحرك للمعاقيين
Anqing Yipak Packaging Material Co.,Ltd. | الصين | China | ME0000005673SFDAA00001 | Self Sealing Sterilization Pouches | Self Sealing Sterilization Pouches | Self Sealing Sterilization Pouches
Anqing Yipak Packaging Material Co.,Ltd. | الصين | China | ME0000005673SFDAA00001 | Self Sealing Sterilization Pouches | Self Sealing Sterilization Pouches | Self Sealing Sterilization Pouches
Anqing Yipak Packaging Material Co.,Ltd. | الصين | China | ME0000005673SFDAA00004 | Bowie-Dick Test Pack | Bowie-Dick Test Pack | Bowie-Dick Test Pack
Anqing Yipak Packaging Material Co.,Ltd. | الصين | China | ME0000005673SFDAA00004 | Bowie-Dick Test Pack | Bowie-Dick Test Pack | Bowie-Dick Test Pack
Anqing Yipak Packaging Material Co.,Ltd. | الصين | China | ME0000005673SFDAA00004 | Bowie-Dick Test Pack | Bowie-Dick Test Pack | Bowie-Dick Test Pack
Anqing Yipak Packaging Material Co.,Ltd. | الصين | China | ME0000005673SFDAA00005 | Steam indicator strip | Steam indicator strip | Steam indicator strip
Anqing Yipak Packaging Material Co.,Ltd. | الصين | China | ME0000005673SFDAA00005 | Steam indicator strip | Steam indicator strip | Steam indicator strip
Anqing Yipak Packaging Material Co.,Ltd. | الصين | China | ME0000005673SFDAA00008 | DENTAL BIBS | DENTAL BIBS | DENTAL BIBS
Anqing Yipak Packaging Material Co.,Ltd. | الصين | China | ME0000005673SFDAA00008 | DENTAL BIBS | DENTAL BIBS | DENTAL BIBS
Suzhou Sunmed Co,Ltd | الصين | China | ME0000005851SFDAA00015 | Medical Neck Brace(Cervical Collar) | Medical Neck Brace(Cervical Collar) | Cervical Collars were designed to optimize support and comfort, two key components for better patient outcomes. The structure of the collar is engineered to provide substantial motion restriction without producing painful pressure points that can lead to skin breakdown or poor patient compliance. For ultimate comfort, all of the collar's contact surfaces are cushioned with cotton-lined, breathable foam padding.
.Jianlian Homecare Products co., Ltd | الصين | China | ME0000000126SFDAA00011 | JIANLIAN | .Jianlian Homecare Products co., Ltd | THE PURPOSE OF THE Wheelchair is move or transfer or transfer the people in need by themselves or by the assistant | كرسي متحرك منول
Anhui Province Dejitang Pharmaceutical Co. Ltd | الصين | China | ME0000009599SFDAA00002 | SILVA | X-CORN | Corn Removal | حلقة الخاتم لتخفيف الم مسمار القدم
Dragon Industry (Z J G) Co., Ltd | الصين | China | ME0000013242SFDAA00001 | patient bed and electric wheelchair | patient bed | for disabled and eldery people | اجهزة طبية أسرة وكراسي كهربائية
SHENZHEN MAI KANGXIN MEDICAL ROBOT CO., LTD | الصين | China | ME0000000316SFDAA00002 | MKX | wheelchair (moving machine) | Assist mobility impaired patients in moving to different places | كرسي متحرك
SHANGHAI DOCHEM INDUSTRIES CO., LTD. | الصين | China | ME0000011815SFDAA00004 | Dochem | Disposable Mouth Probe | Disposable Mouth Probe
Sumbow Medical Instruments Co., Ltd. | الصين | China | ME0000005771SFDAA00104 | SUMBOW | crepe bandage | Non streil, are intended to be used as binding up | رباط مطاط قطني
YONGKANG MEIO MEDICAL EQUIPMENT CO LTD | الصين | China | ME0000000691SFDAA00001 | chinnese cupping set | chinnese vacum cupping set | use device non sterile made of set cups made of glass and pump to produce pressure on special sites on the skin of the patient according to opinion of health care provider it is not invasive and compeletly safe throughout after use
Sumbow Medical Instruments Co., Ltd. | الصين | China | ME0000005771SFDAA00105 | SUMBOW Hot water bag | Hot water bag | A hot water Bag is a bottle filled with hot water and sealed with a stopper, used to keep warm for patient, typically while in bed, but also for the application of heat to a specific part of the body.
Xiantao Fushi Protective products CO., LTD | الصين | China | ME0000000772SFDAA00012 | Theatre Cap with Elastics | Theatre Cap with Elastics | Theater Cap with Elastics | غطاء راس ممرض
XIANTAO FUSHI PROTECTIVE PRODUCTS CO., LTD. | الصين | China | ME0000000773SFDAA00001 | CAP NURSE BOUFFANT TYPE | CAP NURSE BOUFFANT TYPE | CAP NURSE BOUFFANT TYPE | غطاء راس ممرض بافن
Unimed Medical Supplies,Inc | الصين | China | ME0000012274SFDAA00006 | Disposable NIBP Cuff | Disposable NIBP Cuff | Disposable NIBP Cuff is an accessory for non-invasive blood pressure systems
YANGZHOU SANXIN BRUSH CO LTD | الصين | China | ME0000000092SFDAA00020 | Mr. Brush( tooth brush) | Mr. Brush No:7009 | Tooth brush | فرشاة اسنان
Danyang Huayun Optical Glasses Co.,Ltd | الصين | China | ME0000006340SFDAA00015 | TR90 | Reading Glasses | 1- Be sure to measure the lens. 2- The lens is set and 3 dots are placed in the middle of the lens exactly according to the axis determined by the doctor (line of sight). 3- Write on the right lens ( R ) and write on the left lens ( L ). 4- Put the lens in the lens cutting machine and we determine on the screen of the machine where the lens is cut because it varies according to the type of frame whether it is frame is full frame or half frame or glass or against breakage ( polycarbonate ). 5- Give the machine an operation and then drop the lens on the machine stone with water running on the lens for not breaking it and facilitate the shear, take about a minute and a half then go to the polishing stage. 6- Drill the lens blade to be installed in the frame. 7- The lens is installed in the frame. 8- Wear the glasses in the face and the arms of the glasses hold on the ears .
FIRSTAR HEALTHCARE COMPANY LTMITED (GUANGZHOU) | الصين | China | ME0000002637SFDAA00023 | CPR Face Shield | CPR Face Shied | For mouth to mouth resuscitation training
Hebei Ruilangde Medical Apparatus and Instruments Technology Group Co., Ltd | الصين | China | ME0000001192SFDAA00003 | Maidesite | Electric wheelchair | Home Caring
Shanghai Leison Medical and Healthcare Products Co., Ltd | الصين | China | ME0000000530SFDAA00002 | Joint Knee External Brace | Joint Knee External Brace | Knee Support
Shanghai Leison Medical and Healthcare Products Co., Ltd | الصين | China | ME0000000531SFDAA00009 | Orthosis Corrective Shoe | Orthosis Corrective Shoe | Foot Support
YANGZHOU SANXIN BRUSH CO LTD | الصين | China | ME0000000092SFDAA00019 | Dr. Brush( tooth brush) | Dr. Brush No:6008 | Tooth brush | فرشاة اسنان
Hefei Medicon Plastic Products Co Ltd | الصين | China | ME0000009254SFDAA00002 | MEDPROTECT Saliva Ejector | Saliva Ejector | Narrow tubes for saliva Ejector.
Hefei Medicon Plastic Products Co Ltd | الصين | China | ME0000009254SFDAA00003 | MEDPROTECT Etiching Tip | Etching Tip | Etching Tip
Hefei Medicon Plastic Products Co Ltd | الصين | China | ME0000009254SFDAA00004 | MEDPROTECT Denture Box | Denture Box | A safe storage box
Hefei Medicon Plastic Products Co Ltd | الصين | China | ME0000009254SFDAA00005 | MEDPROTECT Dental Bib | Dental Bib | Dental Bib
Hefei Medicon Plastic Products Co Ltd | الصين | China | ME0000009254SFDAA00006 | MEDPROTECT Barrier Film | Barrier Film | A barrier to cover dental instrument.
Hefei Medicon Plastic Products Co Ltd | الصين | China | ME0000009254SFDAA00007 | Cotton Rolls | Cotton Rolls | Cotton Rolls
Hefei Medicon Plastic Products Co Ltd | الصين | China | ME0000009254SFDAA00007 | Cotton Rolls | Cotton Rolls | Cotton Rolls
Hefei Medicon Plastic Products Co Ltd | الصين | China | ME0000009254SFDAA00008 | MEDPROTECT Dental Micro Brush | Dental Micro Brush | Dental Micro Brush
Hefei Medicon Plastic Products Co Ltd | الصين | China | ME0000009254SFDAA00009 | MEDPROTECT Dental water Tip | Dental Water Tip | Dental Water Tip
HEFEI MEDICON PLASTIC PRODUCTS CO. LTD | الصين | China | ME0000000695SFDAA00006 | KABAYAN Sterilization Pouch, Flat Reel | Sterilization Pouch & Flat Reel | Sterilization Pouch & Flat Reel
HEFEI MEDICON PLASTIC PRODUCTS CO. LTD | الصين | China | ME0000000695SFDAA00006 | KABAYAN Sterilization Pouch, Flat Reel | Sterilization Pouch & Flat Reel | Sterilization Pouch & Flat Reel
HEFEI MEDICON PLASTIC PRODUCTS CO. LTD | الصين | China | ME0000000695SFDAA00007 | MEDPROTECT Sterilization Flat Reel | Sterilization Flat Reel | Sterilization Flat Reel
Shanghai Leison Medical and Healthcare Products Co., Ltd | الصين | China | ME0000000529SFDAA00004 | Joint Ankle External Brace | Joint Ankle External Brace | Ankle Support
Shanghai Blue Optics Lens Co Ltd | الصين | China | ME0000000302SFDAA00003 | Spectacle Lenses | Spectacle Lenses | To correct or improve the vision of people with nearsightedness myopia farsightedness hyperopia presbyopia and astigmatism
Hyegiir Medical Supply Co., Ltd. | الصين | China | ME0000000308SFDAA00002 | Nahdi Children Plaster | Plaster | Non-stick pad protects small wounds | ضمادة غير لاصقة تحمي الجروح الصغيرة
Hyegiir Medical Supply Co., Ltd. | الصين | China | ME0000000308SFDAA00003 | Nahdi Clear Plastic Plaster | Plaster | Non-stick Pad protects small wounds | ضمادة غير لاصقة تحمي الجروح الصغيرة
Wuxi Xinzhongrui Baby Supplies Co., Ltd. | الصين | China | ME0000000309SFDAA00034 | Nahdi Manual Breast Pump | Manual Breast Pump | A breast pump is a mechanical device that lactating women use to extract milk from their breasts. | مضخة الثدي هي جهاز تستخدمه النساء المرضعات لاستخراج الحليب من الثدي.
Hyegiir Medical Supply Co., Ltd. | الصين | China | ME0000000308SFDAA00005 | Nahdi Family Pack Plaster | Plaster | Non-stick Pad protects small wounds | ضمادة غير لاصقة تحمي الجروح الصغيرة
Hyegiir Medical Supply Co., Ltd. | الصين | China | ME0000000308SFDAA00006 | Nahdi Flexible Fabric Plaster | Plaster | Non-stick Pad protects small wounds | ضمادة غير لاصقة تحمي الجروح الصغيرة
Hyegiir Medical Supply Co., Ltd. | الصين | China | ME0000000308SFDAA00007 | Nahdi Round Wound Plaster | Plaster | Non-stick Pad protects small wounds | ضمادة غير لاصقة تحمي الجروح الصغيرة
Shanghai Channelmed Import Export Co.,ltd. ( Channelmed Group) | الصين | China | ME0000000312SFDAA00004 | CHANNELMED Hot Water Bag Without Cloth | Hot water Bag Without Cloth | The hot water bag is made from Natural rubber, it has plastic Plug Prevents Leaks. | كمادة الماء الساخن المصنوعة من المطاط تستخدم في العلاج الصحي و العديد من الاستخدامات العامة بغرض تسخين أجزاء معينة من الجسم
Shanghai Channelmed Import Export Co.,ltd. ( Channelmed Group) | الصين | China | ME0000000312SFDAA00005 | HOT WATER BOTTLE WITH CLOTH | HOT WATER BOTTLE WITH CLOTH | The hot water bag is made from Natural rubber, it has plastic Plug Prevents Leaks. | كمادة الماء الساخن المصنوعة من المطاط تستخدم في العلاج الصحي و العديد من الاستخدامات العامة بغرض تسخين أجزاء معينة من الجسم
Shanghai Channelmed Import & Export Co., Ltd.(Channelmed Group) | الصين | China | ME0000000311SFDAA00006 | First Step | ALCOHOL SWAP | Alcohol pad(swab) is made of a non-woven pad saturated with 70% isopropyl alcohol, are used for cleaning and disinfection NON-entry Medical Devices in hospitals and homes. | تنظيف وتعقيم المعدات الطبية الغير جراحية ف المستشفيات و المنازل
Shanghai Channelmed Import & Export Co., Ltd.(Channelmed Group) | الصين | China | ME0000000311SFDAA00006 | First Step | ALCOHOL SWAP | Alcohol pad(swab) is made of a non-woven pad saturated with 70% isopropyl alcohol, are used for cleaning and disinfection NON-entry Medical Devices in hospitals and homes. | تنظيف وتعقيم المعدات الطبية الغير جراحية ف المستشفيات و المنازل
Shanghai Channelmed Import & Export Co., Ltd.(Channelmed Group) | الصين | China | ME0000000311SFDAA00006 | First Step | ALCOHOL SWAP | Alcohol pad(swab) is made of a non-woven pad saturated with 70% isopropyl alcohol, are used for cleaning and disinfection NON-entry Medical Devices in hospitals and homes. | تنظيف وتعقيم المعدات الطبية الغير جراحية ف المستشفيات و المنازل
Anqing Yipak Packaging Material Co., Ltd. | الصين | China | ME0000000970SFDAA00009 | Sterilization Pouches | Sterilization Pouches | Quick and secure seal of a pack without Sealing Machine for Dental Use
Guangdong Kaiyang Medical Technology Group Co. Ltd. | الصين | China | ME0000005619SFDAA00005 | Wheelchair | Wheelchair | Mechanical Wheelchair | كرسي متحرك (يستخدم من قبل الأشخاص الذين يكون المشي صعبًا أو مستحيلًا بسبب إصابة المرض أو العجز)
Guangdong Kaiyang Medical Technology Group Co. Ltd. | الصين | China | ME0000005619SFDAA00005 | Wheelchair | Wheelchair | Mechanical Wheelchair | كرسي متحرك (يستخدم من قبل الأشخاص الذين يكون المشي صعبًا أو مستحيلًا بسبب إصابة المرض أو العجز)
Guangdong Kaiyang Medical Technology Group Co. Ltd. | الصين | China | ME0000005619SFDAA00005 | Wheelchair | Wheelchair | Mechanical Wheelchair | كرسي متحرك (يستخدم من قبل الأشخاص الذين يكون المشي صعبًا أو مستحيلًا بسبب إصابة المرض أو العجز)
Sumbow Medical Instruments Co., Ltd. | الصين | China | ME0000005771SFDAA00111 | STERILIZATION POUCH | STERILIZATION POUCH | FLAT STERILIZATION POUCH
Sumbow Medical Instruments Co., Ltd. | الصين | China | ME0000005771SFDAA00111 | STERILIZATION POUCH | STERILIZATION POUCH | FLAT STERILIZATION POUCH
Sumbow Medical Instruments Co., Ltd. | الصين | China | ME0000005771SFDAA00111 | STERILIZATION POUCH | STERILIZATION POUCH | FLAT STERILIZATION POUCH
Sumbow Medical Instruments Co., Ltd. | الصين | China | ME0000005771SFDAA00111 | STERILIZATION POUCH | STERILIZATION POUCH | FLAT STERILIZATION POUCH
Sumbow Medical Instruments Co., Ltd. | الصين | China | ME0000005771SFDAA00113 | DMC | Embossed dressing pad | Embossed dressing pad
Unimed Medical Supplies, Inc | الصين | China | ME0000005715SFDAA00005 | Invasive BP Adaptor Cable | Invasive BP Adaptor Cable | Invasive BP Adaptor Cable
Huizhou Kaiyi Technology Co.LTD | الصين | China | ME0000000310SFDAA00038 | MEDICINE CHAMBER SPACERS | Medicine Chamber Spacer | The device is design to capture and hold medication from an aerosol metered dose inhaler to aid its optimal delivery into lungs. | الجهاز مصمم لالتقاط وحفظ الدواء من جهاز الاستنشاق بالجرعات المقننة من الهباء الجوي للمساعدة في توصيله بشكل مثالي إلى الرئتين
Unimed Medical Supplies, Inc | الصين | China | ME0000005715SFDAA00006 | EKG Accessories | EKG Accessories | EKG Accessories (including Limb Clamp Electrode or Bulb Suction Electrode)
Guangdong Kaiyang Medical Technology Group Co. Ltd. | الصين | China | ME0000005619SFDAA00006 | Walker | Walker | Standard Walkers
Guangdong Kaiyang Medical Technology Group Co. Ltd. | الصين | China | ME0000005619SFDAA00006 | Walker | Walker | Standard Walkers
Guangdong Kaiyang Medical Technology Group Co. Ltd. | الصين | China | ME0000005619SFDAA00008 | Commode Wheelchair | Commode Wheelchair | Commode Wheelchair
Guangdong Kaiyang Medical Technology Group Co. Ltd. | الصين | China | ME0000005619SFDAA00008 | Commode Wheelchair | Commode Wheelchair | Commode Wheelchair
Zhang pu Ortholifa Rehabilitation Co. ltd | الصين | China | ME0000000523SFDAA00002 | ortholife | Orthopedic products | Hip Orthosis: Ortholife Hip Orthosis is used to position the femoral head in the acetabulum to allow for healing or to prevent further damage to the joint. | حزام خارجي داعم لمفصل الحوض
JIANGSU ALPHAY MEDICAL DEVICE CO., LTD. | الصين | China | ME0000000650SFDAA00032 | JIANGSU ALPHAY MEDICAL DEVICE CO., LTD. | JIANGSU ALPHAY MEDICAL DEVICE CO., LTD. | Spinal air support belt | حزام هوائي خارجي داعم للعمود الفقرى
Zhang pu Ortholifa Rehabilitation Co. ltd | الصين | China | ME0000000530SFDAA00003 | ortholife | Orthopedic products | Elbow Orthosis: Ortholife Elbow Orthosis help to relieve pain and improves grip strength for the majority of tennis elbow or golfers elbow sufferers | داعم خارجي لكوع الذراع
Unimed Medical Supplies,Inc | الصين | China | ME0000012274SFDAA00008 | Disposable ECG Lead Wires | Disposable ECG Lead Wires | Disposable ECG Monitoring Cable & Lead wire
Foshan GEGE Medical Technology Co., Ltd | الصين | China | ME0000000667SFDAA00147 | JGKC | Walker | Help the disabled or the people in needed to move | مساعدة للمشي
Zhejiang Bangli Medical Products Co.,Ltd | الصين | China | ME0000000674SFDAA00009 | ALASKA | Cooling gel patch | Cooling gel patch | كمادة جل خافضة للحرارة
Guangdong Kaiyang Medical Technology Group Co. Ltd. | الصين | China | ME0000005619SFDAA00007 | ROLLATOR | ROLLATOR | rollator with seat
Guangdong Kaiyang Medical Technology Group Co. Ltd. | الصين | China | ME0000005619SFDAA00007 | ROLLATOR | ROLLATOR | rollator with seat
Jiangsu Intco Medical Products | الصين | China | ME0000012354SFDAA00005 | INTCO | Manual wheelchair | Manual Wheelchair | كرسي يدوي
Foshan GEGE Medical Technology Co., Ltd | الصين | China | ME0000000665SFDAA00004 | JGKC | Commode Chair | Help the disabled or the people in needed to move | كرسي حمام
Danyang Wishful Optical Co. Ltd. | الصين | China | ME0000013097SFDAA00003 | WISHFUL | OPTICAL RESIN LENSES | Optical Lenses for Eye glasses use | عدسات للنظارات الطبية
SUMBOW Medical Instruments Co. , LTD. | الصين | China | ME0000005920SFDAA00015 | SPUNLACE NON WOVEN ADHESIVE WOUND DRESSING ROLL | SPUNLACE NON WOVEN ADHESIVE WOUND DRESSING ROLL | SINGLE USE SPUNLACE NON WOVEN ADHESIVE WOUND DRESSING ROLL
ANQING YIPAK PACKAGING MATERIALS CO LTD | الصين | China | ME0000009936SFDAA00003 | Dental Bibs | Dental Bibs | Medical Dental Bibs
Shanghai Nineluck Co Ltd | الصين | China | ME0000009185SFDAA00023 | Lemon Glycerin Swabstick | Swabstick with tip of Lemon Glycerine | Lemon Glycerin Swabstick
Shanghai Nineluck Co Ltd | الصين | China | ME0000009185SFDAA00023 | Lemon Glycerin Swabstick | Swabstick with tip of Lemon Glycerine | Lemon Glycerin Swabstick
Zhang pu Ortholifa Rehabilitation Co. ltd | الصين | China | ME0000000532SFDAA00085 | ortholife | Orthopedic products | Spine Orthosis: Ortholife Spine Orthosis is used for the correction and prevention of spine deformities. | حزام خارجي داعم للعمود الفقري وعضلات الكتف
Foshan GEGE Medical Technology Co., Ltd | الصين | China | ME0000000664SFDAA00001 | JGKC | Wheelchair | Help the disabled or the people in needed to move | كرسي متحرك
Jiangsu Intco Medical Products Co.,LTD | الصين | China | ME0000012354SFDAA00004 | INTCO | Power wheelchair | ELECTRIC WHEELCHAIR | كرسي اليكتريك لذوي الاحتياجات الخاصة
Jiangsu Intco Medical Products Co.,LTD | الصين | China | ME0000012354SFDAA00004 | INTCO | Power wheelchair | ELECTRIC WHEELCHAIR | كرسي اليكتريك لذوي الاحتياجات الخاصة
Jiangsu Intco Medical Products | الصين | China | ME0000012354SFDAA00002 | INTCO | Manual wheelchair | Chairs for people with walking limitations . | كراسي لذوي الاحتياجات الخاصة
Zhang pu Ortholifa Rehabilitation Co. ltd | الصين | China | ME0000000512SFDAA00003 | ortholife | Orthopedic products | Wrist Orthosis: Ortholife Wrist Orthosis can immobilize the joint and provide heat and compression to the Wrist bones and ligaments | داعم خارجي لمعصم اليد
SUMBOW Medical Instruments Co. , LTD. | الصين | China | ME0000005920SFDAA00011 | FIRST AID ADHESIVE BANDAGE/WOUND PLASTER | FIRST AID ADHESIVE BANDAGE/WOUND PLASTER | SINGLE USE FIRST AID ADHESIVE BANDAGE WOUND PLASTER
Unimed Medical Supplies,Inc | الصين | China | ME0000012274SFDAA00007 | ECG Cables& Lead wires | ECG Cables& Lead wires | ECG Monitoring Cable Lead wire
Hyegiir Medical Supply Co., Ltd. | الصين | China | ME0000014229SFDAA00003 | Nahdi Plaster | Plaster | A small medical dressing used for injuries not serious enough to require a full-size bandage. | ضمادة غير لاصقة تحم الجروح الصغيرة
Hebei Ruilangde Medical Apparatus and Instruments Technology Group Co., Ltd | الصين | China | ME0000001193SFDAA00002 | Maidesite | Manual wheelchair | Home Caring
Hebei Ruilangde Medical Apparatus and Instruments Technology Group Co., Ltd | الصين | China | ME0000001194SFDAA00026 | Maidesite | HOSPITAL BED | HOSPITAL BED
Unimed Medical Supplies, Inc | الصين | China | ME0000005715SFDAA00007 | Reusable NIBP Cuff | Reusable NIBP Cuff | Reusable NIBP Cuff Used as accessory .
Shanghai Bangbang Robotics Co.,Ltd | الصين | China | ME0000001205SFDAA00001 | Electric wheelchair | Electric Wheelchair | Electric Wheelchair | كرسي متحرك كهربائي
Suzhou Master Machinery Manufacturing Co., Ltd | الصين | China | ME0000018034SFDAA00012 | Electric Scooter | Electric Scooter | Electric Scooter | سكوتر كهربائي
GREAT GLOVE (XINGHUA) CO., LTD. | الصين | China | ME0000001068SFDAA00029 | Vinyl Examination Gloves | Vinyl Examination Gloves | Vinyl Examination Gloves for Medical and Single Use | قفازات فحص الفينيل للاستخدام الطبي ولمرة واحدة فقط
Topmost Medical Technolog Co.,Ltd | الصين | China | ME0000006017SFDAA00004 | Manual two function paediatric bed | Manual two function paediatric bed | Bed
SHENZHEN BAOFENGTONG ELECTRICAL APPLIANCES MANUFACTURING CO.,LTD | الصين | China | ME0000001303SFDAA00001 | Emleed water flosser | cordless water flosser | Emleed water flosser | اميلد
Shanghai Channelmed Import & Export Co., Ltd Shanghai Channelmed Group | الصين | China | ME0000001295SFDAA00003 | ROUND CAP | ROUND CAP | ROUND CAP BLUE 21'',100PCS/BAG ROUND CAP GREEN 21'',100PCS/BAG ROUND CAP WHITE 21'',100PCS/BAG ROUND CAP BLUE 21'',100PCS/BOX ROUND CAP GREEN 21'',100PCS/BOX ROUND CAP WHITE 21'',100PCS/BOX CRIMPED CAP BLUE 21" 100PCS/BAG CRIMPED CAP BLUE 21" 100PCS/BAG CRIMPED CAP GREEN 21" 100PCS/BAG CRIMPED CAP WHITE 21" 100PCS/BAG CRIMPED CAP BLUE 21" 100PCS/BOX CRIMPED CAP GREEN 21" 100PCS/BOX CRIMPED CAP WHITE 21" 100PCS/BOX DISPOSABLE CAP,BLUE ,100PCS/BAG DISPOSABLE CAP,GREEN ,100PCS/BAG DISPOSABLE CAP,BLUE ,100PCS/BOX DISPOSABLE CAP,GREEN ,100PCS/BOX SURGICAL CAP HOOD&SIDER BURN COVER 100PCS/BAG, | غطاء راس
Shanghai Channelmed Import & Export Co., Ltd Shanghai Channelmed Group | الصين | China | ME0000001293SFDAA00026 | Gauze Swab | Gauze Swab | NON STERILE UNFOLDED 40'S/18X11 2"X2"-8PLY 100PCS/PKT NON STERILE UNFOLDED 40'S/18X11 3"X3"-8PLY 100PCS/PKT NON STERILE UNFOLDED 40'S/18X11 4"X4"-8PLY 100PCS/PKT | شاش طبي غير معقم
Topmost Medical Technolog Co.,Ltd | الصين | China | ME0000006017SFDAA00003 | Five Function Electric Paediatric Bed | Five Function Electric Paediatric Bed | Bed
Shanghai Channelmed Import & Export Co., Ltd Shanghai Channelmed Group | الصين | China | ME0000001294SFDAA00017 | shoe cover | shoe cover | SHOE COVER PVC BLUE 100PCS/PKT SHOE COVER CPE BLUE100PCS/PKT SHOE COVER NON SKID BLUE 100PCS/PKT SHOE COVER NON SKID GREEN 100PCS/PKT SHOE COVER NON SKID BLUE 100PCS/BOX SHOE COVER NON SKID GREEN 100PCS/BOX SHOE COVER PLAIN GREEN 100PCS/BAG SHOE COVER PLAIN BLUE 100PCS/BAG SHOE COVER PLAIN GREESHOE COVER PLAIN BLUE 100PCS/BOXN 100PCS/BOX | غطاء حذاء
A&I INDUSTRIES LTD SHUNDE FOSHAN | الصين | China | ME0000012321SFDAA00022 | Alloy wheelchair | wheelchair | wheelchair | كرسي متحرك
Jiangsu Intco Medical Products | الصين | China | ME0000012354SFDAA00003 | INTCO | LIFT | A Lift for helping to move patient s from different places and medical devices
YONGKANG JINKANG HEALTH EQUIPMENT FACTORY | الصين | China | ME0000000096SFDAA00002 | VACCUM CUPPING SET | VACCUM CUPPING SET | Hijama cups and pump
SUMBOW Medical Instruments Co. , LTD. | الصين | China | ME0000005920SFDAA00012 | WHITE COTTON BALL | WHITE COTTON BALL | SINGLE USE WHITE COTTON BALL
SUMBOW Medical Instruments Co. , LTD. | الصين | China | ME0000005920SFDAA00018 | STRETCHER | STRETCHER | stretcher automatic loading stretcher
SUMBOW Medical Instruments Co. , LTD. | الصين | China | ME0000005920SFDAA00017 | STRETCHER SPINE BOARD | STRETCHER SPINE BOARD | Spine Board Stretcher
SUMBOW Medical Instruments Co. , LTD. | الصين | China | ME0000005920SFDAA00010 | CRINKLE GAUZE ROLL | CRINKLE GAUZE ROLL | single use Crinkle Gauze Roll
Shan Hai Na Hui Dry Reagent Factory | الصين | China | ME0000012989SFDAA00001 | Medical Soda Lime | Soda Lime | MEDICAL SODA LIME
SUMBOW Medical Instruments Co. , LTD. | الصين | China | ME0000005920SFDAA00014 | PE GLOVES | PE GLOVES | SINGLE USE PE GLOVES
Hengshui Yongxing Medical Apparatus Factory | الصين | China | ME0000007749SFDAA00003 | Three Function Electric Bed | ELECTRIC HOSPITAL BED | ELECTRIC HOSPITAL BED
SUMBOW Medical Instruments Co. , LTD. | الصين | China | ME0000005920SFDAA00013 | ORTHOPAEDIC COTTON PADDING | ORTHOPAEDIC COTTON PADDING | single use orthopedic cotton padding
SUMBOW Medical Instruments Co. , LTD. | الصين | China | ME0000005920SFDAA00016 | STRETCHER SCOOP STRETCHER | STRETCHER SCOOP STRETCHER | Scoop stretcher
Zhang pu Ortholifa Rehabilitation Co. ltd | الصين | China | ME0000000531SFDAA00010 | ortholife | Orthopedic products | Hfoot Orthosis: Ortholife Foot Orthosis are made of medical grade silicone. Soft gel center for enhanced pain relief and extended wear | سيلكون خارجي داعم للعظام
Zhang pu ortholifa Rehabilitation co. ltd | الصين | China | ME0000013521SFDAA00005 | ortholife | Orthopedic products | Ortholife Waist Orthosis is used to prevent or restrict painful movements, such as twisting the spine or bending forward, backward. | حزام خارجي داعم لفقرات الظهر
Zhejiang Qimei Commodity Co., Ltd | الصين | China | ME0000000019SFDAA00001 | Bath in bed wipes | Bath in bed wipes | Hydrated wipes used for cleaning of bedridden patients
Nanjing Mindray Bio-Medical Electronics Co., Ltd. | الصين | China | ME0000000235SFDAA00006 | LED Surgical Light | Surgical Light | "The HyLED X9/HyLED X5/HyLED X9M series surgical lights are intended for operation, treatment and diagnosis within the operating/treatment room."
A&I INDUSTRIES LTD SHUNDE FOSHAN | الصين | China | ME0000012321SFDAA00021 | Chiled wheelchair | wheelchair | Manual Wheelchair | كرسي اطفال
Jiangsu Keling Medical Appliances Co., Ltd | الصين | China | ME0000008935SFDAA00001 | Hospital Beds | Hospital Beds | Hospital Bed
Jiangsu Keling Medical Appliances Co., Ltd | الصين | China | ME0000008935SFDAA00001 | Hospital Beds | Hospital Beds | Hospital Bed
Foshan Dongfang Medical Equipment Manufactory Ltd | الصين | China | ME0000007500SFDAA00033 | Nahdi Walking Sticks | Walking Sticks | walking sticks | جهاز حركة
A&I INDUSTRIES LTD SHUNDE FOSHAN | الصين | China | ME0000012321SFDAA00023 | Recliner wheelchair | wheelchair | wheelchair | كرسي متحرك
SHANGHAI HUA EN INDUSTRIAL CO., LTD | الصين | China | ME0000005855SFDAA00024 | DIGITAL X-RAY SENSOR SLEEVES | DIGITAL X-RAY SENSOR SLEEVES | Use for protecting valuable digital imaging equipment and help prevent cross-contamination
JIANGSU MEDPLUS NON-WOVEN MANUFACTURER CO., LTD. | الصين | China | ME0000009693SFDAA00007 | Patient Gown | Patient Gown Disposable | Patient Gown | مريؤل للمريض
Jiangsu Keling Medical Appliances Co., Ltd | الصين | China | ME0000008935SFDAA00003 | Wheelchairs | Wheelchairs | Used when walking is difficult or impossible due to illness, injury, or disability which includes specialized seating adaptions and individualized controls
PIDEGREE INDUSTERIAL CO LTD | الصين | China | ME0000001331SFDAA00001 | HYGIENE | VINYL GLOVES | Vinyl Glove,powder free,white,S 3.5g,M 4.0g,L 4.5g,XL5.0g,packing:100pcs/box 10boxes/ctn | يستخدم في الإجراءات العامة الطبية في المستشفيات والتمريض
Hi-fortune Health products co.,ltd | الصين | China | ME0000001372SFDAA00006 | Hi-fortune Health products co.,ltd | POWER WHEELCHAIR | Wheelchairs for disabled persons with motor | الكراسي المتحركة للمعاقين
A&I INDUSTRIES LTD SHUNDE FOSHAN | الصين | China | ME0000012321SFDAA00020 | Recliner wheelchair | wheelchair | wheelchair | كرسي متحرك
suzhou ireland medical equipment co., ltd. | الصين | China | ME0000001370SFDAA00002 | suzhou ireland medical equipment co., ltd. | stair chair | A chair that helps the patient go up and down the stairs | كرسى مساعد للمريض الصعود والنزول من الدرج
GUANGDONG DAYANG MEDICAL TECHNOLOGY CO., LTD | الصين | China | ME0000009612SFDAA00002 | Guangdong Dayang Medical Technology co.,Ltd. | ELectricaiiy wheel chair | An electric wheelchair to help the patient navigate | مقاعد ذات عجلات للاشخاص المعاقين
SHANGHAI HUA EN INDUSTRIAL CO., LTD | الصين | China | ME0000005855SFDAA00022 | EVACUATION TIPS | SUCTION TIP | Use for Application to suction saliva blood and debris from the mouth
SHANGHAI HUA EN INDUSTRIAL CO., LTD | الصين | China | ME0000005855SFDAA00023 | COTTON ROLL DENTAL | COTTON ROLL DENTAL | Use for absorbing saliva and other fluids
SHANGHAI HUA EN INDUSTRIAL CO., LTD | الصين | China | ME0000005855SFDAA00015 | HANDPIECE SLEEVE | HANDPIECE SLEEVE | Purpose:Use for holding the handpiece easily and maintain tactile
SHANGHAI HUA EN INDUSTRIAL CO., LTD | الصين | China | ME0000005855SFDAA00019 | ETCHING AND COMPOSITE TIP | MIXING TIP | Use to dispense etchants, resins and flowable composites cleanly and easily
SHANGHAI HUA EN INDUSTRIAL CO., LTD | الصين | China | ME0000005855SFDAA00025 | YELLOW ORAL TIP | YELLOW ORAL TIP | Use for providing precise placement interproximally, fits 4.2mm mixing tips and to be used with HP Mixing Tip
SHANGHAI HUA EN INDUSTRIAL CO., LTD | الصين | China | ME0000005855SFDAA00014 | MICRO APPLICATOR | MICRO APPLICATOR | Use for the application of a controlled amount of material in areas of difficult access within the oral cavity
SHANGHAI HUA EN INDUSTRIAL CO., LTD | الصين | China | ME0000005855SFDAA00020 | DENTAL PROPHY BRUSH | DENTAL PROPHY BRUSH | use for safe, effective cleaning flexible enough to reach into occlusal fissures and grooves to remove debris without harsh scraping or injury.
Shenzhen HugeMed Medical Technical Development Co Ltd | الصين | China | ME0000011505SFDAA00003 | Video Laryngoscope | Video Laryngoscope | Video Laryngoscope Represents a state of the art solution to both average and difficult intubation procedures in different environments
Shenzhen HugeMed Medical Technical Development Co Ltd | الصين | China | ME0000011505SFDAA00003 | Video Laryngoscope | Video Laryngoscope | Video Laryngoscope Represents a state of the art solution to both average and difficult intubation procedures in different environments
A&I INDUSTRIES LTD SHUNDE FOSHAN | الصين | China | ME0000012321SFDAA00019 | Alloy wheelchair | wheelchair | wheelchair | كرسي متحرك
SHANGHAI HUA EN INDUSTRIAL CO., LTD | الصين | China | ME0000005855SFDAA00016 | C-CHECK RETRACTOR | C-CHECK RETRACTOR | :Use to pull tissue away to expose an area that needs dental work, and it keeps the tissue in a retracted position during the procedure
Sumbow Medical Instruments Co., Ltd. | الصين | China | ME0000005771SFDAA00125 | Tubular elastic net bandage | Tubular elastic net bandage | FLEXIBLE NET BANDAGE
SHANGHAI HUA EN INDUSTRIAL CO., LTD | الصين | China | ME0000005855SFDAA00017 | DENTAL KIT | DENTAL PROCESS PRODUCT | Use to perform a dental examination
SHANGHAI HUA EN INDUSTRIAL CO., LTD | الصين | China | ME0000005855SFDAA00021 | ENDO RING RULER | BUR HOLDER | Purpose:Use to provide convenient and accurate measurement of canal length
SHANGHAI HUA EN INDUSTRIAL CO., LTD | الصين | China | ME0000005855SFDAA00018 | DENTAL PROPHY CUPS | DENTAL PROPHY CUPS | prophy cups, are used in the hand-piece. Polishing paste, prophylactic paste, usually containing fluoride, is used with the rubber cups for polishing.
Shanghai Kinmed Import and Export Co Ltd | الصين | China | ME0000002804SFDAA00027 | Powder Free Vinyl Glove non Sterile | Vinyl Gloves | Vinyl Gloves
SHANGHAI HUA EN INDUSTRIAL CO., LTD | الصين | China | ME0000005855SFDAA00026 | HP MIXING TIPS | MIXING TIPS | MIXING TIPS
CHANGZHOU ZHONGJIN MEDICAL CO.,LTD | الصين | China | ME0000010974SFDAA00002 | TIGER | AN-432 | كرسي متحرك يدوي الدفع | كرسي متحرك يدوي الدفع
DANYANG WISHFUL OPTICAL CO. LTD. | الصين | China | ME0000001110SFDAA00002 | Wishful Optical Lenses | Optical Lenses | Power Lenses
Shanghai Channelmed Import & Export Co., Ltd | الصين | China | ME0000008893SFDAA00008 | Microscope Slides | Microscope Slides | It is produced by high clear glass sheet no bubble no scrape. It is generally used in cooperation with a glass cover. Good replacements and articles for school laboratory
Sumbow Medical Instruments Co., Ltd. | الصين | China | ME0000005771SFDAA00121 | Autoclave steamtape | Autoclave steamtape | Indicate use
Chengdu cryo-push Medical Technology | الصين | China | ME0000010287SFDAA00001 | KRP/FL-330231 Adult Short Arm KRP/FL-330232 Adult Wide Short Arm KRP/FL-330330 Pediatric Arm-L KRP/FL-330331 Adult Long Arm KRP/FL-330332 Adult Wide Long Arm KRP/FL-330430 Pediatric Leg-L KRP/FL-330431 Adult Long Leg KRP/FL-330432 Adult Wide Long Leg KRP/FL-330530 Pediatric Leg-M KRP/FL-330531 Adult Short Leg KRP/FL-330532 Adult Wide Short Leg KRP/FL-330630 Pediatric Leg-S KRP/FL-330631 Adult Foot KRP/FL-330632 Adult Foot-L KRP/FL-330730 PICC Line Protector-S KRP/FL-330731 PICC Line Protector-M KRP/FL-330732 PICC Line Protector-L | Waterproof Cast & Bandage Protector | Cast Protector latex free Gasket Ring which will cover the wound and Cast to prevent the water.
SHENZHEN PERFECT MEDICAL INSTRUMENTS CO., LTD | الصين | China | ME0000009476SFDAA00005 | Carbide Burs | Carbide Burs | Surgical Instrument
Sumbow Medical Instruments Co., Ltd. | الصين | China | ME0000005771SFDAA00124 | Stool container | Stool container | LAB USE
Hubei Jieli Intelligent Rehabilitation Equipment Co.,Ltd. | الصين | China | ME0000001681SFDAA00001 | Electric Wheechair | Electric Wheechair | It is electric wheelchair used by disabled people for movement. It can be manually used or controlled by special controller (Joystick).
Sinol Dental Limited | الصين | China | ME0000001686SFDAA00001 | Dental Unit | Dental Unit with Chair | Dental chair
Sinol Dental Limited | الصين | China | ME0000001686SFDAA00001 | Dental Unit | Dental Unit with Chair | Dental chair
ZHENJIANG CV OPTICAL CO., LTD. | الصين | China | ME0000000558SFDAA00012 | CV Optical | Optical Lens | Corrective lens for eye glasses
A&I INDUSTRIES LTD SHUNDE FOSHAN | الصين | China | ME0000012321SFDAA00018 | Chiled wheelchair | wheelchair | Manual Wheelchair | كرسي اطفال
JIANXING SHOE CO.,LTD | الصين | China | ME0000013055SFDAA00001 | Better step | orthopedic shoes | Orthopedic medical shoes | حذاء طبي داعم للقدم
SHANGHAI KINMED IMPORT & EXPORT CO.,LTD | الصين | China | ME0000009438SFDAA00017 | ISOLATION GOWN | ISOLATION GOWN | isolation gown, with belt, elastic cuff/knitted cuff, different size, different color, different gsm,
SHANGHAI KINMED IMPORT & EXPORT CO.,LTD | الصين | China | ME0000009438SFDAA00017 | ISOLATION GOWN | ISOLATION GOWN | isolation gown, with belt, elastic cuff/knitted cuff, different size, different color, different gsm,
SHANGHAI KINMED IMPORT & EXPORT CO.,LTD | الصين | China | ME0000009438SFDAA00017 | ISOLATION GOWN | ISOLATION GOWN | isolation gown, with belt, elastic cuff/knitted cuff, different size, different color, different gsm,
Boen Healthcare Co., Ltd., | الصين | China | ME0000008912SFDAA00014 | TUBULAR BANDAGE | TUBULAR BANDAGE | TUBI-GRIP TUBULAR BANDAGE
Boen Healthcare Co., Ltd., | الصين | China | ME0000008912SFDAA00010 | ENDOTRACHEAL TUBE HOLDER | ENDOTRACHEAL TUBE HOLDER | ENDOTRACHEAL TUBE HOLDER WITH ADHESIVE TAB - ADULT
Boen Healthcare Co., Ltd., | الصين | China | ME0000008912SFDAA00011 | ELASTIC CREPE BANDAGE | ELASTIC CREPE BANDAGE | HOSPITAL QUALITY SPANDEX ELASTIC CREPE BANDAGE.
Shanghai Kinmed Import & Export Co., Ltd. | الصين | China | ME0000002566SFDAA00042 | Vinyl Examination gloves. | Vinyl Examination gloves | Examination gloves
Shenzhen Maikangxin Medical Robot Co., Ltd | الصين | China | ME0000002036SFDAA00011 | Moving Machine | Moving Machine | It is a moving chair including wheels with certain specifications. It enables patients and old people to move easily and be carried from their beds to bathroom and other places.
Shanghai Kinmed Import & Export Co., Ltd. | الصين | China | ME0000002566SFDAA00041 | Isolation Gown | Isolation Gown | medical Isolation Gown | ملابس للوقاية من الغبار والبكتريا
Shanghai Kinmed Import & Export Co., Ltd. | الصين | China | ME0000002566SFDAA00041 | Isolation Gown | Isolation Gown | medical Isolation Gown | ملابس للوقاية من الغبار والبكتريا
Shanghai Kinmed Import & Export Co., Ltd. | الصين | China | ME0000002566SFDAA00041 | Isolation Gown | Isolation Gown | medical Isolation Gown | ملابس للوقاية من الغبار والبكتريا
Shanghai Kinmed Import & Export Co., Ltd. | الصين | China | ME0000002566SFDAA00041 | Isolation Gown | Isolation Gown | medical Isolation Gown | ملابس للوقاية من الغبار والبكتريا
Shanghai Kinmed Import & Export Co. Ltd. | الصين | China | ME0000012697SFDAA00001 | Sterilization Roll | Sterilization Roll | Sterilization Roll.
DANYANG WISHFUL OPTICAL CO. LTD. | الصين | China | ME0000001110SFDAA00003 | Wishful Reading Glasses | Reading Glasses | Reading Glasses
Boen Healthcare Co., Ltd., | الصين | China | ME0000008912SFDAA00012 | UNDER CAST PADDING | UNDER CAST PADDING | UNDER CAST PADDING
JIANXING SHOE CO.,LTD | الصين | China | ME0000000649SFDAA00084 | Better step | orthotic insoles | Insoles External support for the foot bone | فرشات داعمه لعظام القدم المسطحه
Boen Healthcare Co., Ltd., | الصين | China | ME0000008912SFDAA00013 | NET TUBULAR BANDAGE | NET TUBULAR BANDAGE | NET TUBULAR BANDAGE
Sumbow Medical Instruments Co., Ltd. | الصين | China | ME0000005771SFDAA00122 | Microscope slide | Microscope slide | LAB USE
Hebei Jiede medical equipment co.,ltd | الصين | China | ME0000001340SFDAA00001 | KAIRUUIBDE | medical bed | it is bed widely use for hospital nursing home,home care | سرير طبي
GUANGDONG KANGSHEN MEDICAL TECHNOLOGY CO LTD | الصين | China | ME0000001279SFDAA00001 | SHAFAQ AL SHARQ | THREE FUNCTION ELECTRIC BED | THREE FUNCTION ELECTRIC BED
Shanghai Kinmed Import & Export Co. Ltd. | الصين | China | ME0000012697SFDAA00002 | Vinyl Examination Gloves | Powder Free Vinyl Glove | For simple external examination and protection
Henan Lusterdent Medical Instrument Co., Ltd | الصين | China | ME0000001698SFDAA00001 | Endodontic Files | Endodontic instruments | Dental instruments
Henan Lusterdent Medical Instrument Co., Ltd | الصين | China | ME0000001698SFDAA00001 | Endodontic Files | Endodontic instruments | Dental instruments
Henan Lusterdent Medical Instrument Co., Ltd | الصين | China | ME0000001698SFDAA00001 | Endodontic Files | Endodontic instruments | Dental instruments
Henan Lusterdent Medical Instrument Co., Ltd | الصين | China | ME0000001698SFDAA00001 | Endodontic Files | Endodontic instruments | Dental instruments
Boen Healthcare Co., Ltd., | الصين | China | ME0000008912SFDAA00015 | AMT MEDICAL CO., | TONGUE DEPRESSOR | WOODEN TONGUE DEPRESSOR - ADULT, NON-STERILE
ZHENJIANG CV OPTICAL CO., LTD. | الصين | China | ME0000000558SFDAA00013 | CV Optical | Optical Lens | Corrective lens for eye glasses
ZHEJIANG UNSURPASSED INDUSTRY AND TRADE CO. LTD | الصين | China | ME0000002170SFDAA00001 | VASUUM CUPPING | VASUUM CUPPING | Remove moisture
HEBEI DINGLI MEDICAL APPARATUS AND INDUSTRUMENT CO.,LTD | الصين | China | ME0000015499SFDAA00001 | DINGLI | PREVENT BEDSORE AIR MATTRESS | Prevent Bedsore Air Mattress | مرتبة هوائية لمنع قرحة الفراش
Shan Hai Na Hui Dry Reagent Factory | الصين | China | ME0000000921SFDAA00008 | Soda Lime | Soda Lime | MEDICAL SODA LIME
XIAMEN DAYI INDUSTRIAL PACKING MATERIAL CO.,LTD | الصين | China | ME0000000243SFDAA00004 | TOOTHBRUSH | TOOTHBRUSH | TOOTHBRUSH | فرشاة اسنان
Great Glove (Xinghua) Co., Ltd. | الصين | China | ME0000011997SFDAA00001 | Fine Vinyl Disposable Clear Hand Gloves Powder Free | Clear Hand Gloves Powder Free | Clear Hand Gloves Powder Free | قفازات فينيل
Shanghai Kinmed Import & Export Co., Ltd. | الصين | China | ME0000002566SFDAA00037 | SAMPLE CONTAINER | SAMPLE CONTAINER | SAMPLE CONTAINER EMPTY 30/60/90/120ML DIFFERENT COLOR
Suzhou Semorr Medical Tech Co., Ltd | الصين | China | ME0000001298SFDAA00001 | Operation Microscope | Microscope | An optical instrument for magnifying and illuminating
Sumbow Medical Instruments Co., Ltd. | الصين | China | ME0000005771SFDAA00129 | ENDOTRACHEAL TUBE HOLDER | ENDOTRACHEAL TUBE HOLDER | medical Endotracheal tube holder
Sumbow Medical Instruments Co., Ltd. | الصين | China | ME0000005771SFDAA00127 | Orthopaedic cotton padding | Orthopaedic cotton padding | single use Orthopaedic cotton padding
Sumbow Medical Instruments Co., Ltd. | الصين | China | ME0000005771SFDAA00127 | Orthopaedic cotton padding | Orthopaedic cotton padding | single use Orthopaedic cotton padding
Hefei Jingcheng Plastic Products Co., Ltd. | الصين | China | ME0000011746SFDAA00006 | Sterilization Reel | Sterilization Reel | sterilization flat reel pouch
Hefei Jingcheng Plastic Products Co., Ltd. | الصين | China | ME0000011746SFDAA00006 | Sterilization Reel | Sterilization Reel | sterilization flat reel pouch
Sumbow Medical Instruments Co., Ltd. | الصين | China | ME0000005771SFDAA00126 | Mouthpiece | Mouthpiece | Medical Mouthpiece
WUHAN ABLECARE TECH CO., LTD | الصين | China | ME0000015510SFDAA00001 | OR CLEANUP KIT DISPOSABLE | OR CLEANUP KIT DISPOSABLE | This kit configurations contain products most often needed to create a barrier between the patients, staff, and the reusable equipment in the Operation Room. | تحتوي تكوينات مجموعة الأدوات هذه على المنتجات المطلوبة غالبًا لإنشاء حاجز بين المرضى والموظفين والمعدات القابلة لإعادة الاستخدام في غرفة العمليات.
Sumbow Medical Instruments Co., Ltd. | الصين | China | ME0000005771SFDAA00128 | Ear Syringe Ball | Ear Syringe Ball | single use Ear Syringe Ball
Sumbow Medical Instruments Co., Ltd. | الصين | China | ME0000005771SFDAA00130 | Verona | MEDICINE CUP | SINGLE USE MEDICINE CUP
Leboo Healthcare Products Limited | الصين | China | ME0000015508SFDAA00001 | Isolation Gown | Isolation Gown | Isolation Gown, Uniform of Hospital Staff
Leboo Healthcare Products Limited | الصين | China | ME0000015508SFDAA00001 | Isolation Gown | Isolation Gown | Isolation Gown, Uniform of Hospital Staff
Foshan Nanhai Qikang Hardware Products Co.,Ltd | الصين | China | ME0000015524SFDAA00001 | Wheelchair | Wheelchair | Rehabilitation Device | كرسي متحرك لمساعدة ذوي الاحتياجات الخاصة
Tianjin DiaDent Co., Ltd | الصين | China | ME0000015612SFDAA00001 | K-Files Nickel-Titanium | Nickel Titanium Hand Files | Nickel Titanium Hand Files
Tianjin DiaDent Co., Ltd | الصين | China | ME0000015618SFDAA00001 | Reamers | Stainless Steel Hand Files | Stainless Steel Hand Files
Tianjin DiaDent Co., Ltd | الصين | China | ME0000015615SFDAA00001 | K-Files | Stainless Steel Hand Files | Stainless Steel Hand Files
Sumbow Medical Instruments Co., Ltd. | الصين | China | ME0000005771SFDAA00134 | Burn Sheet | Burn Sheet | single use Burn Sheet
Sumbow Medical Instruments Co., Ltd. | الصين | China | ME0000005771SFDAA00132 | bandage scissors | bandage scissors | single use bandage scissors
ZHANGJIAGANG SHENGANG MEDICAL PRODUCTS CO., LTD | الصين | China | ME0000005892SFDAA00001 | Shengang | Shengang | Medical Face Mask
Tianjin DiaDent Co LTD | الصين | China | ME0000015613SFDAA00001 | Reamer Nickel-Titanium | Nickel Titanium Hand Files | Reamer Nickel-Titanium
Sumbow Medical Instruments Co., Ltd. | الصين | China | ME0000005771SFDAA00157 | Face Shield | Face Shield | Single use Face Shield
Sumbow Medical Instruments Co., Ltd. | الصين | China | ME0000005771SFDAA00157 | Face Shield | Face Shield | Single use Face Shield
Shanghai Kinmed Import & Export Co., Ltd. | الصين | China | ME0000002566SFDAA00106 | kinmed Dental Bib | Dental Bib | non sterile, are intended to be used as a mechanical | تستخدم فوطة الاسنان(دينال بيب) في عيادات الاسنان. لمنع انتقال العدوى اثناء المعالجة. ولعدم تلوث ثياب المريض باللعاب والمفرزات الاخرى
Anqing Kangmingna Packaging Co.Ltd | الصين | China | ME0000008905SFDAA00018 | Verona | Sterilization reel | Sterilization flat reel
Shanghai Kinmed Import and Export Co Ltd | الصين | China | ME0000002804SFDAA00043 | Sterilization Pouch | Sterilization Pouch | TO enable the sterilization and storage of of surgical instruments, medical gloves and woud | اكياس ورول تعقيم لتغليف الاجهزة الاخرى
Shanghai Kinmed Import and Export Co Ltd | الصين | China | ME0000002804SFDAA00043 | Sterilization Pouch | Sterilization Pouch | TO enable the sterilization and storage of of surgical instruments, medical gloves and woud | اكياس ورول تعقيم لتغليف الاجهزة الاخرى
GUANGDONG KANGSHEN MEDICAL TECHNOLOGY CO LTD | الصين | China | ME0000001279SFDAA00002 | K-care | Three Function Electric Bed | A bed is a piece of furniture which is used as a place to sleep or relax.
Guangdong KangShen Medical Technology Co.,Ltd | الصين | China | ME0000015541SFDAA00001 | Three Function Electric Bed | Electric Hospital Bed | It is a bed designed with special functions that allow different sleeping positions. It has controlling unit which allows user to sleep comfortably.
Changzhou Kanghui Medical Innovation Co. Ltd. | الصين | China | ME0000015294SFDAA00002 | Suprapatellar Instruments Set | Suprapatellar Instruments Set | Suprapatellar Instruments Set
Changzhou Sifary Medical Technology Co.,Ltd. | الصين | China | ME0000010172SFDAA00003 | Extraoral Dental Vacuum System | Extraoral Dental Vacuum System | Extensive medical grade filtration system
Sumbow Medical Instruments Co., Ltd. | الصين | China | ME0000005771SFDAA00131 | Sumbow | adhesive tape remover pad | single use adhesive tape remover pad
Sumbow Medical Instruments Co., Ltd. | الصين | China | ME0000005771SFDAA00131 | Sumbow | adhesive tape remover pad | single use adhesive tape remover pad
Guangdong Kaiyang Medical Technology Group Co. Ltd. | الصين | China | ME0000005619SFDAA00011 | CRUTCH | CRUTCH | Metal vertical prop that helps support a disabled person while walking | دعامة رأسية معدنية تساعد في دعم المعاقين أثناء المشي
Guangdong Kaiyang Medical Technology Group Co. Ltd. | الصين | China | ME0000005619SFDAA00010 | CANE | CANE | Crutch or mobility aid walking stick | عصا للمشي تستخدم كعكاز أو مساعد للتنقل
Wenzhou Guanhao Glasses CO.,Ltd. | الصين | China | ME0000015453SFDAA00003 | Reading glasses/LECCE | Reading glasses | Reading glasses
Changzhou Kanghui Medical Innovation Co. Ltd. | الصين | China | ME0000015294SFDAA00003 | Standard Instruments Set with Distal Aiming Device | Standard Instruments Set with Distal Aiming Device | Standard Instrument Set
Guangdong Kaiyang Medical Technology Group Co. Ltd. | الصين | China | ME0000005619SFDAA00014 | ROLLATOR | ROLLATOR | Walking device with wheels allows the user to stop and rest when needed | جهاز المشي بعجلات يسمح للمستخدم بالتوقف والراحة عند الحاجة
Hebei Jiede medical equipment co | الصين | China | ME0000015912SFDAA00001 | Hebei Jiede medical equipment co | Wheelchair | a chair fitted with wheels for use as a means of transport by a person who is unable to walk as a result of illness, injury, or disability | مقاعد ذات عجلات للاشخاص المعاقين دون الة دفع
Foshan COXO Medical Instrument Co., Ltd | الصين | China | ME0000002135SFDAA00048 | COXO | Gutta Cutter | Gutta Cutter
Guangdong Kaiyang Medical Technology Group Co. Ltd. | الصين | China | ME0000005619SFDAA00015 | WALKER | WALKER | framework designed to support an infirm or physically disabled person to walk | إطار عمل مصمم لدعم شخص معاق أو جسديًا في المشي
FOSHAN NANHAI KJT REHABILITATION EQUIPMENT CO., LTD | الصين | China | ME0000009666SFDAA00001 | Wheelchair | Wheelchair | Wheel Chair
HENAN HUIBO MEDICAL CO., LTD | الصين | China | ME0000015811SFDAA00001 | KN95 Respiratory Protective Mask | N95 Respiratory Protective Mask | Use to prevent yourself from breathing bad air or from spreading germs, or to protect your face when you are in a dangerous situation
Sumbow Medical Instruments Co., Ltd. | الصين | China | ME0000005771SFDAA00142 | WOODEN APPLICATOR | WOODEN APPLICATOR | SINGLE USE WOODEN APPLICATOR
Sumbow Medical Instruments Co., Ltd. | الصين | China | ME0000005771SFDAA00137 | TREATMENT TROLLEY | TREATMENT TROLLEY | MEDICAL TREATMENT TROLLEY
Sumbow Medical Instruments Co., Ltd. | الصين | China | ME0000005771SFDAA00139 | SKIN TRACTION KIT | SKIN TRACTION KIT | SINGLE USE SKIN TRACTION KIT
Sumbow Medical Instruments Co., Ltd. | الصين | China | ME0000005771SFDAA00138 | TENS ELECTRODES | TENS ELECTRODES | SINGLE USE TENS ELECTRODES
Sumbow Medical Instruments Co., Ltd. | الصين | China | ME0000005771SFDAA00140 | LED EXAMINATION LAMPS | LED EXAMINATION LAMPS | MEDICAL LED EXAMINATION LAMPS
YANGZHOU XINWEI RUBBER & PLASTIC CO., LTD | الصين | China | ME0000009502SFDAA00003 | PHMCO ICE BAG | ICE BAG | An ice bag is a portable plastic bag filled with water, refrigerant gel, or liquid. For use the contents are frozen in a freezer | كمادة تقدم برودة للمنطقة المرادة
YANGZHOU XINWEI RUBBER & PLASTIC CO., LTD | الصين | China | ME0000009502SFDAA00004 | Phmco Hot Water Bag | Hot Water Bag | Hot water bag made of rubber designed to be filled with hot water used for warming parts of the body | تقديم الدفىء المنطقة المراد وضع الكمادة عليها
Ningbo Runyes Medical Instrument Co., Ltd. | الصين | China | ME0000013359SFDAA00004 | Ultrasonic Cleaner | Ultrasonic Cleaner | Ultrasonic Cleaner
Yuyao Tongji Medical Device Co., Ltd | الصين | China | ME0000016058SFDAA00001 | Tongji | Medical Isolation Goggle | Isolation Goggle
Shenzen Mindray Bio-Medical Electronics Co., LTD. | الصين | China | ME0000016112SFDAA00001 | Cart | Cart | It is used for fixing and moving the ventilator and its accessories.
JAMJOOM FULLCARE CORPORATION | الصين | China | ME0000005373SFDAA00088 | Face Masks | Face Masks | Face Masks
Shenzhen Mindray Bio-medical Electronics Co., Ltd., | الصين | China | ME0000000200SFDAA00002 | Support Arm | Support Arm | It is used for supporting patient breathing circuit and suspension.
Shenzen Mindray Bio-Medical Electronics Co., LTD. | الصين | China | ME0000016111SFDAA00001 | Cart | Cart | It is used for fixing and moving the ventilator and its accessories.
SHANGHAI CHONGJEN INDUSTRY CO LTD | الصين | China | ME0000009104SFDAA00002 | M&M Care Vinyl Powder free Gloves | M&M Care Vinyl Powder free Gloves | Vinyl Powder free Gloves
Coriton Instrument Co. Ltd. | الصين | China | ME0000016020SFDAA00001 | Coriton | Trolley | Fixed patient monitor and moving
Hebei Baiyang Bed Industry Manufactory | الصين | China | ME0000013474SFDAA00002 | Electric hospital bed | Electric hospital bed | Electric hospital bed
Hebei Baiyang Bed Industry Manufactory | الصين | China | ME0000013474SFDAA00002 | Electric hospital bed | Electric hospital bed | Electric hospital bed
JAMJOOM FULLCARE CORPORATION | الصين | China | ME0000005373SFDAA00089 | Face Shield | Face Shield | Face Shield
JAMJOOM FULLCARE CORPORATION | الصين | China | ME0000005373SFDAA00090 | Goggles | Goggles | Goggles
Tecmen Electronics Co., Ltd. | الصين | China | ME0000016293SFDAA00001 | Tecmen Freflow | Tecmen Freflow | Powered Air-purifying respirator
Tecmen Electronics Co., Ltd. | الصين | China | ME0000016293SFDAA00001 | Tecmen Freflow | Tecmen Freflow | Powered Air-purifying respirator
Sumbow Medical Instruments Co., Ltd. | الصين | China | ME0000005771SFDAA00141 | POROS CAPSICUM PLASTER | CAPSICUM PLASTER | DISPOSABLE CAPSICUM PLASTER
SHAOXING FUQING HEALTH PRODUCTS CO.LTD | الصين | China | ME0000005385SFDAA00005 | Face Shield | Face Shield | Face Shield
JAMJOOM FULLCARE CORPORATION | الصين | China | ME0000005373SFDAA00087 | DRY WIPES 30X30CM | DRY WIPES 30X30CM | DRY WIPES 30X30CM | DRY WIPES 30X30CM
JIANGYIN MYWELL SAFETY EQUIPMENT CO. LTD. | الصين | China | ME0000016360SFDAA00002 | cervical collar | cervical collar | CERVICAL COLLAR adjustable / MEDIUM/LARGE/X-LARGE
Tecmen Electronics Co., Ltd. | الصين | China | ME0000016293SFDAA00002 | Hood TM-H2 | Tecmen Hood | Tecmen Hood
Tecmen Electronics Co., Ltd. | الصين | China | ME0000016293SFDAA00002 | Hood TM-H2 | Tecmen Hood | Tecmen Hood
SHAOXING FUQING HEALTH PRODUCTS CO.LTD | الصين | China | ME0000005385SFDAA00004 | GOGGLES | Goggles | Goggles
Tecmen Electronics Co., Ltd. | الصين | China | ME0000016293SFDAA00004 | Tecmen Pre-Filter | Pre-Filter | Pre-Filter
Hengshui Hengzekang Medical Equipment Co Ltd | الصين | China | ME0000016454SFDAA00001 | Maidesite | Manual Wheelchair | Home Caring
Hengshui Hengzekang Medical Equipment Co Ltd | الصين | China | ME0000016453SFDAA00001 | Maidesite | Electric Wheelchair | Home Caring
Shanghai Kinmed Import & Export Co., Ltd. | الصين | China | ME0000002566SFDAA00045 | Elastic Bandage Crepe | Elastic Bandage Crepe | Simple Wound Care .
Shanghai Kinmed Import & Export Co., Ltd. | الصين | China | ME0000002566SFDAA00045 | Elastic Bandage Crepe | Elastic Bandage Crepe | Simple Wound Care .
jiangsu minnuo group co.,ltd | الصين | China | ME0000000099SFDAA00002 | Minnuo | Empty oxygen steel cylinder | Respiratory oxygen supply WMA108-2-150 WMA140-8-150 WMA159-10-150 WMA219-40-150
SHENZHEN FEIHUAN MEDICAL INSTRUMENTS CO.,LTD | الصين | China | ME0000016457SFDAA00001 | Tia RT Gold file | Rotary Endo Files | Surgical Instrument
Guangdong KangShen Medical Technology Co.,Ltd | الصين | China | ME0000015541SFDAA00002 | Multi-Function Manual Hoist | Multi-Function Manual Hoist | Multi function manual hoist dedicated to facilitate the transfer of people with mobility difficulties from the bed to the sofa, toilet, and push chair at different heights to facilitate patients to use the toilet, bath, treatment, and implementation | كرسي متحرك برافعة يدوية متعدد الاستخدام
Hengshui Hengzekang Medical Equipment Co Ltd | الصين | China | ME0000016386SFDAA00001 | Maidesite | Anti Decubitus Air Mattress | Home Caring
Tecmen Electronics Co., Ltd. | الصين | China | ME0000016293SFDAA00003 | Particle filter -P3 Filter | Particle filter | Particle filter
Tecmen Electronics Co., Ltd. | الصين | China | ME0000016293SFDAA00003 | Particle filter -P3 Filter | Particle filter | Particle filter
SHENZHEN FEIHUAN MEDICAL INSTRUMENTS CO.,LTD | الصين | China | ME0000016457SFDAA00003 | Tia Premium Gold file | Rotary Endo Files | Surgical Instrument
Foshan Nanhai Qikang Hardware Products Co.,Ltd | الصين | China | ME0000015524SFDAA00003 | Commode Chair | Commode Chair | Rehabilitation Device | كرسي لمساعدة ذوي الاحتاجات الخاصة لقضاء الحاجه
SUMBOW MEDICAL INSTRUMENTS CO.,LTD. | الصين | China | ME0000000407SFDAA00004 | DMC | DISPOSABLE VINYL GLOVES | DISPOSABLE VINYL GLOVES
Sumbow Medical Instruments Co., Ltd. | الصين | China | ME0000005771SFDAA00146 | Hot/Cold Gel Pack | Hot/Cold Gel Pack | Single use Hot Cold Gel Pack
SHENZHEN FEIHUAN MEDICAL INSTRUMENTS CO.,LTD | الصين | China | ME0000016457SFDAA00002 | Tia Tornado Gold File | Rotary Endo Files | Surgical Instrument
SUMBOW MEDICAL INSTRUMENTS CO.,LTD. | الصين | China | ME0000000407SFDAA00005 | DMC | Gauze Roll | Gauze Roll
SHENZHEN FEIHUAN MEDICAL INSTRUMENTS CO.,LTD | الصين | China | ME0000016457SFDAA00004 | Tia Tornado Blue file | Rotary Endo Files | Surgical Instrument
SHENZHEN FEIHUAN MEDICAL INSTRUMENTS CO.,LTD | الصين | China | ME0000016457SFDAA00005 | Tia premium Blue file | Rotary Endo Files | Surgical Instrument
SHENZHEN FEIHUAN MEDICAL INSTRUMENTS CO.,LTD | الصين | China | ME0000016457SFDAA00006 | Tia Premium Flex file | Rotary Endo Files | Surgical Instrument
Foshan Nanhai Qikang Hardware Products Co.,Ltd | الصين | China | ME0000015524SFDAA00004 | Walker | Walker | Rehabilitation Device | مساعدة على المشي والحركة
Foshan Nanhai Qikang Hardware Products Co.,Ltd | الصين | China | ME0000015524SFDAA00005 | Crutches and canes | Crutches and canes | Rehabilitation Device | يساعد المرضى على التوازن والحركة
Sumbow Medical Instruments Co., Ltd. | الصين | China | ME0000005771SFDAA00145 | Hot Water Bag | Hot Water Bag | Hot Water Bag
Ningbo Runyes Medical Instrument Co., Ltd. | الصين | China | ME0000015458SFDAA00001 | Intraoral Scanner | Intraoral Scanner | Intraoral Scanner
DRAGON MEDICAL CO.,LTD | الصين | China | ME0000005712SFDAA00020 | IV Stand 4 HOOK | IV Stand | IV Stand
hengshui zhukang medical instrument co .,ltd | الصين | China | ME0000007100SFDAA00001 | electric beds | Patient Bed | electric beds | سرير طبي للمعاقين وكبار السن
SUMBOW MEDICAL INSTRUMENTS CO.,LTD. | الصين | China | ME0000000407SFDAA00003 | DMC | Saliva Ejecting | Saliva Ejecting
Sumbow Medical Instruments Co., Ltd. | الصين | China | ME0000005771SFDAA00148 | Verona | Face Mask | Single Use Face Mask
JIANGYIN MYWELL SAFETY EQUIPMENT CO. LTD. | الصين | China | ME0000016343SFDAA00001 | Ambulance Stretcher | Ambulance Stretcher | Ambulance Stretcher.
JIANGYIN MYWELL SAFETY EQUIPMENT CO. LTD. | الصين | China | ME0000016361SFDAA00001 | CPR BOARD | CPR BOARD | CPR- BOARD
SUMBOW MEDICAL INSTRUMENTS CO.,LTD. | الصين | China | ME0000000407SFDAA00002 | DMC | DENTAL COTTON | DENTAL COTTON
Jiangsu Dynamic Medical Technology Co.,Ltd | الصين | China | ME0000016428SFDAA00001 | Suction Unit | Suction Unit | Suction Unit
Link Medical Technology (Suzhou) Co., Ltd. | الصين | China | ME0000016651SFDAA00001 | KN95MASK | LUVXOM | Protective face mask
JIAXING U-LIFE MEDICAL DEVICE TECHNOLOGY CO.,LTD | الصين | China | ME0000006931SFDAA00002 | Vomiting bag | Vomiting bag | Vomiting bag blue 1000 ml | كيس تعبئه للتقيؤ
GUANGDONG KAIYANG MEDICAL TECHNOLOGY GROUP CO LTD | الصين | China | ME0000008201SFDAA00008 | K Commode Chair | K Commode Chair | Commode Chair
Sumbow Medical Instruments Co., Ltd. | الصين | China | ME0000005771SFDAA00147 | Plastic Bag | Plastic Bag | Plastic Bag used for individual packing for medical products | أكياس بلاستيك
XIANTAO LONGWIN MEDICAL PRODUCTS LTD. | الصين | China | ME0000016806SFDAA00001 | LONGWIN | Mask | Disposable Medical Face Mask
Qingdao Zhaoming Knitting Co., Ltd. | الصين | China | ME0000016703SFDAA00002 | Isolation Gown , AL ASEEL | Isolation Gown | TO PROTECT THE PERSON FROM INFECTION FROM OTHER PEOPLE AROUND HIM
Xinyang Yihe Non-woven Co.,Ltd | الصين | China | ME0000015389SFDAA00001 | NONWOVENS | Face Mask 3PLY | daily protect using
GUANGDONG KAIYANG MEDICAL TECHNOLOGY GROUP CO LTD | الصين | China | ME0000008201SFDAA00007 | K Electric Bed | K Electric Bed | Electric Bed
Boen Healthcare Co., Ltd., | الصين | China | ME0000008912SFDAA00016 | ARM SLING ( AMT MEDICAL CO.,) | ARM SLING | DISPOSABLE ARM SLING
Jiangsu Yuyue Medical Equipment & Supply Co., Ltd | الصين | China | ME0000010699SFDAA00002 | WheelChair | WheelChair | Wheelchair
Jianlian Homecare Products Co.,LTD | الصين | China | ME0000005921SFDAA00002 | Jianlian | wheelchair | Economic Manual Wheelchair With Chromed Steel Frame | كرسي متحرك يدوي
Boen Healthcare Co., Ltd., | الصين | China | ME0000008912SFDAA00019 | PBT ELASTIC BANDAGE ( AMT MEDICAL CO.,) | PBT ELASTIC BANDAGE | PBT ELASTIC CONFORMING BANDAGE
Boen Healthcare Co., Ltd., | الصين | China | ME0000008912SFDAA00017 | DISPOSABLE FACE SHIELD | DISPOSABLE PROTECTIVE FACE SHIELD | DISPOSABLE PROTECTIVE FULL FACE SHIELD
Anji Hengfeng Sanitary Material Co.,Ltd | الصين | China | ME0000015705SFDAA00001 | Face Sheild | Face Sheild | Face Sheild
CNEBIKES Co., Ltd , | الصين | China | ME0000016904SFDAA00001 | electric wheelchairs handcycle | CNEBIKE | عبارة عن جهاز كهربائي يشبه الدباب يلحق بالكرسي المتحرك العادي ويحوله إلى كهربائي - خفيف الوزن وعملي أفضل من الكراسي الكهربائية ويمكن حمله بالطائرة انظر دليل المستخدم
Zhejiang Haipai Pharmaceutical Co., Ltd | الصين | China | ME0000016910SFDAA00001 | HPYY | Disposable medical mask | Single use face mask
Halanz Hongkong Limited | الصين | China | ME0000013241SFDAA00001 | Tourniquet | Tourniquet | A tourniquet is a device which applies pressure to a limb or extremity so as to limit – but not stop – the flow of blood. It may be used in emergencies, in surgery, or in post-operative rehabilitation. | أداة تمارس الضغط على أحد الأطراف أو الأطراف بحيث تحد - ولكن لا تتوقف - من تدفق الدم. يمكن استخدامه في حالات الطوارئ ، أو في الجراحة ، أو في إعادة التأهيل بعد العملية الجراحية.
SHENZHEN PERFECT MEDICAL INSTRUMENTS CO., LTD | الصين | China | ME0000009476SFDAA00006 | Diamond Burs | Diamond Burs | Surgical Instrument
SUMBOW MEDICAL INSTRUMENTS CO.,LTD. | الصين | China | ME0000000407SFDAA00010 | NON WOVEN FACE MASK | NON WOVEN FACE MASK | NON WOVEN FACE MASK, 3 PLY WITH EAR LOOP | قناع وجه غير منسوج
SUMBOW MEDICAL INSTRUMENTS CO.,LTD. | الصين | China | ME0000000407SFDAA00010 | NON WOVEN FACE MASK | NON WOVEN FACE MASK | NON WOVEN FACE MASK, 3 PLY WITH EAR LOOP | قناع وجه غير منسوج
SHENZHEN AMYDI-MED ELECTRONICS TECH CO. LTD. | الصين | China | ME0000000368SFDAA00002 | NIBP | NIBP | A blood pressure cuff is a medical device consisting of a piece of rubber or similar material that is wrapped around a patient's arm and then inflated in order to measure their blood pressure.
SHENZHEN AMYDI-MED ELECTRONICS TECH CO. LTD. | الصين | China | ME0000000368SFDAA00002 | NIBP | NIBP | A blood pressure cuff is a medical device consisting of a piece of rubber or similar material that is wrapped around a patient's arm and then inflated in order to measure their blood pressure.
HEPCO DISPOSABLE PROTECTIVE INDUSTRY(WUHAN) CO., LTD | الصين | China | ME0000009124SFDAA00009 | ARM SLEEVES | ARM SLEEVES | arm Sleeves to prevent cross contamination.
Foshan HeFeng Medical Equipment Co., Ltd. | الصين | China | ME0000016567SFDAA00001 | HEFENG | Disposable face mask | Disposable face mask made of three layers of non-woven fabric, mask tape and nose clip and is heat-sealed by machine. | قناع للوجه للاستعمال لمرة واحدة
DONGGUAN KANGPAI HEALTH TECHNOLOGY CO.,LTD. | الصين | China | ME0000016238SFDAA00002 | KN95 Mask | KN95 Mask | Device that you wear over your face, to prevent yourself from breathing bad air or from spreading germs, or to protect your face when you are in a dangerous situation
HEPCO DISPOSABLE PROTECTIVE INDUSTRY(WUHAN) CO., LTD | الصين | China | ME0000009124SFDAA00007 | FACE MASK | FACE MASK | facemasks to be used in themedical/hygiene/industial/PPE/Cleanroom etc. field under non-sterileconditions.
Changzhou Zhongjin Medical Treatment Equipment Co., Ltd. | الصين | China | ME0000016902SFDAA00001 | wheelchairs | wheelchairs as in DOC | Wheelchairs for disabled and eldery people | كراسي متحركة للمعاقين
Guangzhou Lunham Handbag Co.,ltd | الصين | China | ME0000017035SFDAA00001 | flores face shield | flores | face shield | قناع للوجه
JIANGYIN MYWELL SAFETY EQUIPMENT CO. LTD. | الصين | China | ME0000016360SFDAA00004 | Basket Stretcher | Basket Stretcher | BASKET STRETCHER
JIANGYIN MYWELL SAFETY EQUIPMENT CO. LTD. | الصين | China | ME0000016360SFDAA00005 | Head Immobilizer | Head Immobilizer | HEAD IMMOBILIZER
HEPCO DISPOSABLE PROTECTIVE INDUSTRY(WUHAN) CO., LTD | الصين | China | ME0000009124SFDAA00008 | HAIRNET | HAIRNET | Hairnet to be used in themedical/hygiene/industial/PPE/Cleanroom etc. field under non-sterileconditions
Yangzhou Starlight Plastic Factory | الصين | China | ME0000016906SFDAA00001 | Freez Touthbrush | Freez Touthbrush | Toothbrush
Sumbow Medical Instruments Co., Ltd. | الصين | China | ME0000005771SFDAA00149 | Paraffin impregnated Gauze Swab | Paraffin impregnated Gauze Swab | single use Paraffin impregnated Gauze Swab
Sterivic Medical Co.Ltd | الصين | China | ME0000016740SFDAA00002 | Sterivic | Disposable Face mask | To protect people safe from Virus, dust
MuDanjiang Plasma Physical Application Technology Co. Ltd. | الصين | China | ME0000009433SFDAA00003 | Agent | Agent | Hydrogen Peroxide
Guangdong Kaiyang Medical Technology Group Co. Ltd. | الصين | China | ME0000005619SFDAA00016 | Electric Bed | Electric Bed | Electric Bed
JIANGYIN MYWELL SAFETY EQUIPMENT CO. LTD. | الصين | China | ME0000016360SFDAA00009 | SPINE BOARD STRETCHER | SPINE BOARD STRETCHER | SPINE BOARD STRETCHER
JIANGYIN MYWELL SAFETY EQUIPMENT CO. LTD. | الصين | China | ME0000016360SFDAA00007 | Kendrick Extrication Device | Kendrick Extrication Device | KENDRICK EXTRICATION DEVICE
Haian Medigauze Co., Ltd | الصين | China | ME0000017261SFDAA00001 | Non-woven face mask | Non-woven face mask | Non woven face mask | كمامه طبيه للوجه
ANHUI GUOHONG INDUSTRIAL & TRADING CO., LTD | الصين | China | ME0000010668SFDAA00006 | FACE MASK | FACE MASK | Face mask,3ply,blue,earloop,packing:50pcs/box 40boxes/ctn | تستخدم في الإجراءات الطبية العامة في المستشفيات والتمريض
JIANGYIN MYWELL SAFETY EQUIPMENT CO. LTD. | الصين | China | ME0000016360SFDAA00008 | Scoop Stretcher | Scoop Stretcher | SCOOP STRETCHER
HUANGHUA PROMISEE DENTAL CO.,LTD | الصين | China | ME0000005573SFDAA00013 | Face Shield | Shield | Face Shield
ZHANGJIAGANG EMERGENCY MEDICAL SERVICE CO., LTD. | الصين | China | ME0000010477SFDAA00001 | TRANSIT CHAIR | TRANSIT CHAIR | ELECTRIC STAIR CHAIR | كرسي درج يستخدم لنقل المرضى الغير قادرين على الحركة ينقلهم من الاعلى للاسفل و العكس
Mediwish Co.Ltd | الصين | China | ME0000011708SFDAA00001 | Face Mask | Face Mask | A face mask is a device that you wear over your face.
Boen Healthcare Co., Ltd., | الصين | China | ME0000008912SFDAA00020 | NON-STERILE URINE BAG (AMT MEDICAL CO.,) | NON-STERILE URINE BAG | URINE BAG/METER, NON-STERILE
JIANGYIN MYWELL SAFETY EQUIPMENT CO. LTD. | الصين | China | ME0000016360SFDAA00003 | Folding Stretcher | Folding Stretcher | Folding Stretcher
Henan Lusterdent Medical Instrument Co., Ltd | الصين | China | ME0000001698SFDAA00002 | Diamond Burs | Diamond Burs | Diamond Burs FG, HP, Sintered Diamond Burs, Full Diamond Burs, Preparation set, Cavity set, Veneer set and Finishing Polishing set. | معدات خاصة بالاسنان
JIANGYIN MYWELL SAFETY EQUIPMENT CO. LTD. | الصين | China | ME0000016361SFDAA00002 | Hospital Crash Cart | Hospital Crash Cart | Hospital Crash Cart
Anqing Tianrun Paper Packaging Co., Ltd | الصين | China | ME0000017140SFDAA00001 | Face Mask | Disposible Face Mask | Disposible Face Mask | كمامة للوجه للاستعمال لمرة واحدة
ANQING TIANKANG SANITARY MATERIALS CO.,LTD. | الصين | China | ME0000017214SFDAA00001 | Disposable Protective Mask | Disposable Protective Mask | Disposable Protective Mask
MuDanjiang Plasma Physical Application Technology Co. Ltd. | الصين | China | ME0000009433SFDAA00007 | Biological Indicator | Biological Indicator | Biological Indicator for VH2O2 sterilizer
Jiujiang Huada Medical Dressing Co.,Ltd | الصين | China | ME0000007493SFDAA00006 | Disposable Medical Face Mask | Disposable Medical Face Mask | Face Mask | كمامة طبية
Suzhou Hengxiang Imp. & Exp.Co.,Ltd | الصين | China | ME0000016604SFDAA00001 | Cleaning Brush | Cleaning Brush | Cleaning Brush
ZHEJIANG VANSUN MEDICAL EQUIPMENT CO., LTD | الصين | China | ME0000006888SFDAA00048 | VANSUNTECH Face Mask | Face Mask | 3Ply Earloop Type
DONGGUAN YILONGYILIAOQICAI COMMERCE LIMITED | الصين | China | ME0000017245SFDAA00001 | WEIFUREN | Disposable Face Mask | Disposable Face Mask.
Anhui Konzern Package Material Co Ltd | الصين | China | ME0000016641SFDAA00001 | Face Mask | Face Mask | Face Mask
SUMBOW MEDICAL INSTRUMENTS CO.,LTD. | الصين | China | ME0000000407SFDAA00008 | GAUZE SWAB | GAUZE SWAB | Different sizes Gauze swab for use in treating bruises and wounds
SUMBOW MEDICAL INSTRUMENTS CO.,LTD. | الصين | China | ME0000000407SFDAA00008 | GAUZE SWAB | GAUZE SWAB | Different sizes Gauze swab for use in treating bruises and wounds
JIANGYIN MYWELL SAFETY EQUIPMENT CO. LTD. | الصين | China | ME0000016360SFDAA00006 | Leg Traction Splint | Leg Traction Splint | LEG TRACTION SPLINT
Shenzhen Heto Medical Tech Co.,Ltd. | الصين | China | ME0000016797SFDAA00001 | Medical Isolation Face Shield | Medical Isolation Face Shield | Medical Isolation Face Shield
DANYANG NEW HOPE IMPORT&EXPORT CO., LTD | الصين | China | ME0000007101SFDAA00010 | STEP | STEP | سلم مريض بدرجتين | سلم مريض بدرجتين
JIANGYIN MYWELL SAFETY EQUIPMENT CO. LTD. | الصين | China | ME0000016360SFDAA00010 | STAIR STRETCHER | STAIR STRETCHER | STAIR STRETCHER
MuDanjiang Plasma Physical Application Technology Co. Ltd. | الصين | China | ME0000009433SFDAA00006 | Chemical Indicator Pack | Chemical Indicator Pack | Chemical Indicator on Yvette Roll
Tianchang City Guomao Plastic Industry Co., Ltd. | الصين | China | ME0000016539SFDAA00001 | Medical Sterilization Pouches | Medical Sterilization Pouches | Sterilization Pouches, Paper, Reels, & Indicator Tape.
STERIVIC MEDICAL Co., Ltd | الصين | China | ME0000017141SFDAA00001 | Disposible Face Mask | Disposible Face Mask | Disposible Face Mask | كمامات للوجه للاستعمال مرة واحدة
Guangdong Dayang Medical Technology Co., Ltd. | الصين | China | ME0000007518SFDAA00004 | Shower Chair | Shower Chair | Chair for shower | كرسي استحمام
SHENZHEN FEIHUAN MEDICAL INSTRUMENTS CO.,LTD | الصين | China | ME0000016457SFDAA00007 | TIAENDO GUTTA PERCHA POINT | GUTTA PERCHA POINT | Gutta percha is a device made from coagulated sap of certain tropical trees intended to fill the root canal of a tooth. The gutta percha is softened by heat and inserted into the root canal, where it hardens as it cools.
ZHEJIANG OULING FILTECH CO.LTD | الصين | China | ME0000017458SFDAA00001 | FMK | Disposable Face Mask | Face Mask To protect face
Shumei Industrial (Herbei) Co, Ltd. | الصين | China | ME0000006176SFDAA00001 | Wisdom | Wisdom | Tooth Brushes | فراشي أسنان
Shenzhen Heto Medical Tech Co.,Ltd. | الصين | China | ME0000016810SFDAA00001 | Medical Isolation Goggles | Medical Isolation Goggles | Medical Isolation Goggles
Xiantao Lingyang Plastic Co., Ltd | الصين | China | ME0000015395SFDAA00001 | Face mask | Face mask | Face mask | كمامة وجه
YANGZHOU SUPER UNION MEDICAL MATERIAL CO., LTD | الصين | China | ME0000009627SFDAA00004 | Protect Face Mask | Protect Face Mask | Face Mask
MuDanjiang Plasma Physical Application Technology Co. Ltd. | الصين | China | ME0000009433SFDAA00010 | Appliance Box | Appliance Box | Medical Appliance Box
MuDanjiang Plasma Physical Application Technology Co. Ltd. | الصين | China | ME0000009433SFDAA00009 | Non woven Fabric | Non woven Fabric | medical Non woven Fabric
MuDanjiang Plasma Physical Application Technology Co. Ltd. | الصين | China | ME0000009433SFDAA00014 | Filter | Filter | Filter For CASP 50 Flash
JIANGYIN MYWELL SAFETY EQUIPMENT CO. LTD. | الصين | China | ME0000016360SFDAA00012 | Patient Transfer bed | Patient Transfer bed | PATIENT TRANSFER BED
MuDanjiang Plasma Physical Application Technology Co. Ltd. | الصين | China | ME0000009433SFDAA00005 | Chemical Indicator Strip | Chemical Indicator Strip | Chemical Indicator on Strip
Quanzhou SK CARE Co LTD | الصين | China | ME0000017071SFDAA00001 | BESS ADULT DIAPER | ADULT DIAPER | ADULT DIAPER
Loncare Medical Technology Co., Limited | الصين | China | ME0000010344SFDAA00001 | Loncare | Pipette Mask | pipette mask for commonly used glass or plastic pipettes
Zhongshan Hongtian Plastic Enterprise Co., Ltd. | الصين | China | ME0000017575SFDAA00001 | Orex | Toothbrush | An oral hygiene instrument used to clean the teeth, gums, and tongue. | فرشاة أسنان
MuDanjiang Plasma Physical Application Technology Co. Ltd. | الصين | China | ME0000009433SFDAA00013 | Biological Indicator Incubator | Biological Indicator Incubator | Indicator Incubator
TRIBEST DENTAL PRODUCTS CO. LTD | الصين | China | ME0000012188SFDAA00002 | Air Water Syringe Tips | Air Water Syringe Tips | Remove residue and dry the teeth
Zhangjiagang Zhiyi Medical Health Products Co LTD | الصين | China | ME0000017500SFDAA00001 | Medical Face Mask | Medical Face Mask | Medical Face Mask | كمامه الطبي
Jiujiang Huada Medical Dressing Co., Ltd | الصين | China | ME0000012440SFDAA00005 | Disposable Medical Face Mask | Face mask | Disposable Medical Face Mask ( Non-Sterile )
Shanghai Kinmed Import & Export Co. Ltd. | الصين | China | ME0000020319SFDAA00005 | VINYL GLOVES | POWDER FREE VINYL GLOVE, NON STERILE | FOR SIMPLE EXTERNAL EXAMINATION AND PROTECTION | قفازات فنايل غير معقمة للإستخدام البسيط الخارجي للحماية والوقاية
YANGZHOU SUPER UNION IMPORT AND EXPORT CO., LTD | الصين | China | ME0000000508SFDAA00017 | Non sterile gauze swab | Non sterile gauze swab | Non-sterile gauze swabs are widely used to clean and cover minor wounds
Anhui Anheng Paper & Plastic Products Co.,Ltd. | الصين | China | ME0000020876SFDAA00013 | DOV MEDICAL | Vinyl Glove | Vinyl Gloves Powder Free
Anhui Anheng Paper & Plastic Products Co.,Ltd. | الصين | China | ME0000020876SFDAA00013 | DOV MEDICAL | Vinyl Glove | Vinyl Gloves Powder Free
Anqing Kangmingna Packaging Co.Ltd | الصين | China | ME0000008905SFDAA00016 | Sealing Machine | Sealing Machine | Sealing Machine
Anqing Kangmingna Packaging Co.Ltd | الصين | China | ME0000008905SFDAA00017 | Tmax | Sterilization Pouch | Sterilization Pouch
JIANGYIN MYWELL SAFETY EQUIPMENT CO. LTD. | الصين | China | ME0000016360SFDAA00014 | Emergency Blankets | Emergency Blankets | EMERGENCY BLANKETS
JIANGYIN MYWELL SAFETY EQUIPMENT CO. LTD. | الصين | China | ME0000016360SFDAA00011 | Patient Transfer Sliding Sheet | Patient Transfer Sliding Sheet | PATIENT TRANSFER SLIDING SHEET
JIANGYIN MYWELL SAFETY EQUIPMENT CO. LTD. | الصين | China | ME0000016360SFDAA00013 | Fracture Splint Care Kit | Fracture Splint care kit | FRACTURE SPLINT CARE KIT
Yuyao Tongji Medical Device Co., Ltd | الصين | China | ME0000016059SFDAA00001 | Tongji | Face Shield | Face Shield
Shenzhen BaoFengTong Electrical Appliances Manufacturing Co., Ltd | الصين | China | ME0000017437SFDAA00001 | Oral Irrator | Oral Irrator | Water Flossing Device | مضخة خيط ماء الاسنان
Shenzhen BaoFengTong Electrical Appliances Manufacturing Co., Ltd | الصين | China | ME0000017437SFDAA00001 | Oral Irrator | Oral Irrator | Water Flossing Device | مضخة خيط ماء الاسنان
DONGGUAN KANGPAI HEALTH TECHNOLOGY CO.,LTD. | الصين | China | ME0000016238SFDAA00003 | Masko Mask | Masko Mask | 3 ply Face Mask Disposable ear loop blue
MuDanjiang Plasma Physical Application Technology Co. Ltd. | الصين | China | ME0000009433SFDAA00015 | Biological Indicator PCD | Biological Indicator PCD | Medical Biological Indicator
MuDanjiang Plasma Physical Application Technology Co. Ltd. | الصين | China | ME0000009433SFDAA00011 | Type 5 Chemical Indicator PCD | Type 5 Chemical Indicator PCD | Type 5 Chemical Indicator with Lumen Load
JIANGYIN MYWELL SAFETY EQUIPMENT CO. LTD. | الصين | China | ME0000016361SFDAA00003 | SAM SPLINT | SAM SPLINT | SAM SPLINT
ZHEJIANG MEDIUNION HEALTHCARE GROUP CO.,LTD | الصين | China | ME0000017157SFDAA00001 | Face Mask 3Ply | Face Mask | Disposable Face Mask 3 Ply Consists of outer layer, protective layer, inner layer, plastic nose clip and mask belt
ZHEJIANG MEDIUNION HEALTHCARE GROUP CO.,LTD | الصين | China | ME0000017300SFDAA00001 | Medical Gowns | Isolation Gowns | Non sterile gown worn to keep the clothes and body of the wearer from getting contaminated.
Jianlian Homecare Products Co.,LTD | الصين | China | ME0000005921SFDAA00003 | Walking Stick | Walking Stick | Walking Stick | تساعد الناس على المشي ، وجعل الناس في حاجة إلى أنفسهم
Jianlian Homecare Products Co.,LTD | الصين | China | ME0000005921SFDAA00003 | Walking Stick | Walking Stick | Walking Stick | تساعد الناس على المشي ، وجعل الناس في حاجة إلى أنفسهم
Jianlian Homecare Products Co.,LTD | الصين | China | ME0000005921SFDAA00003 | Walking Stick | Walking Stick | Walking Stick | تساعد الناس على المشي ، وجعل الناس في حاجة إلى أنفسهم
Jianlian Homecare Products Co.,LTD | الصين | China | ME0000005921SFDAA00003 | Walking Stick | Walking Stick | Walking Stick | تساعد الناس على المشي ، وجعل الناس في حاجة إلى أنفسهم
MuDanjiang Plasma Physical Application Technology Co. Ltd. | الصين | China | ME0000009433SFDAA00004 | Chemical Indicator Label | Chemical Indicator Label | Chemical Indicator on Label
Firstar Healthcare Co., Ltd | الصين | China | ME0000010764SFDAA00003 | Verona Strips | Verona Strips | Single Use Strips
Hubei Qianjiang Kingphar Medical Material Co., Ltd. | الصين | China | ME0000011990SFDAA00012 | Disposable Medical | Nonwoven Face Mask | as a physical barrier for the user’s nose and mouth from the environmental materials.
SUMBOW Medical Instruments Co. , LTD. | الصين | China | ME0000005920SFDAA00023 | FACE MASK | Non woven face mask | Non woven face mask | قناع للوجه
Tianchang Kangtemei Protective Products Co., Ltd. | الصين | China | ME0000017518SFDAA00001 | Band Med | Disposable face mask | Disposable face mask is used in the common medical environment. | كمامة طبية لإستعمال مرة واحدة غير معقمة
Sumbow Medical Instruments Co., Ltd. | الصين | China | ME0000005771SFDAA00151 | Verona | Nonwoven self- adhesive Wound Dressing | Single use Non Woven self adhesive Wound Dressing
MuDanjiang Plasma Physical Application Technology Co. Ltd. | الصين | China | ME0000009433SFDAA00017 | Hydrogen Peroxide Decomposer | Hydrogen Peroxide Decomposer | Hydrogen Peroxide Decomposer use for CASP 50Flash
Sumbow Medical Instruments Co., Ltd. | الصين | China | ME0000005771SFDAA00152 | Medical Face Mask | Medical Face Mask | Medical Face Mask | كمامه الطبي
Shangahai Chong Industry CO. LTD | الصين | China | ME0000017719SFDAA00002 | M&M care vinyl powder free gloves | M&M care vinyl powder free gloves | vinyl powder free gloves
Shanghai Kohden Medical Electronic Instrument Corp. | الصين | China | ME0000000331SFDAA00016 | Battery Pack | Battery Pack | The SB-301DC battery pack is a rechargeable battery for ECG-3150 electrocardiograph.
Shanghai Kinmed Import and Export Co Ltd | الصين | China | ME0000002804SFDAA00029 | Kinmed VINYL GLOVE NON STERILE | Kinmed VINYL GLOVES | POWDER FREE VINYL GLOVE NON STERILE | كفوف فينايل غير معقمة
HEPCO DISPOSABLE PROTECTIVE INDUSTRY(WUHAN) CO., LTD | الصين | China | ME0000009124SFDAA00010 | Shoe Cover | Shoe Cover | Shoe cover to prevent cross contamination
SHENZHEN FEIHUAN MEDICAL INSTRUMENTS CO.,LTD | الصين | China | ME0000016457SFDAA00008 | TIAENDO ABSORBENT PAPER POINTS | ABSORBENT PAPER POINTS | Gutta percha is a device made from coagulated sap of certain tropical trees intended to fill the root canal of a tooth. The gutta percha is softened by heat and inserted into the root canal, where it hardens as it cools.
J&J Brother Medical (YIXING) Co., Ltd | الصين | China | ME0000017679SFDAA00003 | Electrical Examination Bed | Bed | Examination Bed
Sumbow Medical Instruments Co., Ltd. | الصين | China | ME0000005771SFDAA00161 | Face Shield | Face Shield | Face Shield
Shanghai Kohden Medical Electronic Instrument Corp. | الصين | China | ME0000000331SFDAA00017 | ECG-3150 Accessory Kit | ECG-3150 Accessory Kit | Accessory Kit for ECG-3150
Sumbow Medical Instruments Co., Ltd. | الصين | China | ME0000005771SFDAA00162 | PU Transparent Wound Dressing | PU Transparent Wound Dressing | Single use PU Transparent Wound Dressing
Henan Lusterdent Medical Instrument Co., Ltd | الصين | China | ME0000001698SFDAA00017 | Prophy Brush & Cup | Prophy Brush & Cup | LD-230A, LD-230B, LD-240A, LD-240B, LD-100, LD-130, LD-140, LD-150, LD-160, LD-170, LD-180, LD-190 | معدات خاصه بالاسنان
Loncare Medical Technology Co., Limited | الصين | China | ME0000010344SFDAA00004 | Loncare Roller | Roller | Tube Mixing roll and Swing standing
MuDanjiang Plasma Physical Application Technology Co. Ltd. | الصين | China | ME0000009433SFDAA00019 | Filter | Filter | Filter For CASP 50 Flash
Wenzhou Mike Optical CO. LTD. | الصين | China | ME0000017553SFDAA00003 | OPTICAL FRAMES | MIKE | OPTICAL FRAMES | اظار بصري
SUMBOW MEDICAL INSTRUMENTS CO.,LTD. | الصين | China | ME0000000407SFDAA00022 | NON WAVEN FACE MASK | NON WAVEN FACE MASK | A protective face mask that protects against dust and bacteria
SUMBOW MEDICAL INSTRUMENTS CO.,LTD. | الصين | China | ME0000000407SFDAA00021 | Autoclave steam tape | Autoclave steam tape | Non Sterile adapted to various models of steam sterilizer for fixed item package or label goods package under sterilization process
Jiangyin Jinmao Aluminum Composite Panel Co.,Ltd | الصين | China | ME0000017454SFDAA00003 | Disposable Face Mask, blue | Disposable Face Mask | Disposable Face Mask, blue
Zhangjiagang Zhiyi Medical Health Products Co LTD | الصين | China | ME0000017520SFDAA00003 | KN95 Protective Mask | KN95 Protective Mask | Protective Mask
Zhangjiagang Zhiyi Medical Health Products Co LTD | الصين | China | ME0000017500SFDAA00004 | Disposable Face Mask | Disposable Face Mask | Disposable Face Mask
Shenzhen Hisomedical Technology Co.,Ltd | الصين | China | ME0000017949SFDAA00003 | disposabile face mask | medical face mask | كمام طبي للحماية من الفيروسات والبكتيريا والغبار وللحماية اليومية
Zhaoqing Gaoyao Recende Medical Equipment Co.,LTD | الصين | China | ME0000005575SFDAA00004 | Layan ® Plastic Disposable Mouth Mirror | Plastic Disposable Mouth Mirror | Plastic Disposable Mouth Mirror for single use only.
JIANYI ENTERPRISES | الصين | China | ME0000005414SFDAA00006 | Isolation Gown Yellow W | Isolation Gown Yellow W | Non-woven garments
Shanghai Weixing Optical Co., Ltd. | الصين | China | ME0000011769SFDAA00005 | BOGARI | Reading glasses | 1- Be sure to measure the lens. 2- The lens is set and 3 dots are placed in the middle of the lens exactly according to the axis determined by the doctor (line of sight). 3- Write on the right lens ( R ) and write on the left lens ( L ). 4- Put the lens in the lens cutting machine and we determine on the screen of the machine where the lens is cut because it varies according to the type of frame whether it is frame is full frame or half frame or glass or against breakage ( polycarbonate ). 5- Give the machine an operation and then drop the lens on the machine stone with water running on the lens for not breaking it and facilitate the shear, take about a minute and a half then go to the polishing stage. 6- Drill the lens blade to be installed in the frame. 7- The lens is installed in the frame. 8- Wear the glasses in the face and the arms of the glasses hold on the ears .
Ningbo Greetmed Medical Instuments Co., Ltd. | الصين | China | ME0000005682SFDAA00074 | CareMed Disposable Medical Face Mask | Disposable Medical Mask | Disposable Medical Mask
Ningbo Greetmed Medical Instuments Co., Ltd. | الصين | China | ME0000005682SFDAA00074 | CareMed Disposable Medical Face Mask | Disposable Medical Mask | Disposable Medical Mask
Beijing Jinwei Kangda Medical Instrument Ltd. | الصين | China | ME0000011265SFDAA00003 | Infusion Splint Armboard | Infusion Splint Armboard | Infusion Splint Armboard free size | جبيرة داعمة لتثبيت الذراع اثناء التغذية او العلاج من خلال الوريد
ZHEJIANG MEDIUNION HEALTHCARE GROUP CO.,LTD | الصين | China | ME0000017157SFDAA00019 | Disposable Coveralls | Coveralls | Non sterile coverall worn to keep the clothes and body of the wearer from getting contaminated.
Changzhou Shine Science & Technology Co., Ltd. | الصين | China | ME0000017806SFDAA00003 | Powered Air Purifying Respirator | Powered Air Purifying Respirator | The powered air-purifying respirator filters contaminated air and the system generates a positive air pressure to help prevent contaminants from entering the hood and helps protect the user from certain contaminants.
Chengdu Cryo-Push Medical Technology Co., Ltd., | الصين | China | ME0000018132SFDAA00001 | Disposable Tracheostomy Tube Holder | Disposable Tracheostomy Tube Holder | Fix the catheter, minimizes the catheter movement
Chengdu Cryo-Push Medical Technology Co., Ltd., | الصين | China | ME0000018132SFDAA00001 | Disposable Tracheostomy Tube Holder | Disposable Tracheostomy Tube Holder | Fix the catheter, minimizes the catheter movement
Guangdong KangShen Medical Technology Co.,Ltd | الصين | China | ME0000015541SFDAA00006 | Disposable Medical Face Mask | Disposable Medical Face Mask | Disposable Medical Face Mask | كمامه طبيه للوجه
ZHEJIANG MEDIUNION HEALTHCARE GROUP CO.,LTD | الصين | China | ME0000017157SFDAA00021 | Head Cover | Disposable Head Cover | Non sterile disposable Head Cover
Shenzhen Baofengtong Electrical Appliances Manufacturing Co.,Ltd | الصين | China | ME0000018182SFDAA00003 | h2ofloss | Oral irrigator | Oral Care
Shenzhen Baofengtong Electrical Appliances Manufacturing Co.,Ltd | الصين | China | ME0000018182SFDAA00003 | h2ofloss | Oral irrigator | Oral Care
Haian Medigauze Co., Ltd | الصين | China | ME0000017261SFDAA00004 | Isolation Gown/Coverall | Isolation Gown/Coverall | Isolation Gown/Coverall | جاون حمايه
GCMEDICA ENTERPRISE LTD.(WUXI) | الصين | China | ME0000018199SFDAA00003 | GC Medica Isolation Gowns | Isolation Gowns | Disposable Isolation Gowns
Zhejiang Innuovoue Rehabilitation Devices CO.LTD | الصين | China | ME0000017748SFDAA00005 | JOMMH | Power wheel Chair | Vehicle for people for reduced mobility
Shandong Tianai Medical Devices co.,Ltd | الصين | China | ME0000018176SFDAA00002 | Disposable Medical Face Mask | Disposable Medical Face Mask | TO PROTECT THE PERSON FROM INFECTION FROM OTHER PEOPLE AROUND HIM
Henan Lusterdent Medical Instrument Co., Ltd | الصين | China | ME0000001698SFDAA00018 | Diamond Burs | Diamond Burs | Surgical instruments
Mediwish Co., Ltd | الصين | China | ME0000018237SFDAA00003 | Mediwish Disposable Masks | Face mask with elastic | Non-sterile Face mask with elastic
Hefei Jingcheng Plastic Products Co., Ltd. | الصين | China | ME0000011746SFDAA00018 | Sterilization Self Seal Pouch | Sterilization Self Seal Pouch | For dust and bacteria isolation control
ZHEJIANG MEDIUNION HEALTHCARE GROUP CO.,LTD | الصين | China | ME0000017157SFDAA00020 | Disposable Vinyl Gloves | Vinyl Gloves | Non sterile Gloves to protect the Hands from Contamination
Henan Lusterdent Medical Instrument Co., Ltd | الصين | China | ME0000001698SFDAA00016 | Prophy Brush and cup | Prophy Brush and cup | Surgical instruments
Zhejiang Innuovoue Rehabilitation Devices CO.LTD | الصين | China | ME0000017748SFDAA00006 | INNUOVO | Power wheel Chair | Vichle for people for reduced mobility
KANGQUAN MEDICAL TECHNOLOGY CO., LTD | الصين | China | ME0000018231SFDAA00003 | Medical Protective Mask | Face Shield | Face Mask Shield
Henan Lusterdent Medical Instrument Co., Ltd | الصين | China | ME0000001698SFDAA00015 | Carbide Burs | Carbide Burs | Dental instruments
Henan Lusterdent Medical Instrument Co., Ltd | الصين | China | ME0000001698SFDAA00015 | Carbide Burs | Carbide Burs | Dental instruments
Sino-Hero(Shenzen) Bio-Medical Electronics Co., Ltd. | الصين | China | ME0000018351SFDAA00003 | Reusable IBP Cable for Philips Monitor, BD Transducer | IBP Cable | The reusable IBP cable connects the IBP transducer to the IBP equipment
Henan Lusterdent Medical Instrument Co., Ltd | الصين | China | ME0000001698SFDAA00019 | Quartz Fiber Posts | Dental Posts | dental instruments | منتجات للاسنان
Henan Lusterdent Medical Instrument Co., Ltd | الصين | China | ME0000001698SFDAA00019 | Quartz Fiber Posts | Dental Posts | dental instruments | منتجات للاسنان
Henan Lusterdent Medical Instrument Co., Ltd | الصين | China | ME0000001698SFDAA00019 | Quartz Fiber Posts | Dental Posts | dental instruments | منتجات للاسنان
Henan Lusterdent Medical Instrument Co., Ltd | الصين | China | ME0000001698SFDAA00019 | Quartz Fiber Posts | Dental Posts | dental instruments | منتجات للاسنان
Hengshui Tianjian Medical Supplies Co.,LTD | الصين | China | ME0000018371SFDAA00005 | Elite Health Adjustable Knee Orthosis | knee orthosis | adjustable knee orthosis | مثبت ركبة بعداد ضبط
SUMBOW MEDICAL INSTRUMENT CO .,LTD | الصين | China | ME0000014047SFDAA00006 | SafaMed | Hot water bag | كمادات ماء حار | كمادات ماء حار
Better Medical Technology Co.,Ltd | الصين | China | ME0000000810SFDAA00008 | Emergency stretcher | Emergency stretcher | Medical Emergency stretcher
Caretek (China) Medical PLC | الصين | China | ME0000012706SFDAA00013 | Caretek Mattress | Caretek Mattress | Caretek Mattress
Sumbow Medical Instruments Co., Ltd. | الصين | China | ME0000005771SFDAA00164 | Face Mask medical disposable 3ply earloops type | Face Mask medical disposable 3ply earloops type | Mask for medical disposable used
Better Medical Technology Co.,Ltd | الصين | China | ME0000000810SFDAA00006 | CPR Board | CPR Board | Medical CPR Board
Yangzhou Star Oral Care Products Co., Ltd. | الصين | China | ME0000017777SFDAA00002 | Orex | Interdental Tooth Brush and Refill | An oral hygiene instrument used to clean the teeth, gums, and tongue. | فرشاة للتنظيف بين الأسنان
Better Medical Technology Co.,Ltd | الصين | China | ME0000000810SFDAA00011 | Transfer board | Transfer board | Medical Transfer board
Sainty International Group Jiangsu Yangzhou Sumex Imp & Exp Co.Ltd | الصين | China | ME0000015836SFDAA00004 | Disposable Latex Examination Gloves | Non-Sterile Latex Examination Gloves | The device is used mainly as a two-way barrier to protect both the patient and the staff against various contamination. This is a single-use device.
Hengshui Tianjian Medical Supplies Co.,LTD | الصين | China | ME0000018371SFDAA00003 | Elite Health Clavicle Brace | Clavicle Brace | orthopedic trauma brace for clavicle fixation | مشد لتثبيط عظمة الكتف والترقوة
Sumbow Medical Instruments Co., Ltd. | الصين | China | ME0000005771SFDAA00160 | Alcohol swab pad | Alcohol swab pad | Single use Alcohol swab pad
Sumbow Medical Instruments Co., Ltd. | الصين | China | ME0000005771SFDAA00160 | Alcohol swab pad | Alcohol swab pad | Single use Alcohol swab pad
Shift Electrics Co., Ltd. | الصين | China | ME0000018449SFDAA00002 | Orex | Rechargable Electric toothbrush | An oral hygiene instrument used to clean the teeth, gums. | فرشاة أسنان قابلة لإعادة الشحن
SHENZHEN FEIHUAN MEDICAL INSTRUMENTS CO.,LTD | الصين | China | ME0000016457SFDAA00011 | Tia-Carbide burs | carbide burs | Surgical Instrument
Better Medical Technology Co.,Ltd | الصين | China | ME0000000810SFDAA00007 | Defibrillation Plate | Defibrillation Plate | Medical Defibrillation Plate
Shift Electrics Co., Ltd. | الصين | China | ME0000018172SFDAA00001 | Orex | Adult Power Rotating Toothbrush | An oral hygiene instrument used to clean the teeth, gums, and tongue. | فرشاة أسنان تعمل بالبطارية
JIANGYIN MYWELL SAFETY EQUIPMENT CO. LTD. | الصين | China | ME0000016360SFDAA00015 | Stretcher Straps in different colors | Stretcher Straps | Stretcher Straps
hengshui zhukang medical instrument co .,ltd | الصين | China | ME0000007100SFDAA00002 | HOSPITAL BED | Hospital Bed | electric beds
hengshui zhukang medical instrument co .,ltd | الصين | China | ME0000007100SFDAA00002 | HOSPITAL BED | Hospital Bed | electric beds
zhejiang Hongyu Medical Commodity Co.,Ltd | الصين | China | ME0000012097SFDAA00001 | HONGYU | (Disposable Medical Face mask (Non-sterile | Face Mask to protect face
Shanghai Kinmed Import & Export Co., Ltd. | الصين | China | ME0000002566SFDAA00053 | Isolation Gown | Isolation Gown | Isolation Gown
Shanghai Kinmed Import & Export Co., Ltd. | الصين | China | ME0000002566SFDAA00053 | Isolation Gown | Isolation Gown | Isolation Gown
SUMBOW MEDICAL INSTRUMENT CO .,LTD | الصين | China | ME0000014047SFDAA00007 | SafaMed | Hot/Cold Gel Pack | Hot and Cold Gel Pack | كمادات جل حار بارد
GUANGDONG KANGSHEN MEDICAL TECHNOLOGY CO LTD | الصين | China | ME0000013551SFDAA00003 | K-CARE FIVE FUNCTION ELECTRIC BED | FIVE FUNCTION ELECTRIC BED | 5 function electric care bed
SHENZHEN FEIHUAN MEDICAL INSTRUMENTS CO.,LTD | الصين | China | ME0000016457SFDAA00010 | Tia-Diamond Burs | Diamond Burs | Surgical Instrument
Cixi Kissbaby Electrical Appliance Co.,ltd | الصين | China | ME0000001876SFDAA00008 | Edela Electric Breast Pump | Electric Breast Pump | Electric Breast Pump | مضخة حليب الكترونية يمكن ان تحاكي إجرائات مص الطفل لتوفير خدمة مريحة وخالية من الالم للأمهات المرضعات
XIANTAO LINGYANG PLASTIC CO., LTD | الصين | China | ME0000018284SFDAA00001 | DISPOSABLE GOWN | Gown | Disposable Nonwoven Isolation Gowns
Better Medical Technology Co.,Ltd | الصين | China | ME0000000810SFDAA00004 | Mattress | Mattress | Medical Mattress
Shift Electrics Co., Ltd. | الصين | China | ME0000018448SFDAA00001 | Orex | Replacement Toothbrush Heads | Replacement power brush heads, with safe and gentle round-ended filaments, multi-level bristles identifier color rings. | رؤوس بديلة لفرشاة الأسنان الكهربائية
Unimed Medical Supply | الصين | China | ME0000018831SFDAA00001 | Neonatal Phototherapy Eye Mask | Neonatal Eye Pad | eye mask
Guilin Refine Medical Instrument Co., LTD | الصين | China | ME0000017327SFDAA00001 | Face Shield | Face Shield | Surgical apparel are devices that are intended to be worn by operating room personnel during surgical procedures to protect both the surgical patient and the operating room personnel from transfer of microorganisms, body fluids, and particulate material.
YUYAO YUKANG MEDICAL EQUIPMENT CO.,LTD | الصين | China | ME0000018576SFDAA00001 | Disposable Protective Mask | Disposable Protective Mask | Disposable Protective Mask
Hefei Jingcheng Plastic Products Co., Ltd. | الصين | China | ME0000011746SFDAA00020 | Barrier Film | Barrier Film | single use non sterile barrier film
Hefei Jingcheng Plastic Products Co., Ltd. | الصين | China | ME0000011746SFDAA00020 | Barrier Film | Barrier Film | single use non sterile barrier film
JIANGMEN PROUDLY WATER SOLUBLE PLASTIC CO. LTD. | الصين | China | ME0000018701SFDAA00001 | Reclosable Zipper Bag Single Track Plastic | Reclosable Zipper Bag Single Track Plastic | Reclosable Zipper bag Single Track Plastic
Jiangsu Feixia Medical Products Co.,Ltd | الصين | China | ME0000012788SFDAA00002 | FEIXIA™ | Face Mask | Disposable Surgical Mask
DANYANG WORLD VISION CO.,LTD | الصين | China | ME0000019189SFDAA00001 | World Vision | Optical lens | عدسات للنظارات
Improve Medical (HuNan) Co., Ltd | الصين | China | ME0000017416SFDAA00002 | Disposable Medical surgical mask | Face Mask | Face Mask
JIANGMEN PROUDLY WATER SOLUBLE PLASTIC CO. LTD. | الصين | China | ME0000018700SFDAA00001 | HOT WATER SOLUBLE BAG | HOT WATER SOLUBLE BAG | HOT WATER SOLUBLE BAG
SHENZHEN FEIHUAN MEDICAL INSTRUMENTS CO.,LTD | الصين | China | ME0000016457SFDAA00012 | tia endo irrigation needle | Endo irrigation needle | A dental hand instrument
Changzhou Munk Foam Technology Co Ltd | الصين | China | ME0000018953SFDAA00001 | Disposable Oral Swab | Disposable Oral Swab | Disposable Oral Swab
RENEW MEDICAL Inc. | الصين | China | ME0000018926SFDAA00001 | Aquaflush Lite and Aquaflush Active | Aquaflush Transanal Irrigation | Anal and Stoma Irrigation
SHENZHEN FEIHUAN MEDICAL INSTRUMENTS CO.,LTD | الصين | China | ME0000016457SFDAA00009 | Pillar fiber post | fiber post | Pillar fiber post is a radiopaque, translucent, glass fiber reinforced composite post which is available in four sizes: Suitable drills are available for removal of the root filling and preparation of the root canal
SHENZHEN AURORA TECHNOLOGY LIMITED | الصين | China | ME0000018821SFDAA00001 | KN95 PROTECTIVE MASK 5PLY | KN95 PROTECTIVE MASK 5PLY | KN95 PROTECTIVE MASK 5PLY
Foshan COXO Medical Instrument Co., Ltd. | الصين | China | ME0000016179SFDAA00001 | Coxo | Amalgamator | Amalgamator
Danyang Huayun Optical Glasses Co.,Ltd | الصين | China | ME0000006340SFDAA00016 | BOGARI | READING GLASSES | 1- Be sure to measure the lens. 2- The lens is set and 3 dots are placed in the middle of the lens exactly according to the axis determined by the doctor (line of sight). 3- Write on the right lens ( R ) and write on the left lens ( L ). 4- Put the lens in the lens cutting machine and we determine on the screen of the machine where the lens is cut because it varies according to the type of frame whether it is frame is full frame or half frame or glass or against breakage ( polycarbonate ). 5- Give the machine an operation and then drop the lens on the machine stone with water running on the lens for not breaking it and facilitate the shear, take about a minute and a half then go to the polishing stage. 6- Drill the lens blade to be installed in the frame. 7- The lens is installed in the frame. 8- Wear the glasses in the face and the arms of the glasses hold on the ears .
Topmost Medical Technolog Co.,Ltd | الصين | China | ME0000006845SFDAA00012 | TOPMOST | MEDICAL BED | MEDICAL BED | سرير طبي لرعاية المريض
Topmost Medical Technolog Co.,Ltd | الصين | China | ME0000006845SFDAA00012 | TOPMOST | MEDICAL BED | MEDICAL BED | سرير طبي لرعاية المريض
Shandong LvCheng Medical Device Co., Ltd. | الصين | China | ME0000007279SFDAA00009 | Specimen Collection Swab | Specimen Collection Swab | Collection of Specimen
Hubei Qianjiang Kingphar Medical Material Co., Ltd. | الصين | China | ME0000007084SFDAA00007 | QJMDM Disposable Isolation Gown | Disposable Isolation Gown | A garment made of natural and/or synthetic materials helps to protect the patient (e.g., burn patients) from the transfer of infectious agents carried by the healthcare provider or visitor; or it may help to protect the healthcare provider or visitor from a contagious agent which has infected the patient. This is a single-use garment.
SHENZHEN FEIHUAN MEDICAL INSTRUMENTS CO.,LTD | الصين | China | ME0000016457SFDAA00013 | Pillar fiber post | fiber post | Pillar fiber post is a radiopaque, translucent, glass fiber reinforced composite post which is available in four sizes: Suitable drills are available for removal of the root filling and preparation of the root canal
Nox Bellcow Cosmetics Co., Ltd. | الصين | China | ME0000018893SFDAA00001 | NBC | Disposable Medical Face Mask (Non-sterile) | Disposable Medical Face Mask | قناع للوجه للاستعمال لمرة واحدة
SHENZHEN FEIHUAN MEDICAL INSTRUMENTS CO.,LTD | الصين | China | ME0000016457SFDAA00018 | Tia C-FILE | Dental Root-Canal Instruments | This product is a dental restoration medical devices, for the treatment of various pulpitis, pulp necrosis and other conventional root canal shaping &cleaning and filling.
YONGKANG YOUHA ELECTRIV APPLIANCE CO.,LTD | الصين | China | ME0000018972SFDAA00001 | ELECTRIC WHEELCHAIR | ELECTRIC WHEELCHAIR | Electric wheelchair with two batteries | كرسي كهربائي للمريض
Quanzhou City Shurun Sanitary Products Co.,LTD | الصين | China | ME0000018895SFDAA00001 | BANCO | DISPOSABLE PROTECTIVE MEDICAL FACE MASK | Disposable protective mask
yangzhou specialcare daily prouducts co.,ltd | الصين | China | ME0000001552SFDAA00001 | dental wax | dental wax | شمع لتقويم الاسنان | شمع لتقويم الاسنان
Sino-Hero(Shenzen) Bio-Medical Electronics Co., Ltd. | الصين | China | ME0000018351SFDAA00004 | Adult temperature probe skin | Temperature Probe | It is indicated to collect and transmit temperature signals of patient's rectal cavity, or axillary skin surface with compatible multi-parameter monitors
Nanjing Foinoe Co., Ltd | الصين | China | ME0000018987SFDAA00001 | Foicare Electric wheelchair | Electric wheelchair | Electric wheelchair
Nanjing Foinoe Co., Ltd | الصين | China | ME0000018987SFDAA00001 | Foicare Electric wheelchair | Electric wheelchair | Electric wheelchair
Shanghai Chongjen Industry Co. Ltd. | الصين | China | ME0000011765SFDAA00004 | CHONGJEN | Medvision Vinyl Gloves | Vinyl Gloves powder free
ZhongShan Xiaolan Yishuai Garment Factory | الصين | China | ME0000018160SFDAA00002 | KN95 Disposable protective mask | Disposable Protective Mask | Disposable Protective Mask
Nanjing Foinoe Co., Ltd | الصين | China | ME0000018986SFDAA00001 | Foicare Manual Wheelchair | Manual Wheelchair | Manual Wheelchair
Dongguan Best Smile Co., Ltd. | الصين | China | ME0000018881SFDAA00001 | Flosstick | Dental floss picks | Dental floss picks | مناكيش اسنان بالخيط
Chengdu Cryo-Push Medical Technology Co.,Ltd. | الصين | China | ME0000018470SFDAA00002 | Seal Cuff Waterproof Cast & Bandage Protector | Waterproof Cast & Bandage Protector | Seal Cuff Waterproof Cast & Bandage Protector | حامي ضمادة وغطاء مقاوم للماء
SHENZHEN FEIHUAN MEDICAL INSTRUMENTS CO.,LTD | الصين | China | ME0000016457SFDAA00017 | Tia REAMERS | Dental Root-Canal Instruments | This product is a dental restoration medical devices, for the treatment of various pulpitis, pulp necrosis and other conventional root canal shaping &cleaning and filling.
SHENZHEN FEIHUAN MEDICAL INSTRUMENTS CO.,LTD | الصين | China | ME0000016457SFDAA00021 | Tia SPREADERS | Dental Root-Canal Instruments | This product is a dental restoration medical devices, for the treatment of various pulpitis, pulp necrosis and other conventional root canal shaping &cleaning and filling.
Dongguan Jingheng Optics Co.,Ltd | الصين | China | ME0000018573SFDAA00001 | KN95 Disposable protective mask | KN95 Disposable protective mask | Disposable protective mask
JIANGMEN PROUDLY WATER SOLUBLE PLASTIC CO. LTD. | الصين | China | ME0000018702SFDAA00001 | Reclosable Transport Specimen Bag | Reclosable Transport Specimen Bag | Reclosable Transport Specimen Bag
SHENZHEN FEIHUAN MEDICAL INSTRUMENTS CO.,LTD | الصين | China | ME0000016457SFDAA00014 | Tia K-FILE | Dental Root-Canal Instruments | This product is a dental restoration medical devices, for the treatment of various pulpitis, pulp necrosis and other conventional root canal shaping &cleaning and filling. and its in different sizes and lengths
Shanghai Channelmed Import & Export Co., Ltd | الصين | China | ME0000008893SFDAA00015 | Channelmed Isolation gown yellow | Channelmed Isolation gown yellow | single use Isolation gown to used in hospital or any warehouse to prevent any dirt or bacteria.
Shanghai Channelmed Import & Export Co., Ltd | الصين | China | ME0000008893SFDAA00015 | Channelmed Isolation gown yellow | Channelmed Isolation gown yellow | single use Isolation gown to used in hospital or any warehouse to prevent any dirt or bacteria.
Shanghai Channelmed Import & Export Co., Ltd | الصين | China | ME0000008893SFDAA00015 | Channelmed Isolation gown yellow | Channelmed Isolation gown yellow | single use Isolation gown to used in hospital or any warehouse to prevent any dirt or bacteria.
Shanghai Channelmed Import & Export Co., Ltd | الصين | China | ME0000008893SFDAA00015 | Channelmed Isolation gown yellow | Channelmed Isolation gown yellow | single use Isolation gown to used in hospital or any warehouse to prevent any dirt or bacteria.
Shift Electrics Co., Ltd. | الصين | China | ME0000018449SFDAA00003 | Orex | Vibration Toothbrush | An oral hygiene instrument used to clean the teeth, gums. | فرشاة هزازة تعمل بالبطارية
SHENZHEN FEIHUAN MEDICAL INSTRUMENTS CO.,LTD | الصين | China | ME0000016457SFDAA00016 | Tia NERVE BROACHES | Dental Root-Canal Instruments | This product is a dental restoration medical devices, for the treatment of various pulpitis, pulp necrosis and other conventional root canal shaping &cleaning and filling.
GUANGZHOU EVERGREEN INDUSTRY CO.,LTD. | الصين | China | ME0000018574SFDAA00001 | Disposable Protective Mask | Disposable Protective Mask | Disposable Protective Mask
Anhui MedPurest Medical Technology CO.,Ltd。 | الصين | China | ME0000007947SFDAA00006 | Disposable Isolation gown | Disposable Isolation gown | Disposable Isolation gown
Ningbo Riway Imp & Exp Co Ltd | الصين | China | ME0000019323SFDAA00001 | Disposable Face Mask Medical | Disposable Face Mask Medical | Disposable Face Mask Medical | كمامه الطبي
Boen Healthcare Co., Ltd., | الصين | China | ME0000008912SFDAA00024 | SCRUB BRUSH ( AMT MEDICAL CO.,) | SCRUB BRUSH | SCRUB BRUSH WITH NAIL CLEANER
guangdong kaiyang medical technology group co., ltd. | الصين | China | ME0000014369SFDAA00001 | Kaiyang wheelchair | wheelchair | The manual wheelchair is mainly composed of a frame, cap ned, seat back pad, armrest, fender apron, detachable foot support pedal, front wheel assembly, back wheel assembly, uninstalling handle and brake | كرسي لذوي الهمم( اعاقة) بعجلات
SHENZHEN FEIHUAN MEDICAL INSTRUMENTS CO.,LTD | الصين | China | ME0000016457SFDAA00020 | Tia PLUGGER | Dental Root-Canal Instruments | This product is a dental restoration medical devices, for the treatment of various pulpitis, pulp necrosis and other conventional root canal shaping &cleaning and filling.
SHENZHEN FEIHUAN MEDICAL INSTRUMENTS CO.,LTD | الصين | China | ME0000016457SFDAA00022 | Tia H-File | Dental Root-Canal Instruments | This product is a dental restoration medical devices, for the treatment of various pulpitis, pulp necrosis and other conventional root canal shaping &cleaning and filling. and its in different sizes and lengths
Ningbo Pinmed Instruments Co Ltd | الصين | China | ME0000010623SFDAA00002 | Bed Sheet | Pinmed Bed Sheet | Bed Sheet
SHENZHEN ROGIN MEDICAL CO., LTD | الصين | China | ME0000019430SFDAA00001 | TiaMarfi Polishing | Polishing discs,strip and stone | TiaMarfi polishing is dental Polishing discs and strips with metal connector and stem polishing discs with plastic connector (hereinafter - discs) can be used for all groups of patients without restrictions
DONGGUAN YATTLL INDUSTRY CO., LTD | الصين | China | ME0000008835SFDAA00003 | YATTLL | POWER WHEELCHAIR | POWER WHEELCHAIR | كرسي كهربائي
WEIHAI JIESHI COMMODITY MANUFACTURE CO.LTD | الصين | China | ME0000018901SFDAA00001 | TeCe Teeth Cleanliness | BRUSH PICKS | CLEAN FOOD RESIDUE BETWEEN THE TEETH
Danyang Shengtai Optical Lens Co., Ltd. | الصين | China | ME0000002068SFDAA00003 | Spectra | Optical Lens | Spectacle lens for spectacle glasses
SUMBOW MEDICAL INSTRUMENTS CO.,LTD. | الصين | China | ME0000000407SFDAA00023 | DMC | Non woven Isolation Gown | Wear by person to prevent dust,bled liquid and invasion of bacteria effectively
VIS (Shanghai) Technology Co., Ltd. | الصين | China | ME0000019388SFDAA00001 | FOREO ISSA mini 2 | Electric toothbrush | An oral hygiene instrument used to clean the teeth, gums. | فرشاة أسنان كهربائية
Changzhou Airwheel Technology co., LTD | الصين | China | ME0000019546SFDAA00001 | Airwheel Electric Wheelchair | Airwheel Electric Wheelchair | Electric Wheelchair | كرسي متحرك كهربائي
ZHUHAISIGERMEDICALEQUIPMENTCO.,LTD. | الصين | China | ME0000018331SFDAA00001 | dental unit | dental unit | A dental operative unit and accessories is an AC-powered device that is intended to supply power to and serve as a base for other dental devices, such as a dental handpiece, a dental operating light, an air or water syringe unit, and oral cavity evacuator, a suction operative unit, and other dental devices and accessories. The device may be attached to a dental chair.
Zhaoqing Gaoyao Recende Medical Equipment Co., Ltd | الصين | China | ME0000006255SFDAA00011 | Layan ® Organizers | Instruments Organizer | Container to for a temporary containment dental retainers and instruments.
Shenzhen Cornerstone Technology Co., Ltd. | الصين | China | ME0000019545SFDAA00001 | Goggles | Goggles | A device consists of plastic or aluminum to protect the eye.
Suzhou Sunmed Co,Ltd | الصين | China | ME0000005851SFDAA00016 | COTTON BALL | COTTON BALL | COTTON BALL
NINGBO HAISHU HAORUN MEDICAL DRESSING CO., LTD | الصين | China | ME0000013773SFDAA00005 | GAUZE SWAB | GAUZE SWAB | Non Sterile Medical Device Intended for cleaning or absorbing of exudates of primary wounds
SHENZHEN FEIHUAN MEDICAL INSTRUMENTS CO.,LTD | الصين | China | ME0000016457SFDAA00019 | Tia GATE DRILL | Dental Root-Canal Instruments | This product is a dental restoration medical devices, for the treatment of various pulpitis, pulp necrosis and other conventional root canal shaping &cleaning and filling.
Suzhou Sunmed Co,Ltd | الصين | China | ME0000005851SFDAA00017 | GAUZE BANDAGE | GAUZE BANDAGE | GAUZE BANDAGE
Wuhan huawei Technology co., Ltd., | الصين | China | ME0000019616SFDAA00003 | Medical Transparent Dressing | absorbent | absorbent used for fixation dressing.
Xiantao Xinhengrun Plastic Products Co., Ltd. | الصين | China | ME0000019566SFDAA00002 | PE SHOE COVER | SHOE COVER | protective shoe cover
DANYANG NEW HOPE IMPORT&EXPORT CO., LTD | الصين | China | ME0000007101SFDAA00014 | AIR MATTRESS | AIR MATTRESS | An air mattress on the bed for the patient | مرتبه هوائية
NINGBO PINMED INSTRUMENTS CO.,LTD. | الصين | China | ME0000012739SFDAA00015 | Pinmed | Disposable Isolation Gown | Disposable Isolation Gown
Qingdao Zhaoming Knitting Co., Ltd. | الصين | China | ME0000016703SFDAA00005 | Disposable Protection Coverall | Disposable Protection Coverall | TO PROTECT THE PERSON FROM INFECTION FROM OTHER PEOPLE AROUND HIM
Ningbo Seago Electric Co., Ltd. | الصين | China | ME0000001455SFDAA00004 | Orex Water Flosser | Water Flosser | Device that sprays water to Clean Teeth. | يقوم برش الماء لتنظيف الأسنان.
Sumbow Medical Instruments Co., Ltd. | الصين | China | ME0000005771SFDAA00341 | SUMBOW Embossed dressing pad/Dental pad | Embossed dressing pad/Dental pad | mechanical barrier for patient protection from infection Risk | ملاءة للوقاية من العدوى ومنع السوائل من الوصول لجسم المريض
Shanghai Mediworks Precision Instruments Co., Ltd. | الصين | China | ME0000001418SFDAA00122 | Slit Lamp Microscope | Slit Lamp Microscope | Examination instrument intended to observe the disease of the anterior structures and tissue damage of the eyes.
Multicare(wuxi) Medical Device Co.,LTD | الصين | China | ME0000021150SFDAA00004 | MAGNETIC NEEDLE COUNTER | MAGNETIC NEEDLE COUNTER | Needle counter to safely facilitate correct count and disposal of needles and blades during surgical procedures.
Wen'an County Wantong Medical Instrument Co., Ltd | الصين | China | ME0000001406SFDAA00022 | Electric Wheel Chair | Electric Wheel Chair | Intended to provide convenience for Patient | كرسي كهرباء متحرك
Ningbo Seago Electric Co., Ltd | الصين | China | ME0000001528SFDAA00001 | Qulen Electric Toothbrush | Electric Toothbrush | Get clean, healthy teeth with the qulen cordless electric toothbrush. Removes more surface stains and tartar than a regular manual toothbrush. It has 3 modes, a whitening mode, a daily brushing mode, and a massage mode to suit all different oral needs. Effective in teeth whitening to get white and clean teeth at once. The brush is characterized by its ability to remove plaque from the teeth. An ideal choice for getting clean and whiter teeth than a traditional toothbrush.
Surgimed Medical Supplies Co., Ltd. | الصين | China | ME0000000413SFDAA00013 | Surgimed Disposible Sterilization PouchsRolls | Disposible Sterilization PouchsRolls | Sterile pouch for STEAM,EO sterilization , medical use | اكياس ورول تعقيم
Sumbow Medical Instruments Co., Ltd. | الصين | China | ME0000005771SFDAA00344 | Verona | Tubular Elastic Net Bandage | Tubular Elastic Net Bandage
Sumbow Medical Instruments Co., Ltd. | الصين | China | ME0000005771SFDAA00347 | Verona | Nasal Aspirator | Nasal Aspirator | شفاط للانف
Sumbow Medical Instruments Co., Ltd. | الصين | China | ME0000005771SFDAA00343 | Verona | CPR BOARD | CPR BOARD
Wuhan huawei Technology co., Ltd., | الصين | China | ME0000019615SFDAA00001 | Silicone Foam Dressing | absorbent | absorbent used for fixation dressing.
SUMBOW MEDICAL INSTRUMENTS CO.,LTD. | الصين | China | ME0000000407SFDAA00024 | Sumbow | PP Isolation gowan | Wear by person to prevent dust,bled liquid and invasion of bacteria effectively
Hengshui Hengzekang Medical Equipment Co Ltd | الصين | China | ME0000016454SFDAA00004 | Maidesite | Manual Wheelchair | Home Caring
Xiantao Zhongtai Protective Products Co., Ltd. | الصين | China | ME0000019550SFDAA00001 | Soundway® Gowns | Gowns | A product for isolation and protection for medical staff.
Hengshui Hengzekang Medical Equipment Co Ltd | الصين | China | ME0000016454SFDAA00006 | Maidesite | Electric Wheelchair | Home Caring
Hengshui hengzekang medical equipment Co., Ltd | الصين | China | ME0000012551SFDAA00006 | Maidesite | Nursing bed | hospital bed
Jianlian Homecare Product Co.,Ltd | الصين | China | ME0000019686SFDAA00001 | Jianlian | Rollator | wheel rollator lightweight 3-Wheel Rollator Walker With Shopping Basket, Bag & Loop Brakes | مشاية بعجلات
Yuyao Safe And Beauty Lice Comb Factory | الصين | China | ME0000019413SFDAA00001 | LICEAL | Lice & nits removal comb | Lice & nits removal comb | مشط ازالة القمل
YIWU EMPORIA TRADING CO., LTD | الصين | China | ME0000013527SFDAA00001 | Dental Bib | Bibs | Dental Bib are towels made of soft plastic and fabric.
Sumbow Medical Instruments Co., Ltd. | الصين | China | ME0000005771SFDAA00170 | ABSORBENT GAUZE ROLL | ABSORBENT GAUZE ROLL | Single use Gauze Roll
Sumbow Medical Instruments Co., Ltd. | الصين | China | ME0000005771SFDAA00170 | ABSORBENT GAUZE ROLL | ABSORBENT GAUZE ROLL | Single use Gauze Roll
SHENZHEN FEIHUAN MEDICAL INSTRUMENTS CO.,LTD | الصين | China | ME0000016457SFDAA00028 | Pillar Titanium Post S | Titanium screw post | Pillar Titanium Post S is a titanium screw post which is available in 12 sizes and Suitable drills are available for removal of the root filling and preparation of the root canal
JIANLIAN HOMECARE PRODUCTS CO LIMITED | الصين | China | ME0000015715SFDAA00002 | Jianlian | Walker | Lightweight,durable aluminium frame with anodized finish » 4″front wheels »Can adjust height » With a button that can be easily pushed by fingers for folding up the walker | مشاية
Hengshui hengzekang medical equipment Co., Ltd | الصين | China | ME0000012551SFDAA00007 | Maidesite | Nursing bed | hospital bed
SHENZHEN FEIHUAN MEDICAL INSTRUMENTS CO.,LTD | الصين | China | ME0000016457SFDAA00025 | Pillar S.S. Post E | Stainless steel screw Post | Pillar S.S. Post E is a Stainless steel screw post which is available in 12 sizes and Suitable drills are available for removal of the root filling and preparation of the root canal
SHENZHEN FEIHUAN MEDICAL INSTRUMENTS CO.,LTD | الصين | China | ME0000016457SFDAA00029 | Pillar Titanium Taper Post | titanium taper screw post Post | Pillar Titanium TAPER Post is a titanium screw post which is available in 12 sizes and Suitable drills are available for removal of the root filling and preparation of the root
SHENZHEN FEIHUAN MEDICAL INSTRUMENTS CO.,LTD | الصين | China | ME0000016457SFDAA00024 | Pillar Golden Post S | Golden plated screw post | Pillar Golden screw Post S is a golden plated stainless steel which is available in 12 sizes and Suitable drills are available for removal of the root filling and preparation of the root canal
Jianlian Homecare Products Co.,LTD | الصين | China | ME0000005921SFDAA00015 | Tmax | Commode chair | Commode chair | كرسي حمام
Jianlian Homecare Products Co.,LTD | الصين | China | ME0000005921SFDAA00015 | Tmax | Commode chair | Commode chair | كرسي حمام
SHENZHEN FEIHUAN MEDICAL INSTRUMENTS CO.,LTD | الصين | China | ME0000016457SFDAA00023 | Pillar Golden Post E | Golden plated screw post | Pillar Golden screw Post E is a golden plated stainless steel which is available in 12 sizes and Suitable drills are available for removal of the root filling and preparation of the root canal
Yangzhou Super Union Import & Export Co., Ltd. | الصين | China | ME0000019539SFDAA00001 | GAUZE ROLL | GAUZE ROLL | Medical gauze roll | شاش طبي
Hengshui Hengzekang Medical Equipment Co Ltd | الصين | China | ME0000016454SFDAA00008 | Maidesite | Anti Decubitus Air Mattress | Home Caring
SHENZHEN FEIHUAN MEDICAL INSTRUMENTS CO.,LTD | الصين | China | ME0000016457SFDAA00027 | Pillar Titanium Post E | Titanium screw post | Pillar Titanium Post E is a titanium screw post which is available in 12 sizes and Suitable drills are available for removal of the root filling and preparation of the root canal
Jianlian Homecare Product Co.,Ltd | الصين | China | ME0000019686SFDAA00002 | wheel chair | wheelchair | electric wheelchair | كرسي متحرك كهربائي
Hengshui hengzekang medical equipment Co., Ltd | الصين | China | ME0000012551SFDAA00004 | Maidesite | Nursing bed | hospital bed
JIANLIAN HOMECARE PRODUCTS CO LIMITED | الصين | China | ME0000015715SFDAA00003 | Jianlian Homecare | Hospital bed | Adjustable Nursing 2 Crank Manual Medical Hospital Bed | سرير مريض يدوي
NICEFEEL MEDICAL DEVICE TECHNOLOGY CO., LTD | الصين | China | ME0000019077SFDAA00001 | Wixsana | Oral irrigator | these oral irrigators are dental care devices
DAILYMAG MAGNETIC TECHNOLOGY(NINGBO) LIMITED | الصين | China | ME0000019125SFDAA00001 | SHARP CONTAINER | SHARP CONTAINER | PLASTIC SHARP CONTAINER WITH LID
Beijing Jinwei Kangda Medical Instrument Ltd. | الصين | China | ME0000011265SFDAA00007 | KangdaStockinette | Stockinette | Orthopedic Stockinette
Shanghai Blue Optics Lens Co. LTD | الصين | China | ME0000019182SFDAA00002 | Bloom Lens | Bloom Lens | عدسات بلاستيك للظارات الطبية
Sumbow Medical Instruments Co., Ltd. | الصين | China | ME0000005771SFDAA00173 | SUMBOW | Urine bag | Single Use Urine bag
Sumbow Medical Instruments Co., Ltd. | الصين | China | ME0000005771SFDAA00173 | SUMBOW | Urine bag | Single Use Urine bag
Andent dental Co Ltd | الصين | China | ME0000019827SFDAA00001 | Medical Face Shield | Medical Face Shield | Medical Face Shield
Jianlian Homecare Product Co.,Ltd | الصين | China | ME0000019686SFDAA00003 | WALKING STICK | WALKING STICK | WALKING STICK | عصا للمشي
Hefei Jingcheng Plastic Products Co., Ltd. | الصين | China | ME0000011746SFDAA00033 | Sterilization Reel Pouch | Sterilization Reel Pouch | For dust and bacteria isolation control
Sumbow Medical Instruments Co., Ltd. | الصين | China | ME0000005771SFDAA00172 | Drape sheet | Drape sheet | Single use Drape sheet
Anhui MedPurest Medical Technology CO.,Ltd。 | الصين | China | ME0000007947SFDAA00005 | UTCARE | Disposable Protective coveralls | used widely in hospital and dental clinic
Anhui Province Dejitang Pharmaceutical Co. Lt | الصين | China | ME0000015426SFDAA00007 | stop snoring strip | stop snoring strip | Relieve nasal congestion and Reduce or eliminate snoring | لاصقات لمنع الشخير
SHANGHAI KINMED IMPORT & EXPORT CO.,LTD | الصين | China | ME0000009438SFDAA00018 | ORTHOPEDIC PADDING | ORTHOPEDIC PADDING | ORTHOPEDIC PADDING. 5cm 7.5 cm 10 cm 15 cm 20 cm | رباط قطن تحت الجبس
Nantong Health & Beyond Hygienic Products Inc | الصين | China | ME0000010163SFDAA00002 | INNOlube | Personal Lubricating Jelly | Personal Lubricating Jelly | جل مزلق شخصي
Sumbow Medical Instruments Co., Ltd. | الصين | China | ME0000005771SFDAA00171 | Elastic tourniquet | Elastic tourniquet | Reusable medical Elastic tourniquet
Boen Healthcare Co., Ltd., | الصين | China | ME0000008912SFDAA00021 | GAUZE BANDAGE ( AMT MEDICAL CO.,) | GAUZE BANDAGE | DISPOSABLE GAUZE BANDAGE
Fitone Latex Products Co., Ltd. Guangdong | الصين | China | ME0000020086SFDAA00001 | Disposable Medical latex Examination Glove | Gloves | Medical Gloves
JIANLIAN HOMECARE PRODUCTS CO LIMITED | الصين | China | ME0000015715SFDAA00004 | BATH CHAIR | BATH CHAIR | With 2 seat panels, It’s a combination of shower bench & bathtub step all in one. » 6 legs are made of durable and heavy duty steel tubes with powder coated finish » Seat panel is made of high strength PE » Seat panel has some holes in order to drain the surface water and reduce the accident of slipping » Each leg has a anti-slip rubber tip » Support weight is up to 250 lbs. | كرسي حمام
ZHENJIANG IDEAL Co. LTD | الصين | China | ME0000011430SFDAA00002 | Electric Wheelchair | Electric Wheelchair | كرسي كهربائي لذوي الاحتياجات الخاصة
Jiangsu Intco Medical Products | الصين | China | ME0000012354SFDAA00006 | ELECTRIC WHEELCHAIR | ELECTRIC WHEELCHAIR | كرسي متحرك كهربائي يعمل على البطارية
Shenzhen Caremed Medical Technology Co. Ltd. | الصين | China | ME0000020107SFDAA00001 | Disposable Abdominal Belt | Disposable Abdominal Belt | Disposable Abdominal Belt
Jiangsu Maat Optical Technology Co., Ltd. | الصين | China | ME0000020053SFDAA00001 | Golden Lens | Optical Lenes | Medical Optical Lenes
Jiangsu Maat Optical Technology Co., Ltd. | الصين | China | ME0000020053SFDAA00001 | Golden Lens | Optical Lenes | Medical Optical Lenes
Shanghai ZOGEAR Industries Co.,Ltd | الصين | China | ME0000009941SFDAA00001 | TiaMarfi pre-bent dispensing tips | pre-bent dispensing tips | Pre-Bent Tips are are disposable, pre-bent, blunt end needle tips
SHENZHEN FEIHUAN MEDICAL INSTRUMENTS CO.,LTD | الصين | China | ME0000016457SFDAA00026 | Pillar S.S. Post S | stainless steel screw post | Pillar S.S. Post S is a Stainless steel screw post which is available in 12 sizes and Suitable drills are available for removal of the root filling and preparation of the root canal
Sumbow Medical Instruments Co., Ltd. | الصين | China | ME0000005771SFDAA00169 | SUMBOW Humidifier Bottle | Humidifier Bottle | medical device used to humidify oxygen
Yangzhou Super Union Import & Export Co., Ltd. | الصين | China | ME0000019503SFDAA00002 | Silk Tape | Silk Tape | Medical adhesive tape | شريط طبي لاصق
Beijing Jinwei Kangda Medical Instrument Ltd. | الصين | China | ME0000011265SFDAA00006 | Kangda Elastic bandage | Elastic bandage | Orthopedic Elastic bandage
Ningbo Fomos Medical Instrument Co.,Ltd. | الصين | China | ME0000019774SFDAA00001 | Dental Suction System | Dental Suction System | Dental Suction System
Wuhan huawei Technology co., Ltd., | الصين | China | ME0000019616SFDAA00004 | Dr. Cure | cooling gel patch | cooling gel patch | لاصقة خافضة للحرارة
WEIHAI JIESHI COMMODITY MANUFACTURE CO.LTD | الصين | China | ME0000018900SFDAA00001 | TeCe Teeth Cleanliness | PLASTIC TOOTHPICK | CLEAN FOOD RESIDUE BETWEEN THE TEETH
YIWU EMPORIA TRADING CO., LTD | الصين | China | ME0000013527SFDAA00002 | Pouch Reel | Pouch Reel | Pouch Reel
Yuyao Safe And Beauty Lice Comb Factory | الصين | China | ME0000019413SFDAA00005 | LICEAL | Lice & nits removal comb | Lice & nits removal comb | مشط ازالة القمل
Jiangsu Dynamic Medical Technology Co.,Ltd | الصين | China | ME0000016428SFDAA00003 | MEDICAL OIL FREE AIR COMPRESSOR | MEDICAL OIL FREE AIR COMPRESSOR | MEDICAL OIL FREE AIR COMPRESSOR
YIWU EMPORIA TRADING CO., LTD | الصين | China | ME0000013527SFDAA00004 | Disposable Instrument Kit | Disposable Instrument Kit | Disposable Instrument Kit
YIWU EMPORIA TRADING CO., LTD | الصين | China | ME0000013527SFDAA00010 | Plastic Syringe sleeve | Plastic Syringe sleeve | Plastic Syringe sleeve
Shanghai Kinmed Import and Export Co Ltd | الصين | China | ME0000002804SFDAA00037 | Non Sterile Gauze Swab | Non Sterile Gauze Swab | Gauze Swab for cleaning the wound
Beijing Jinwei Kangda Medical Instrument Ltd. | الصين | China | ME0000011265SFDAA00005 | Kangda Splint | Splint | Orthopedic Splint
Beijing Jinwei Kangda Medical Instrument Ltd. | الصين | China | ME0000011265SFDAA00004 | KangdaCast | Cast | Orthopedic Casting Tape
ORANTECH INC. | الصين | China | ME0000018229SFDAA00021 | SpO2 Adapter Cable | Cables & Leads | SpO2 Extension cables are desigend for use between the electrical connection from a patient monitor or pulse oximetry module and the SpO2 sensor.
Hubei Kanging Protective Products Co. Ltd | الصين | China | ME0000019890SFDAA00001 | ACROMED | ISOLATION GOWN | gown to prevent fluid from reaching the medical staff
WEIHAI JIESHI COMMODITY MANUFACTURE CO.LTD | الصين | China | ME0000018899SFDAA00001 | TeCe Teeth Cleanliness | FLOSS TOOTHPICK | CLEAN FOOD RESIDUE BETWEEN THE TEETH
SHENZHEN FEIHUAN MEDICAL INSTRUMENTS CO.,LTD | الصين | China | ME0000016457SFDAA00030 | TiaMarfi Matrix Strip Roll | Matrix Band | stainless steel strip roll used in restorative as barrier to avoid exceed the restorative material to other side
Foshan Dongfang Medical Equipment Manufactory LTD. | الصين | China | ME0000007500SFDAA00036 | Folding Wheel Chair | Wheel Chair | A wheeled personal mobility device that incorporates a seat-support system for a person with a disability or a person without the full capacity to walk, designed to be manually propelled by the user while seated in the device or by an attendant. The occupant moves the device by rotating both rear wheels. An attendant moves the device by pushing or pulling handles on the device. The device may be disassembled or folded for transport. | كرسي متحرك قابل للطي، يتم إستخدام هذه المنتجات من قبل الأشخاص الذين يصعب عليهم المشي أو لديهم أعاقة
YIWU EMPORIA TRADING CO., LTD | الصين | China | ME0000013527SFDAA00015 | Self Sealing Sterilization Pouch | Self Sealing Sterilization Pouch | Self Sealing Sterilization Pouch
YIWU EMPORIA TRADING CO., LTD | الصين | China | ME0000013527SFDAA00015 | Self Sealing Sterilization Pouch | Self Sealing Sterilization Pouch | Self Sealing Sterilization Pouch
YIWU EMPORIA TRADING CO., LTD | الصين | China | ME0000013527SFDAA00009 | Full Chair Sleeve | Full Chair Sleeve | Full Chair Sleeve
YIWU EMPORIA TRADING CO., LTD | الصين | China | ME0000013527SFDAA00012 | Prophy brush | Prophy brush | Prophy brush
YIWU EMPORIA TRADING CO., LTD | الصين | China | ME0000013527SFDAA00003 | Barrier Film | Barrier Film | Barrier Film
YIWU EMPORIA TRADING CO., LTD | الصين | China | ME0000013527SFDAA00013 | Prophy Cup | Prophy Cup | Prophy Cup
YIWU EMPORIA TRADING CO., LTD | الصين | China | ME0000013527SFDAA00011 | Mixing pad | Mixing pad | Mixing pad
YIWU EMPORIA TRADING CO., LTD | الصين | China | ME0000013527SFDAA00007 | Cotton Roll | Cotton Roll | Cotton Roll
YIWU EMPORIA TRADING CO., LTD | الصين | China | ME0000013527SFDAA00005 | Retainer Box | Retainer Box | Retainer Box
SUMBOW Medical Instruments Co. , LTD. | الصين | China | ME0000005920SFDAA00044 | Sumbow | Vinly examination gloves | Vinly examination gloves
SUMBOW Medical Instruments Co. , LTD. | الصين | China | ME0000005920SFDAA00044 | Sumbow | Vinly examination gloves | Vinly examination gloves
WUHAN JINGUANG ELECTRONIC APPLIANCES CO.,LTD | الصين | China | ME0000019791SFDAA00002 | JG | Root Canal Files | Root Canal Files For Root Canal Treatment
TRIBEST DENTAL PRODUCTS CO. LTD | الصين | China | ME0000012188SFDAA00016 | X-Ray Barrier Envelopes | X-Ray Barrier Envelopes | Used to protect image clinic in dental clinic
Sumbow Medical Instruments Co., Ltd. | الصين | China | ME0000005771SFDAA00166 | SUMBOW EMBOSSED DRESSING PAD | EMBOSSED DRESSING PAD | non sterile, are intended to be used as a mechanical
Jianlian Homecare Products Co.,LTD | الصين | China | ME0000005921SFDAA00017 | COMMODE CHAIR, | COMMODE CHAIR, | COMMODE CHAIR , PATH BENCH
Jianlian Homecare Products Co.,LTD | الصين | China | ME0000005921SFDAA00017 | COMMODE CHAIR, | COMMODE CHAIR, | COMMODE CHAIR , PATH BENCH
SHAOXING MEDPLY MEDICAL PRODUCTS CO., Ltd. | الصين | China | ME0000007344SFDAA00009 | Gauze Swab | Shaoxing medply medical productsco.,ltd | Parts of gauze for use in many purposes
Beijing Jinwei Kangda Medical Instrument Ltd | الصين | China | ME0000019206SFDAA00002 | KangdaCast padding | Cast padding | Orthopedic Cast padding
YIWU EMPORIA TRADING CO., LTD | الصين | China | ME0000013527SFDAA00014 | Steam indicator strip | Steam indicator strip | Steam indicator strip
YIWU EMPORIA TRADING CO., LTD | الصين | China | ME0000013527SFDAA00014 | Steam indicator strip | Steam indicator strip | Steam indicator strip
YIWU EMPORIA TRADING CO., LTD | الصين | China | ME0000013527SFDAA00008 | Disposable impression tray | Disposable impression tray | Disposable impression tray
YIWU EMPORIA TRADING CO., LTD | الصين | China | ME0000013527SFDAA00006 | Dispo Barrier | Dispo Barrier | Dispo Barrier
Jianlian Homecare Products Co.,LTD | الصين | China | ME0000005921SFDAA00016 | WHEELCHAIR | WHEELCHAIR | STEEL WHEELCHAIR , ALLUMINUM WHEELCHAIR
Jianlian Homecare Products Co.,LTD | الصين | China | ME0000005921SFDAA00016 | WHEELCHAIR | WHEELCHAIR | STEEL WHEELCHAIR , ALLUMINUM WHEELCHAIR
Sumbow Medical Instruments Co., Ltd. | الصين | China | ME0000005771SFDAA00174 | Triangular Gauze Bandage | Triangular Gauze Bandage | Single use Triangular Gauze Bandage
HUBEI SUNRISE PROTECTIVE PRODUCTS CO LTD | الصين | China | ME0000018902SFDAA00005 | BURN SHEET SMS | BURN SHEET SMS | BURN SHEET SMS
Sumbow Medical Instruments Co., Ltd. | الصين | China | ME0000005771SFDAA00176 | Traction splint set | Traction splint set | Medical Traction splint set
SHENZHEN FEIHUAN MEDICAL INSTRUMENTS CO.,LTD | الصين | China | ME0000016457SFDAA00031 | Precision mixing tips | mixing tip | Micro Applicators are single use, non-sterile Class I medical devices that are intended for use in a dental environment by dental professionals. Precision mixing tips used as a tip to make mixing and dispensing the impression materials and other materials.
Guangdong Kaiyang Medical Technology Group Co. Ltd. | الصين | China | ME0000005619SFDAA00017 | Hospital Bed | Hospital Bed | It is a bed designed with special functions that allow different sleeping positions. It has controlling unit which allows user to sleep comfortably.
HUBEI SUNRISE PROTECTIVE PRODUCTS CO LTD | الصين | China | ME0000018902SFDAA00006 | MULTI TRAUMA PAD | MULTI TRAUMA PAD | MULTI TRAUMA PAD
Zhaoqing Gaoyao Recende Medical Equipment Co., Ltd | الصين | China | ME0000006255SFDAA00015 | Layan ® Scaler | Air Scaler | It is dental device works by air to remove hard substances from tooth surfaces.
Bremed Limited | الصين | China | ME0000010244SFDAA00003 | manual breast pump | manual breast pump | Manual Breast Pump
YUYAO SAFE AND BEAUTY LICE COMB FACTORY | الصين | China | ME0000001615SFDAA00005 | Phmco Lice Comb | Stainless Steel Comb | high-quality metal thread, needle lice comb | عالية الجودة خيط معدني إبرة مشط القمل
SHENZHEN FEIHUAN MEDICAL INSTRUMENTS CO.,LTD | الصين | China | ME0000016457SFDAA00032 | TiaMarfi micro applicator | Mricro applicator | Micro Applicators are single use, non-sterile Class I medical devices that are intended for use in a dental environment by dental professionals. Micro Applicators are utilized during dental procedures for the application of a controlled amount of material in areas of difficult access within the oral cavity. Due to its nature Micro Applicators are considered invasive but not implantable and they are not intended for use in combination with other devices or equipment
Jinhua Little Fish Baby Products Co., Ltd | الصين | China | ME0000020432SFDAA00001 | Breast Pump | Breast Pump | Breast Pump
Shanghai ZOGEAR Industries Co.,Ltd | الصين | China | ME0000009941SFDAA00003 | Tiamarfi brush | prophy brush | A nylon or rubber cup is a device made to help in cleaning
Boen Healthcare Co., Ltd., | الصين | China | ME0000008912SFDAA00038 | SPONGE CERVICAL COLLAR ( AMT MEDICAL CO.,) | SPONGE CERVICAL COLLAR | SPONGE CERVICAL COLLAR
Boen Healthcare Co., Ltd., | الصين | China | ME0000008912SFDAA00036 | KNEE IMMOBILIZER (AMT MEDICAL CO.,) | KNEE IMMOBILIZER | KNEE IMMOBILIZER
Boen Healthcare Co., Ltd., | الصين | China | ME0000008912SFDAA00037 | COLLAR AND CUFF (AMT MEDICAL CO.,) | COLLAR AND CUFF | COLLAR AND CUFF SLING
Perfect Healthcare (Shandong) Co., Ltd. | الصين | China | ME0000020485SFDAA00002 | TrueProtek Scrub Suits | TrueProtek Scrub Suits | Non-sterilize Scrub Suit
JIANGSU YOFOKE HEALTHCARE TECHNOLOGY | الصين | China | ME0000020339SFDAA00001 | MOON LIGHT | ADULT PANTS | SINGLE USE ADULT PANTS DIAPER
YIWU EMPORIA TRADING CO., LTD | الصين | China | ME0000013527SFDAA00018 | Evacuator tips | Evacuator tips | Evacuator tips
YIWU EMPORIA TRADING CO., LTD | الصين | China | ME0000013527SFDAA00016 | Disposable air water syringe tip | Disposable air water syringe tip | Disposable air water syringe tip
Foshan Coxo Medical Instrument Co., Limited | الصين | China | ME0000011811SFDAA00001 | Coxo | Dental Aerosol Suction System | Dental Aerosol Suction System
YIWU EMPORIA TRADING CO., LTD | الصين | China | ME0000013527SFDAA00019 | Micro applicators | Micro applicators | Micro applicators
YIWU EMPORIA TRADING CO., LTD | الصين | China | ME0000013527SFDAA00019 | Micro applicators | Micro applicators | Micro applicators
YIWU EMPORIA TRADING CO., LTD | الصين | China | ME0000013527SFDAA00020 | Mixing tip | Mixing tip | Mixing tip
Shenzhen Denco Medical Co., Ltd | الصين | China | ME0000000569SFDAA00002 | SUPER FILES |  | Dental Root Canal Instrument
Shenzhen Denco Medical Co., Ltd | الصين | China | ME0000014326SFDAA00008 | H-FILES |  | Dental root canal instruments
Shenzhen Denco Medical Co., Ltd | الصين | China | ME0000014326SFDAA00009 | K-FILES |  | Dental root canal instruments
guangdong kaiyang medical technology group co., ltd. | الصين | China | ME0000014369SFDAA00004 | COMMODE CHAIR | COMMODE CHAIR | COMMODE CHAIR WITH WHEEL AND WITHOUT WHEEL | كرسي حمام بعجلات وبدون عجلات
YIWU EMPORIA TRADING CO., LTD | الصين | China | ME0000013527SFDAA00017 | Disposable tips | Disposable tips | Disposable tips
YIWU EMPORIA TRADING CO., LTD | الصين | China | ME0000013527SFDAA00017 | Disposable tips | Disposable tips | Disposable tips
Guangdong Kaiyang Medical Technology Group Co. Ltd. | الصين | China | ME0000005619SFDAA00019 | Wheel Chair | Wheel Chair | Chair with wheels to carry disabled people and move easily كرسي بعجلات لحمل المعاقين و ذوي الإحتياجات الخاصه للتنقل بسهولة | كرسي بعجلات لحمل المعاقين و ذوي الإحتياجات الخاصه للتنقل بسهولة
SUMBOW MEDICAL INSTRUMENT CO .,LTD | الصين | China | ME0000014047SFDAA00013 | SafaMed | Gauze Swap | Gauze Swap | شاش طيي
SUMBOW MEDICAL INSTRUMENT CO .,LTD | الصين | China | ME0000014047SFDAA00014 | SafaMed | Urine Bottle | Urine Bottle | قارورة للتبول
SUMBOW MEDICAL INSTRUMENT CO .,LTD | الصين | China | ME0000014047SFDAA00015 | SafaMed | Crepe Elastic Bandage | Crepe Elastic Bandage | رباط ضاغط
Zhangjiagang Medi Medical Equipment Co., Ltd. | الصين | China | ME0000007803SFDAA00001 | Medical Cabinet | Medical Cabinet | cabinet to storage medicine and instruments | تستخدم لتخزين الأدوية والمستلزمات الطبية واحتياجات المرضى في المستشفيات
Sumbow Medical Instruments Co., Ltd. | الصين | China | ME0000005771SFDAA00177 | PP isolation gown | Sumbow | Disposable PP isolation gown
Zhangjiagang Medi Medical Equipment Co., Ltd. | الصين | China | ME0000007803SFDAA00005 | Hospital Stainless Steel Trolley | Hospital Stainless Steel Trolley | Hospital SS Trolley for nursing, wound dressing | مخصص للاستخدام كعربة للتمريض وتضميد الجروح ونقل مستلزمات التمريض
Ningbo Yingmed Medical Instruments Co., Ltd. | الصين | China | ME0000020654SFDAA00001 | AEROPURE | Aero Chamber | Anti-static Valved Holding Chamber
guangdong kaiyang medical technology group co., ltd. | الصين | China | ME0000014369SFDAA00003 | Electric bed | Electric bed | hospital bed | سريرمستشفيات كهربائى و عادى
Henan Lusterdent Medical Instrument Co., Ltd | الصين | China | ME0000001698SFDAA00003 | Carbide Burs | Lusterdent Carbide Burs | This product is a rotary cutting device made of stainless steel, the working end of which is made from tungsten carbide, and which is designed to fit into a dental handpiece and rotates to grind hard materials and tissues etc | معدات خاصه بالاسنان
Henan Lusterdent Medical Instrument Co., Ltd | الصين | China | ME0000001698SFDAA00003 | Carbide Burs | Lusterdent Carbide Burs | This product is a rotary cutting device made of stainless steel, the working end of which is made from tungsten carbide, and which is designed to fit into a dental handpiece and rotates to grind hard materials and tissues etc | معدات خاصه بالاسنان
Sumbow Medical Instruments Co., Ltd. | الصين | China | ME0000005771SFDAA00342 | Verona | HIGHT ELASTIC FIRST AID BANDAGE FOR ARMY | HIGHT ELASTIC FIRST AID BANDAGE FOR ARMY
Anhui lntco Medical Products Co., Ltd | الصين | China | ME0000001450SFDAA00077 | BRYCEMED | Disposable Vinyl Glove | Disposable Vinyl Glove
Sumbow Medical Instruments Co., Ltd. | الصين | China | ME0000005771SFDAA00350 | SUMBOW CREPE ELASTIC BANDAGE | CREPE ELASTIC BANDAGE | LIGHT WEIGHT BANDAGE FOR COMPRESSION AND SUPPORT .
Zhuhai Pusen Medical Technology Co.,Ltd | الصين | China | ME0000009017SFDAA00003 | HD Medical Video Endoscope Image Processor | Image Processor | Image Processor
Ningbo Seago Electric Co., Ltd | الصين | China | ME0000001526SFDAA00001 | Qulen Water Flosser | Water Flosser | The water flosser is the most effective device for removing food particles and bacteria between the teeth using hydro pumping technology. Water floss has the advantages of 3 different speeds for cleaning teeth, strong pumping for deep cleaning, light pumping for sensitive gums and orthodontics, and pulse pumping suitable for gum massage. It contains 4 different heads 1 gum cleaning head, 2 regular dental flossing heads, and 1 orthodontic cleaning head to suit your daily need. Designed with 360-degree rotation and 200ml water tank capacity for easier use. Water floss is characterized by a deep cleaning of the mouth and lighter on the gums. Up to 29% more effective than traditional floss. A supercharged battery lasts a long time with you. Keep your teeth clean and gums healthy with this water-based floss.
Sumbow Medical Instruments Co., Ltd. | الصين | China | ME0000005771SFDAA00345 | Tmax | Dental Bib | Dental Bib
Sumbow Medical Instruments Co., Ltd. | الصين | China | ME0000005771SFDAA00348 | SUMBOW HOT WATER BAG | HOT WATER BAG | THE BAG PROVIDES WARMTH TO THE NEEDED AREA | كمادات ماء ساخن
Shenzhen Launch Electrical Co. Ltd. | الصين | China | ME0000009141SFDAA00004 | Lead wire set | ECG Lead wire Set | Leadwireset
Shenzhen Fitconn Technology Co., Ltd | الصين | China | ME0000005685SFDAA00003 | Bubble shape | Anti decubitus mattress with pump | مرتبة كور مع منفاخ | مرتبة للسرير هوائية كور
Shenzhen Baofengtong Electrical Appliances Manufacturing Co., Ltd | الصين | China | ME0000020410SFDAA00001 | H2O Floss | Oral Irrigation Unit | It is an oral irrigation unit works on low voltage intended to provide irrigation water to remove food particles from between the teeth to get good oral condition | جهاز يعمل على ضح الماء لازالة بقايا الطعام من بين الاسنان
Shenzhen Baofengtong Electrical Appliances Manufacturing Co., Ltd | الصين | China | ME0000020410SFDAA00001 | H2O Floss | Oral Irrigation Unit | It is an oral irrigation unit works on low voltage intended to provide irrigation water to remove food particles from between the teeth to get good oral condition | جهاز يعمل على ضح الماء لازالة بقايا الطعام من بين الاسنان
Shenzhen Baofengtong Electrical Appliances Manufacturing Co., Ltd | الصين | China | ME0000020410SFDAA00001 | H2O Floss | Oral Irrigation Unit | It is an oral irrigation unit works on low voltage intended to provide irrigation water to remove food particles from between the teeth to get good oral condition | جهاز يعمل على ضح الماء لازالة بقايا الطعام من بين الاسنان
HUBEI SUNRISE PROTECTIVE PRODUCTS CO LTD | الصين | China | ME0000018902SFDAA00004 | SHARP CONTAINER DISPOSABLE | SHARP CONTAINER DISPOSABLE | SHARP CONTAINER DISPOSABLE
guangdong kaiyang medical technology group co., ltd. | الصين | China | ME0000014369SFDAA00005 | Walker | Walker | aluminium walking stick and cane with plastic cloth with different models | عصا يد للمساعدة على المشي او الحركة
guangdong kaiyang medical technology group co., ltd. | الصين | China | ME0000014369SFDAA00007 | Air Mattress | Air Mattress | Air Mattress
TRIBEST DENTAL PRODUCTS CO. LTD | الصين | China | ME0000019644SFDAA00006 | High Volume Evacuator | High Volume Evacuator | Matched with high suction systems to volume up saliva, blood and the particles can not be extracted with conventional saliva aspirator
TRIBEST DENTAL PRODUCTS CO. LTD | الصين | China | ME0000019644SFDAA00003 | Cheek Retractor | Cheek Retractor | The plastic devices keep mouth open for inspection
FOSHAN DONGFANG MEDICAL EQUIPMENT MANUFACTORY(LTD.) | الصين | China | ME0000015429SFDAA00003 | WALKING AID | WALKING AID | WALKING AIDS | تستخدم عندما يكون المشي صعبًا أو مستحيلًا بسبب المرض أو الإصابة أو الإعاقة
FOSHAN DONGFANG MEDICAL EQUIPMENT MANUFACTORY(LTD.) | الصين | China | ME0000015429SFDAA00003 | WALKING AID | WALKING AID | WALKING AIDS | تستخدم عندما يكون المشي صعبًا أو مستحيلًا بسبب المرض أو الإصابة أو الإعاقة
TRIBEST DENTAL PRODUCTS CO. LTD | الصين | China | ME0000019644SFDAA00004 | Disposable Plastic Shield | Disposable Plastic Shield | Prevents the harmful affects of flying sand, dust and other splashes on face and eyes
TRIBEST DENTAL PRODUCTS CO. LTD | الصين | China | ME0000019644SFDAA00007 | Impression Dispenser | Impression Dispenser | Matched with mixing tips as impression material dispenser
Sumbow Medical Instruments Co., Ltd. | الصين | China | ME0000005771SFDAA00165 | Sumbow GAUZE ROLL | GAUZE ROLL | non sterile, are intended to be used as a mechanical barrier, for commpression or for absorption of exudates | شاش رباط
Zhangjiagang Medi Medical Equipment Co., Ltd. | الصين | China | ME0000007803SFDAA00003 | Blood Donor Chair | Blood Donor Chair | Blood donation and sampling chair | مخصص للاستخدام ككرسي التبرع بالدم وأخذ عينات الدم في المستشفيات والمختبرات
Guangdong Kaiyang Medical Technology Group Co. Ltd. | الصين | China | ME0000005619SFDAA00020 | Electric wheelchair | Electric wheelchair | Electric wheelchair
TRIBEST DENTAL PRODUCTS CO. LTD | الصين | China | ME0000019644SFDAA00002 | Universal Barrier Film | Universal Barrier Film | This is plastic sheet used to keep the surface clean and free from contamination.
TRIBEST DENTAL PRODUCTS CO. LTD | الصين | China | ME0000019644SFDAA00009 | Surgical Tip | Surgical Tip | Matched with suction system to volume up saliva, blood and the particles
DANYANG WISHFUL OPTICAL CO. LTD. | الصين | China | ME0000013845SFDAA00001 | Covex optical lenses | Covex optical lenses | optical lenses
Jianlian Homecare Product Co.,Ltd | الصين | China | ME0000019686SFDAA00004 | JIANLIAN WALKER | WALKER/WALKING AID | WALKER/WALKING AID | مساعدة ذوي الاحتياجات الخاصة
Ningbo Runyes Medical Instrument Co., Ltd. | الصين | China | ME0000013359SFDAA00003 | Intraoral Scanner | Intraoral Scanner | Intraoral Scanner
Guangdong Kaiyang Medical Technology Group Co. Ltd. | الصين | China | ME0000005619SFDAA00022 | Urinal | Urinal | Urinal
Guangdong Kaiyang Medical Technology Group Co. Ltd. | الصين | China | ME0000005619SFDAA00021 | CANE | CANE | Walking Cane
Chengdu Cryo-Push Medical Technology Co., Ltd., | الصين | China | ME0000018132SFDAA00002 | Disposable Tracheostomy Tube HolderDisposable Tracheostomy Tube Holder | Disposable Tracheostomy Tube Holder | Fix the catheter, minimizes the catheter movement.
Henan Lusterdent Medical Instrument Co., Ltd | الصين | China | ME0000001698SFDAA00004 | Quartz Fiber Post | Quartz Fiber Post | Screw Post Stainless Steel, Screw Post Golden Plated, Screw Post Titanium, Stainless Steel EU-Post, Golden Plated EU-Post, Titanium EU-Post, Quartz Fiber Post
Hebei Baiyang Bed Industry Manufactory | الصين | China | ME0000013474SFDAA00003 | Electric hospital bed | Electric hospital bed | Electric hospital bed
Hebei Baiyang Bed Industry Manufactory | الصين | China | ME0000013474SFDAA00005 | Air mattress | Air mattress | Air mattress
SUMBOW MEDICAL INSTRUMENTS CO.,LTD. | الصين | China | ME0000020838SFDAA00001 | Sumbow | PP Isolation Gown | Personal Protective Equipment
Lakong Medical Devices Co., Ltd. | الصين | China | ME0000011803SFDAA00007 | Intraoral Camera with Monitor | wireless intraoral camera with monitor | device Designed to allow clinicians to capture and display digital images from inside a patient’s mouth, intraoral cameras are a valuable tool for patient education and case documentation. Shaped like a small wand, many dental intraoral cameras are highly portable and easily connect to a computer wirelessly, via USB or via a docking station. Most commonly equipped with LEDs, these digital cameras can capture images without the need for external lighting.
Guangdong Kaiyang Medical Technology Group Co. Ltd. | الصين | China | ME0000005619SFDAA00024 | PATIENT LIFT | PATIENT LIFT | PATIENT LIFT
Jianlian Homecare Products Co.,LTD | الصين | China | ME0000005921SFDAA00018 | Walker | Walker | Walker
Jianlian Homecare Products Co.,LTD | الصين | China | ME0000005921SFDAA00018 | Walker | Walker | Walker
SUMBOW MEDICAL INSTRUMENT CO .,LTD | الصين | China | ME0000014047SFDAA00009 | SafaMed | High Elastic Bandage | High Elastic Bandage | رباط ضاغط
BANDEX INDUSTRIAL CORPORATION | الصين | China | ME0000020391SFDAA00001 | SafaMed | Adhesive Bandage | Adhesive Bandages | لاصقات جروح
TRIBEST DENTAL PRODUCTS CO. LTD | الصين | China | ME0000019644SFDAA00008 | Prophy Cups | Prophy Cups | Used by technicians as polishing tool for dentures
BANDEX INDUSTRIAL CORPORATION | الصين | China | ME0000020391SFDAA00002 | SafaMed | Foot Fairy Bandages | Bandages | لاصق جروح القدم - فوت فيري
Zhuhai Pusen Medical Technology Co.,Ltd | الصين | China | ME0000009017SFDAA00002 | Medical Video Endoscope Image Processor | Medical Video Endoscope Image Processor | Medical Video Endoscope Image Processor
TRIBEST DENTAL PRODUCTS CO. LTD | الصين | China | ME0000019644SFDAA00005 | Endo Irrigation Needle Tip | Endo Irrigation Needle Tip | Used for Dental Irrigation
caremex rehabilitation equipmentco.,ltd | الصين | China | ME0000019588SFDAA00001 | wheel chair | wheel chair | Patient's chair | كرسي متحرك للمريض
WEIHAI DINGXIN OPTICAL Co. LTD | الصين | China | ME0000020923SFDAA00001 | Optical World International | Optical Lens | Optical Lens
WEIHAI DINGXIN OPTICAL Co. LTD | الصين | China | ME0000020923SFDAA00001 | Optical World International | Optical Lens | Optical Lens
WEIHAI DINGXIN OPTICAL Co. LTD | الصين | China | ME0000020923SFDAA00001 | Optical World International | Optical Lens | Optical Lens
JIANGSU RARE OPTICS CO.,LTD | الصين | China | ME0000020660SFDAA00001 | YOOLINE | Optical Lens | Lenses used to fix the vision problems
Lakong Medical Devices Co., Ltd | الصين | China | ME0000017751SFDAA00004 | TPC Digital Amalgamator | Digital Amalgamator | A simple device with AC depend on vibration to mix capsule for dental use before open the capsule to use.
Lakong Medical Devices Co., Ltd | الصين | China | ME0000017751SFDAA00004 | TPC Digital Amalgamator | Digital Amalgamator | A simple device with AC depend on vibration to mix capsule for dental use before open the capsule to use.
Boen Healthcare Co., Ltd., | الصين | China | ME0000008912SFDAA00035 | LUMBO SACRAL BELT | LUMBO SACRAL BELT | LUMBO SACRAL BELT
Guangdong Kaiyang Medical Technology Group Co. Ltd. | الصين | China | ME0000005619SFDAA00025 | CHILDREN STAND ASSIST SHELF | CHILDREN STAND ASSIST SHELF | CHILDREN STAND ASSIST SHELF
Hebei Baiyang Bed Industry Manufactory | الصين | China | ME0000013474SFDAA00004 | Manual hospital bed | Manual hospital bed | Manual hospital bed
Anhui Anheng Paper & Plastic Products Co.,Ltd. | الصين | China | ME0000020876SFDAA00001 | VINYL GLOVES | VINYL GLOVES | VINYL GLOVES POWDERED FREE | قفازات فاينل بدون بودرة
TRIBEST DENTAL PRODUCTS CO. LTD | الصين | China | ME0000019644SFDAA00010 | Universal barrier film | Dental Equipment | Dental Equipment
TRIBEST DENTAL PRODUCTS CO. LTD | الصين | China | ME0000019644SFDAA00015 | Prebent needle tip | Dental Equipment | Dental Equipment
TRIBEST DENTAL PRODUCTS CO. LTD | الصين | China | ME0000019644SFDAA00013 | Surgical tip | Dental Equipment | Dental Equipment
TRIBEST DENTAL PRODUCTS CO. LTD | الصين | China | ME0000019644SFDAA00017 | Yellow Plastic tip | Dental Equipment | Dental Equipment
TRIBEST DENTAL PRODUCTS CO. LTD | الصين | China | ME0000019644SFDAA00021 | Clear blunt tip | Dental Equipment | Dental Equipment
TRIBEST DENTAL PRODUCTS CO. LTD | الصين | China | ME0000019644SFDAA00012 | High volume evacuator | Dental Equipment | Dental Equipment
TRIBEST DENTAL PRODUCTS CO. LTD | الصين | China | ME0000019644SFDAA00016 | Micro brush applicators | Dental Equipment | Dental Equipment
TRIBEST DENTAL PRODUCTS CO. LTD | الصين | China | ME0000019644SFDAA00020 | Clear small opening tip | Dental Equipment | Dental Equipment
TRIBEST DENTAL PRODUCTS CO. LTD | الصين | China | ME0000019644SFDAA00011 | X-ray barrier envelopes | Dental Equipment | Dental Equipment
TRIBEST DENTAL PRODUCTS CO. LTD | الصين | China | ME0000019644SFDAA00014 | Air-Water syringe Tip | Dental Equipment | Dental Equipment
TRIBEST DENTAL PRODUCTS CO. LTD | الصين | China | ME0000019644SFDAA00018 | Brown blunt plastic tip | Dental Equipment | Dental Equipment
TRIBEST DENTAL PRODUCTS CO. LTD | الصين | China | ME0000019644SFDAA00022 | Impression gun | Dental Equipment | Dental Equipment
TRIBEST DENTAL PRODUCTS CO. LTD | الصين | China | ME0000019644SFDAA00019 | Yellow intraoral tip | Dental Equipment | Dental Equipment
SHANGHAI HUA EN INDUSTRIAL CO., LTD | الصين | China | ME0000005855SFDAA00029 | X-RAY ENVELOPES | X-RAY ENVELOPES | envelopes to protect the x-rays
SHANGHAI HUA EN INDUSTRIAL CO., LTD | الصين | China | ME0000005855SFDAA00028 | BITE BLOCK COVER | BITE BLOCK COVER | HN Bite Block Covers are clear, convenient plastic barriers for use with Pano x-ray and Siemens machine bite blocks
SUZHOU SUNMED CO., LTD | الصين | China | ME0000009517SFDAA00002 | Health &smart | medical bandage (elastic crepe bandage ) | elastic crepe bandage for Cleasing and fixing | ضمادة كريب مرنة للتطهير والتثبيت
DANYANG WISHFUL OPTICAL CO. LTD. | الصين | China | ME0000013845SFDAA00002 | Vision House | Vision House | عدسات جاهزة للقص و التركيب
SUZHOU SUNMED CO., LTD | الصين | China | ME0000009517SFDAA00004 | Health &smart | medical bandage ( Self adhesive gauze bandage ) | Self adhesive gauze bandage for Cleasing and fixing | ضمادة شاش ذاتية اللصق للتطهير والتثبيت
Shanghai Channelmed Import & Export Co., Ltd | الصين | China | ME0000008893SFDAA00022 | Lap sponge with x-ray | Lap sponge with x-ray | Lap sponge with x-ray
Shanghai Channelmed Import & Export Co., Ltd | الصين | China | ME0000008893SFDAA00020 | absorbent gauze roll | absorbent gauze roll | pure absorbent cotton gauze
Shanghai Channelmed Import & Export Co., Ltd | الصين | China | ME0000008893SFDAA00021 | Gauze Swabs without x-ray Non sterile | Gauze Swabs without x-ray Non sterile | for cleaning the wounds and sopping up the blood of wounds so as to isolate the wounds. Non Sterile gauze swabs without x-ray is made from the natural plants into tabby cloth after spinning, weaving, bleaching and degreasing.
Shanghai Channelmed Import & Export Co., Ltd | الصين | China | ME0000008893SFDAA00021 | Gauze Swabs without x-ray Non sterile | Gauze Swabs without x-ray Non sterile | for cleaning the wounds and sopping up the blood of wounds so as to isolate the wounds. Non Sterile gauze swabs without x-ray is made from the natural plants into tabby cloth after spinning, weaving, bleaching and degreasing.
Shanghai Channelmed Import & Export Co., Ltd | الصين | China | ME0000008893SFDAA00021 | Gauze Swabs without x-ray Non sterile | Gauze Swabs without x-ray Non sterile | for cleaning the wounds and sopping up the blood of wounds so as to isolate the wounds. Non Sterile gauze swabs without x-ray is made from the natural plants into tabby cloth after spinning, weaving, bleaching and degreasing.
Shanghai Channelmed Import & Export Co., Ltd | الصين | China | ME0000008893SFDAA00021 | Gauze Swabs without x-ray Non sterile | Gauze Swabs without x-ray Non sterile | for cleaning the wounds and sopping up the blood of wounds so as to isolate the wounds. Non Sterile gauze swabs without x-ray is made from the natural plants into tabby cloth after spinning, weaving, bleaching and degreasing.
Shanghai Channelmed Import & Export Co., Ltd | الصين | China | ME0000008893SFDAA00021 | Gauze Swabs without x-ray Non sterile | Gauze Swabs without x-ray Non sterile | for cleaning the wounds and sopping up the blood of wounds so as to isolate the wounds. Non Sterile gauze swabs without x-ray is made from the natural plants into tabby cloth after spinning, weaving, bleaching and degreasing.
SUZHOU SUNMED CO., LTD | الصين | China | ME0000009517SFDAA00005 | Health & smart | medical bandage ( High elastic bandage ) | High elastic bandage for Cleasing and fixing | ضمادة مرنة عالية للتطهير والتثبيت
Danyang Shengtai Optical Lens Co. Ltd. | الصين | China | ME0000021228SFDAA00001 | ORYX | OPTICAL CORRECTIVE LENS | Eye Glasses's lens for optical correction
Tianchang Hengsheng Medical Devices Co., Ltd. | الصين | China | ME0000020943SFDAA00002 | Disposable Latex Examination Gloves | Disposable Latex Examination Gloves | The device is used mainly as a two-way barrier to protect both the patient and the staff against various contamination. This is a single-use device.
Anqing Baojie Packaging Co Ltd | الصين | China | ME0000005595SFDAA00002 | BAJAYPACK | SELS SEALING FLAT POUCH | MEDICAL SELF-SEALING STERILIZATION POUCHES
Ningbo Pinmed Instruments Co Ltd | الصين | China | ME0000010623SFDAA00003 | Pinmed Isolation gown | Isolation gown | Isolation gown
SUZHOU SUNMED CO., LTD | الصين | China | ME0000009517SFDAA00003 | Health &smart | Absorbent gauze product (gauze swab ) | gauze swab for cleasing and fixing | مسحة من الشاش للتطهير والتثبيت
Grace Guangzhou Health Shoes Co.,Ltd | الصين | China | ME0000019417SFDAA00001 | Plaster Cast Shoes | Cast Shoes | Upper portion made of soft canvas with hook and loop fastening is easy to adjust fitting, beveled rocker sole allows easy walking motion and balance, and outsole with ripple pattern helps to prevent slipping and provide secure ambulation.
DANYANG KANGJU OPTICAL GLASSES CO.,LTD | الصين | China | ME0000010536SFDAA00001 | Optical Lenes | Optica | Plastic lenses to correct eyesight | عدسات مصنعة من البلاستيك مختلف الدرجات المستخدمة بالنظارات الطبية
Danyang wishful optical.,oc.,ltd | الصين | China | ME0000021148SFDAA00001 | YASINI | optical resin lenses | optical lenses | عدسه على شكل دائري جاهزة للقص والتركيب في مراكز البصريات
Anhui Putian Plastic Industry Co.,Ltd | الصين | China | ME0000019351SFDAA00004 | PACKTOP | Sterilization Pouches | Sterilization Reel made from medical grade paper + PE/PP laminated transparent film +chemical indicators. The product use for packing instruments which need sterilization and provide a sterile barrier system in a certain amount of time after finish sterilization. The unique medical grade paper is resistance of bacteria and microorganisms, but the sterilization agents can well permeate inside to degerm bacteria and microorganisms. PE/PP laminated transparent film can bear high temperature and clearly see inside instruments. Chemical indicators will help end user to check the sterilization process is completely.
Zhejiang Bangli Medical Products Co. Ltd. | الصين | China | ME0000010605SFDAA00002 | SafaMed | Snoring Nasal Strips | nasal strips | لصقة أنف
ANJI SPENQ INDUSTRIAL CO., LTD. | الصين | China | ME0000011938SFDAA00003 | Mob Cap Non Woven | Mob Cap Non Woven | Comfortable caps feature an elastic band opening that easily covers all the hair styles.
Foshan Dongfang Medical Equipment Manufactory LTD. | الصين | China | ME0000007500SFDAA00040 | HOME CARE FACILITIES | HOME CARE FACILITIES | HOME CARE FACILITIES
Foshan Dongfang Medical Equipment Manufactory LTD. | الصين | China | ME0000007500SFDAA00042 | WALKING STICK | WALKING STICK | WALKING STICK
Foshan Dongfang Medical Equipment Manufactory LTD. | الصين | China | ME0000007500SFDAA00041 | WALKER | WALKER | WALKER
Multicare(wuxi) Medical Device Co.,LTD | الصين | China | ME0000021150SFDAA00001 | Disposable Pressure Infuser | Disposable Pressure Infuser | Device for medical units use pressure method to accelerate the amount of liquid or plasma when they rescue the patients in emergency.
Zhejiang Bangli Medical Products Co. Ltd. | الصين | China | ME0000010605SFDAA00001 | SafaMed | Cooling Gel Patch | cooling patch 4*10cm , 5*12cm | كمادات لتخفيف الحرارة
ANJI SPENQ INDUSTRIAL CO., LTD. | الصين | China | ME0000011938SFDAA00012 | Gauze Swabs | Non Sterile Gauze Swabs | Idel for wound dressings,wound packing and general wound care.
Foshan Dongfang Medical Equipment Manufactory LTD. | الصين | China | ME0000007500SFDAA00038 | BATH BENCH | BATH BENCH | BATH BENCH
SUMBOW MEDICAL INSTRUMENTS CO.,LTD. | الصين | China | ME0000020838SFDAA00005 | SUMBOW Sterilization Pouch and Reel | Sterilization Pouch and Reel | Sterilization Pouch and Reel | اكياس ولفافات تعقيم
SUMBOW MEDICAL INSTRUMENTS CO.,LTD. | الصين | China | ME0000020838SFDAA00004 | SUMBOW NON-WOVEN SHOE COVER | DISPOSABLE SHOE COVER | DISPOSABLE SHOE COVER | غطاء غير منسوج للقدم
Shanghai Fourier Intelligence Co., Ltd | الصين | China | ME0000017952SFDAA00001 | Fourier Intelligence | Upper-Limb Rehabilitation Auxiliary | Upper-Limb Rehabilitation Auxiliary Equipment | جهاز تمرين وتأهيل الأطراف العلوية
ANJI SPENQ INDUSTRIAL CO., LTD. | الصين | China | ME0000011938SFDAA00005 | Heat-sealing Sterilization Flat Reel | Heat-sealing Sterilization Flat Reel | It has the function of microbial barrier, which can prevent microorganisms from entering and provide aseptic protection, so that medical equipment products are sterile inside.
Suzhou Sunmed Co,Ltd | الصين | China | ME0000005851SFDAA00018 | Verona | Kinesiology Tape | Kinesiology Tape
Danyang wishful optical co.,ltd | الصين | China | ME0000021182SFDAA00001 | YASINI | optical resin lenses | optical lenses
SHAOXING MEDPLY MEDICAL PRODUCTS CO., Ltd. | الصين | China | ME0000007344SFDAA00011 | GAUZe ROLL | Absorbent Gauze Roll | Parts of gauze for use in many purposes
ANJI SPENQ INDUSTRIAL CO., LTD. | الصين | China | ME0000011938SFDAA00011 | non woven swabs | non sterile non woven swabs | Idel for wound dressings,wound packing and general wound care.
ANJI SPENQ INDUSTRIAL CO., LTD. | الصين | China | ME0000011938SFDAA00009 | Surgical gown SMS\SMMS | Surgical gown SMS\SMMS | it can be used in clinic, laboratory, dust-free workshop, medical and health care.
Firstar Healthcare Co., Ltd | الصين | China | ME0000010764SFDAA00004 | VENOM EXTRACTOR KIT | VENOM EXTRACTOR KIT | VENOM EXTRACTOR
Lakong Medical Devices Co., Ltd. | الصين | China | ME0000011803SFDAA00008 | tpc Wet Vacuum System | vacum pump | dental operative unit and accessories is an AC-powered device that is intended to supply power to and serve as a base for other dental devices, such as a dental handpiece, a dental operating light, an air or water syringe unit, and oral cavity evacuator, a suction operative unit, and other dental devices and accessories. The device may be attached to a dental chair.
hubei excelmed non-woven products co., ltd | الصين | China | ME0000009677SFDAA00001 | NON WOVEN SHOE COVER | NON WOVEN SHOE COVER | NON WOVEN SHOE COVER
Chengdu Cryo-Push Medical Technology Co.,Ltd. | الصين | China | ME0000018470SFDAA00004 | Disposable Endotracheal Tube Holder (Universal) | Disposable Catheter Holder | Disposable Endotracheal Tube Holder (Universal) | حامل أنبوب القصبة الهوائية
SUMBOW MEDICAL INSTRUMENTS CO.,LTD. | الصين | China | ME0000021094SFDAA00001 | Sumbow PP + PE Film Coated Isolation Gown | Sumbow PP + PE Film Coated Isolation Gown | Personal Protective Equipment
Jiangsu Cureguard Glove Co., Ltd | الصين | China | ME0000021104SFDAA00001 | Sanita Serv-U & Sanita | Disposable Glove | SingleuseDevice | قفازات للاستعمال المتعدد
ANJI SPENQ INDUSTRIAL CO., LTD. | الصين | China | ME0000011938SFDAA00010 | POP bandage | PLASTER OF PARIS BANDAGE | its can be used to clean the surface of the medical supplies and other objects. can be used for a varety of uses.
SHANGHAI HUA EN INDUSTRIAL CO., LTD | الصين | China | ME0000005855SFDAA00030 | DAPPIN DISH | DAPPIN DISH | MATERIAL MIXER
ANJI SPENQ INDUSTRIAL CO., LTD. | الصين | China | ME0000011938SFDAA00004 | DENTAL BIB | DENTAL BIB | For dental, gastroscopy treatment, when dental patients in the examination of the oral cavity, put this pad in front of the chest, can avoid blood, saliva and other drops on clothes, resulting in pollution.
Anhui Putian Plastic Industry Co.,Ltd | الصين | China | ME0000019351SFDAA00005 | PACKTOP | Flat sterilization reel | Sterilization Reel made from medical grade paper + PE/PP laminated transparent film +chemical indicators. The product use for packing instruments which need sterilization and provide a sterile barrier system in a certain amount of time after finish sterilization. The unique medical grade paper is resistance of bacteria and microorganisms, but the sterilization agents can well permeate inside to degerm bacteria and microorganisms. PE/PP laminated transparent film can bear high temperature and clearly see inside instruments. Chemical indicators will help end user to check the sterilization process is completely
Shenzhen Aboel Electronic Technology Co.Ltd | الصين | China | ME0000021470SFDAA00003 | Water Jet Beauty | Oral Irrigation | Portable Tools for Deep Teeth cleansing | اداة محمولة لغسيل الاسنان بالماء
Nanjing J Sun Trading Co.,Ltd | الصين | China | ME0000021459SFDAA00001 | L&S CARE Disposable Vinyl gloves Powder free | Disposable Vinyl gloves Powder free | Disposable Vinyl gloves Powder free
ANJI SPENQ INDUSTRIAL CO., LTD. | الصين | China | ME0000011938SFDAA00007 | AKM SHOE COVER | shoe cover | It is used in public places, such as at hospital, food industry, cleanroom, laboratory
Hefei Jingcheng Plastic Products Co., Ltd. | الصين | China | ME0000011746SFDAA00061 | Indicator Card | Indicator Card | Steam indicator strip
Hubei Raymed Protective Products co.,Ltd | الصين | China | ME0000021208SFDAA00001 | 7 days NON-WOVEN SHOES COVER | Shoe cover | A Non-woven show cover
Fujian Dashan Paper Co., Ltd | الصين | China | ME0000021433SFDAA00002 | Nateen Underpad | Underpad | Underpads | مفارش صحية
Hefei Jingcheng Plastic Products Co., Ltd. | الصين | China | ME0000011746SFDAA00062 | MIXING TIP | MIXING TIP | plastic mixing tip
Hubei Raymed Protective Products co.,Ltd | الصين | China | ME0000021205SFDAA00001 | 7 days CPE SHOES COVER | Shoe cover | An apparel to cover shoe
Fujian Dashan Paper Co., Ltd | الصين | China | ME0000021425SFDAA00003 | Nateen Adult Diaper | Adult Diaper | Disposable adult diaper | حفاضات لكبار السن
Grace Guangzhou Health Shoes Co.,Ltd | الصين | China | ME0000019417SFDAA00002 | Anti-Varus Shoes | Orthopedic Footwear | Anti-Varus shoes are used for the treatment of in-toeing and forefoot Varus.
Shanghai Kinmed Import & Export Co. Ltd. | الصين | China | ME0000020319SFDAA00001 | Dental Bib | Dental Bib | for production
Suzhou Jasking medical equipment Co., Ltd | الصين | China | ME0000021683SFDAA00001 | POWER WHEELCHAIR | POWER WHEELCHAIR | MEDICAL WHEELCHAIR
Foshan Dongfang Medical Equipment Manufactory LTD. | الصين | China | ME0000007500SFDAA00039 | COMMODE | COMMODE | COMMODE Chair
Winner Medical Co., Ltd. | الصين | China | ME0000005421SFDAA00036 | Orthopedic Casting Tape | Orthopedic Casting Tape | Upgrade orthopedic casting tape substitute for traditional plaster bandages. Usage: Applied to fix the affected part in case of occurrent injuries in bone or ligament muscle by traffic accident or exercise, climbing etc. Raw material: Casting tape is composed of fiberglass or polyester fiber of soaked and casting polyurethane
ANJI SPENQ INDUSTRIAL CO., LTD. | الصين | China | ME0000011938SFDAA00002 | isolation gown non woven | isolation gown non woven | It is used for laboratory, dust-free workshop, medical and health care, food industry, cleaning and daily life, etc
ANHUI GUOHONG INDUSTRIAL & TRADING CO., LTD | الصين | China | ME0000010668SFDAA00010 | PE filmed Isolation Gown | PE filmed Isolation Gown | Isolation Gown Single Use
WUHAN JINGUANG ELECTRONIC APPLIANCES CO.,LTD | الصين | China | ME0000019791SFDAA00004 | JG | Dental Retractor | Dental retractor used to retract the mouth.
Shanghai Kinmed Import & Export Co., Ltd. | الصين | China | ME0000002566SFDAA00065 | PBT Bandage | PBT Bandage | PBT Bandage
Changzhou Hualian Health Dressing Co. Ltd | الصين | China | ME0000005702SFDAA00003 | Boots Pharmaceuticals Zinc Oxide Tape | Boots Pharmaceuticals Zinc Oxide Tape | Boots Pharmaceuticals Zinc Oxide Tape | بوتس الدوائية - شريط اكسيد الزنك
IDEAL HOUSEW ARE CO., LTD | الصين | China | ME0000017665SFDAA00001 | babyzone | manual breast pump | ldeal Pump for Breast Care For extract remained breast milk to help stimulate lactation. Plastic shield fits naturally to breast | مضخة مثالية للعناية بالثدي لاستخراج حليب الثدي المتبقي للمساعدة في تحفيز الرضاعة. درع بلاستيكي يتناسب بشكل طبيعي مع الثدي
ZHEJIANG MEDIUNION HEALTHCARE GROUP CO.,LTD | الصين | China | ME0000017157SFDAA00027 | Pad | Incontinence pads | Collect body waste
Anqing Tianrun Paper Packaging Co.,Ltd. | الصين | China | ME0000019183SFDAA00004 | BARRIER FILM | BARRIER FILM | This barrier film is made by leached virgin wood pulp. | فيلم الحاجز
Anqing Tianrun Paper Packaging Co.,Ltd. | الصين | China | ME0000019183SFDAA00001 | STERILIZATION FLAT REEL | STERILIZATION FLAT REEL | STERILIZATION FLAT REEL | التعقيم بكرة مسطحة
SHANGHAI HUA EN INDUSTRIAL CO., LTD | الصين | China | ME0000005855SFDAA00032 | detachable face shield | detachable face shield | safety face shield
Guangdong Kaiyang Medical Technology Group Co. Ltd. | الصين | China | ME0000005619SFDAA00026 | K Aluminum wheelchair | K Aluminum wheelchair | Wheelchair
ANJI SPENQ INDUSTRIAL CO., LTD. | الصين | China | ME0000011938SFDAA00008 | Self-sealing sterilization pouch | Self-sealing sterilization pouch | It has the function of microbial barrier, which can prevent microorganisms from entering and provide aseptic protection, so that medical equipment products are sterile inside.
Grace Guangzhou Health Shoes Co.,Ltd | الصين | China | ME0000019417SFDAA00003 | Cerebral palsy Shoes | Orthopedic Footwear | For feet with extreme varus or valgus instability. For children with problems with ligaments in the lower limb area. For kids with the deterioration of the talo-crural join. For children who wear AFO or inner shoe
TANGSHAN UMG MEDICAL INSTRUMENT CO,.LTD. | الصين | China | ME0000021547SFDAA00001 | UMG | Dental Disposable Products | Disposable Products used for dental clinics
HANGZHOU KEBO ORTHOPAEDIC REHABILITATION EQUIPMENT LIMITED | الصين | China | ME0000021311SFDAA00001 | UPPER LOWER LIMB ORTHOSIS | UPPER LOWER LIMB ORTHOSIS | ADULT SHOULDER ABDUCTION BRACE
Anqing Baojie Packaging Co Ltd | الصين | China | ME0000005595SFDAA00003 | BAJAYPACK | DENTAL BIBS | protect patient form fluids
Suzhou Jasking medical equipment Co., Ltd | الصين | China | ME0000021680SFDAA00001 | COMMODE CHAIR | COMMODE CHAIR | MEDICAL COMMODE CHAIR
Changzhou Hualian Health Dressing Co. Ltd | الصين | China | ME0000005702SFDAA00001 | Boots Pharmaceuticals Cohesive Support Bandage | Boots Pharmaceuticals Cohesive Support Bandage | Boots Pharmaceuticals Cohesive Support Bandage | بوتس الدوائية - ضماد داعم
Changzhou Hualian Health Dressing Co. Ltd | الصين | China | ME0000005702SFDAA00002 | Boots Pharmaceuticals Microporous Tape | Boots Pharmaceuticals Microporous Tape | Boots Pharmaceuticals Microporous Tape | بوتس الدوائية - شريط ميكروبورس اللاصق
Sumbow Medical Instruments Co., Ltd. | الصين | China | ME0000005771SFDAA00237 | Sumbow HOT WATER BAG | Hot water bag | A Flat, oblong container filled with hot water | وعاء مسطح مملوء بالماء الحار
Shanghai Kinmed Import & Export Co., Ltd. | الصين | China | ME0000002566SFDAA00062 | Shoe Cover | Shoe Cover | Shoe Cover
Hangzhou valued Medtech co., Ltd | الصين | China | ME0000007946SFDAA00004 | VALUEDMED | DISPOSABLE CAMERA SLEEVE | Dust prevention
Anqing Baojie Packaging Co Ltd | الصين | China | ME0000005595SFDAA00005 | BAJAYPACK | sterilization reel | MEDICAL SELF-SEALING STERILIZATION POUCHES
Danyang Huayun Optical Glasses Co.,Ltd | الصين | China | ME0000021711SFDAA00001 | ATY | optical lenses | 1- Be sure to measure the lens. 2- The lens is set and 3 dots are placed in the middle of the lens exactly according to the axis determined by the doctor (line of sight). 3- Write on the right lens ( R ) and write on the left lens ( L ). 4- Put the lens in the lens cutting machine and we determine on the screen of the machine where the lens is cut because it varies according to the type of frame whether it is frame is full frame or half frame or glass or against breakage ( polycarbonate ). 5- Give the machine an operation and then drop the lens on the machine stone with water running on the lens for not breaking it and facilitate the shear, take about a minute and a half then go to the polishing stage. 6- Drill the lens blade to be installed in the frame. 7- The lens is installed in the frame. 8- Wear the glasses in the face.
SUZHOU SUNMED CO., LTD | الصين | China | ME0000009517SFDAA00006 | Health & smart | Hot Water Bag | keep water warm | Keep water warm
SUZHOU SUNMED CO., LTD | الصين | China | ME0000009517SFDAA00001 | Health &smart | medical adheisve tape( fever patch) | fever patch for children and adult for:fever,sunstroke , after vaccination | لصقة الحمى للأطفال والكبار من أجل: الحمى ، ضربة الشمس ، بعد التطعيم
Anqing Tianrun Paper Packaging Co.,Ltd. | الصين | China | ME0000019183SFDAA00002 | SELF SEALING STERILIZATION POUCH | SELF SEALING STERILIZATION POUCH | SELF SEALING STERILIZATION POUCH | كيس التعقيم الذاتي الختم
SUMBOW MEDICAL INSTRUMENTS CO.,LTD. | الصين | China | ME0000020838SFDAA00003 | SUMBOW cap | Surgeon cap/Nurse cap/Strip cap | NON WOVEN CAP | غطاء غير منسوج للرأس
Sumbow Medical Instruments Co., Ltd. | الصين | China | ME0000005771SFDAA00236 | SUMBOW CREPE ELASTIC BANDAGE | CREPE ELASTIC BANDAGE | LIGHT WEIGHT BANDAGE FOR COMPRESSION AND SUPPORT .
Sumbow Medical Instruments Co., Ltd. | الصين | China | ME0000005771SFDAA00236 | SUMBOW CREPE ELASTIC BANDAGE | CREPE ELASTIC BANDAGE | LIGHT WEIGHT BANDAGE FOR COMPRESSION AND SUPPORT .
Sumbow Medical Instruments Co., Ltd. | الصين | China | ME0000005771SFDAA00236 | SUMBOW CREPE ELASTIC BANDAGE | CREPE ELASTIC BANDAGE | LIGHT WEIGHT BANDAGE FOR COMPRESSION AND SUPPORT .
Anqing Baojie Packaging Co Ltd | الصين | China | ME0000005595SFDAA00004 | BAJAYPACK | Barrier Film | prevent cross infection from patient to other in same touching place on dental unit
Shanghai Kinmed Import & Export Co., Ltd. | الصين | China | ME0000002566SFDAA00064 | Caps | Caps | Caps
Hefei Jingcheng Plastic Products Co., Ltd. | الصين | China | ME0000011746SFDAA00069 | Dental Bib | Dental Bib | Dental Bib
Hefei Jingcheng Plastic Products Co., Ltd. | الصين | China | ME0000011746SFDAA00069 | Dental Bib | Dental Bib | Dental Bib
Anqing Tianrun Paper Packaging Co.,Ltd. | الصين | China | ME0000019183SFDAA00003 | DENTAL BIB | DENTAL BIB | DENTAL BIB | مريلة الأسنان
DRAGON MEDICAL CO.,LTD | الصين | China | ME0000005075SFDAA00001 | Emergency Trolley | Emergency Trolley | Emergency Trolley
DRAGON MEDICAL CO.,LTD | الصين | China | ME0000005075SFDAA00005 | Examination Lamp | Examination Lamp | Examination Lamp
Suzhou Jasking medical equipment Co., Ltd | الصين | China | ME0000021681SFDAA00001 | ELECTRIC HOSPITAL BED | ELECTRIC HOSPITAL BED | MEDICAL ELECTRIC HOSPITAL BED
GRI Medical & Electronic Technology Co.,Ltd | الصين | China | ME0000011642SFDAA00003 | Ecolab | Patient position straps | Patient position straps
ANHUI GUOHONG INDUSTRIAL AND TRADING CO.,LTD. | الصين | China | ME0000021761SFDAA00001 | NOUVETA VINYL GLOVE | Poly Vinyl Chloride Glove | Poly Vinyl Chloride Examination Glove | قفازات فينيل
Henan Lusterdent Medical Instrument Co., Ltd | الصين | China | ME0000001698SFDAA00021 | Diamond Burs | Diamond Burs | Diamond Burs | معدات خاصة بالاسنان
Henan Lusterdent Medical Instrument Co., Ltd | الصين | China | ME0000001698SFDAA00021 | Diamond Burs | Diamond Burs | Diamond Burs | معدات خاصة بالاسنان
Yangzhou Super Union Import & Export Co., Ltd. | الصين | China | ME0000019539SFDAA00004 | BRUISAID COTTON SURGICAL TAPE | COTTON SURGICAL TAPE | Heavy duty medical dressing, made of high backing woven silk like cloth | لصقة للجروح , والكدمات والخدوش والقرح
Sumbow Medical Instruments Co., Ltd. | الصين | China | ME0000005771SFDAA00229 | SUMBOW GAUZE SWAB | GAUZE SWAB | A NON SRERILE PIECE OF MATERIAL MADE OF COTTON USED WITH OINTMENT TO CLEAN AND COVER OPEN CUTS OR WOUNDS.
Sumbow Medical Instruments Co., Ltd. | الصين | China | ME0000005771SFDAA00238 | PP DOCTOR /SURGEON CAP | Disposable non woven cap | PROTECTIVE CLOTHING WEARED BY DOCTORS ON HEAD.
Sumbow Medical Instruments Co., Ltd. | الصين | China | ME0000005771SFDAA00230 | Sumbow PP ISOLATION GOWN | PP ISOLATION GOWN | PROTECTIVE GOWN USED IN HOSPITALS.
Yangzhou Super Union Import and Export Co Ltd | الصين | China | ME0000021988SFDAA00001 | BRUISAID TRANSPARENT SURGICAL TAPE | ADHESIVE BANDAGE | an adhesive substance spread on fabric or other suitable backing material, for application to the skin | لصقة للجروح , والكدمات والخدوش والقرح
Shanghai Bene High pressure Container Co., Ltd | الصين | China | ME0000011913SFDAA00001 | BEYIWOD | GAS CYLINDER | cylinder air pressure
Hangzhou Westlake Biomaterial Co. Ltd | الصين | China | ME0000007630SFDAA00012 | Orthodontic Instruments | Orthodontic Instruments | Orthodontic Metal Instruments.
Tianchang City Guomao Plastic Industry Co., Ltd. | الصين | China | ME0000016539SFDAA00027 | Medical Sterilization Indicator Strip | Medical Sterilization Indicator Strip | Indication Strip
Hangzhou Westlake Biomaterial Co. Ltd | الصين | China | ME0000007630SFDAA00011 | Extraoral Appliances | Extraoral Appliances | metal and rubber extraoral appliances designed to achieve a desired effect on growth of the dent maxillary complex.
Anhui Intco Medical Products Co., Ltd. | الصين | China | ME0000006152SFDAA00007 | Basic Vinyl Synmax Exam Gloves | Vinyl Exam Gloves | Vinyl Exam Gloves
Shanghai Channelmed Import & Export Co., Ltd | الصين | China | ME0000008893SFDAA00040 | SafaMed | Vinyl Examination Gloves | Vinyl Gloves | قفازات
Henan Lusterdent Medical Instrument Co., Ltd | الصين | China | ME0000001698SFDAA00023 | Diamond Burs | Diamond Burs | Dental instruments | معدات خاصة بالاسنان
Henan Lusterdent Medical Instrument Co., Ltd | الصين | China | ME0000001698SFDAA00023 | Diamond Burs | Diamond Burs | Dental instruments | معدات خاصة بالاسنان
Yangzhou Super Union Import & Export Co., Ltd. | الصين | China | ME0000019539SFDAA00005 | BRUISAID SILK SURGICAL TAPE | ADHESIVE BANDAGE | Heavy duty medical dressing, made of high backing woven silk like cloth | لصقة للجروح , والكدمات والخدوش والقرح
Xiantao Tongda Non-Woven Products Co., Ltd | الصين | China | ME0000017096SFDAA00002 | Morntrip | N/A | رداء عازل وقائي
ANJI SPENQ INDUSTRIAL CO., LTD. | الصين | China | ME0000011938SFDAA00006 | Coverall | Coverall | It is used for laboratory, dust-free workshop, medical and health care, food industry, cleaning and daily life,
Shanghai Kinmed Import & Export Co., Ltd. | الصين | China | ME0000002566SFDAA00063 | GAUZE ROLLS | GAUZE ROLLS | GAUZE ROLLS
guangdong kaiyang medical technology group co., ltd. | الصين | China | ME0000014369SFDAA00009 | KAIYANG COMMODE CHAIR | COMMODE CHAIR | ALMONIUM COMMODE CHAIR WITH WHEEL OR WITHOUT WHEEL< WITH HAND SET AND LEG SET ALSO WITH PLASTIC FABRIC | كرسي حمام بعجلات وبدون عجلات
Sumbow Medical Instruments Co., Ltd. | الصين | China | ME0000005771SFDAA00239 | Hot Water Bag | Hot Water Bag | Hot Water Bag
guangdong kaiyang medical technology group co., ltd. | الصين | China | ME0000014369SFDAA00008 | KAIYANG MANUAL WHEELCHAIR | MANUAL WHEELCHAIR | The manual wheelchair is mainly composed of a frame, cap ned, seat back pad armrest, fender apron, detachable foot support pedal, front wheel assembly, back wheel assembly, uninstalling handle and brake | كرسي اعاقة بعجلات يدوي
JIANGXI RAINBOW MEDICAL PRODUCTS CO., LTD | الصين | China | ME0000021953SFDAA00001 | TOP CARE Vinyl Exam Glove | Vinyl Powder Free Examination Gloves | Medical Examination Gloves.
ANJI SPENQ INDUSTRIAL CO., LTD. | الصين | China | ME0000011938SFDAA00013 | DRY WIPES | DRY WIPES NON-WOVEN | 1. peel off the easy-tear mouth to take the wipes out of bag. 2. Cleaning the surface of medical supplies and other objects. 3. Can be used for a variety of uses 4. Do not flush into the closestool.
Jianlian Homecare Products Co.,LTD | الصين | China | ME0000005921SFDAA00022 | JIANLIAN | ROLLATOR | Helping people with special needs | مساعده ذوى الاحتياجات الخاصة
Grace Guangzhou Health Shoes Co.,Ltd | الصين | China | ME0000019417SFDAA00004 | Flat-foot Shoes | Orthopedic Footwear | Flat foot shoes are used as a support to relieve pressure on the arch of the foot and reduce pain
Jiangsu Yuyue Medical Equipment and Supply Co., Ltd. | الصين | China | ME0000005037SFDAA00006 | Air mattress | Air mattress | Air mattress
ZHEJIANG MEDIUNION HEALTHCARE GROUP CO.,LTD | الصين | China | ME0000017157SFDAA00028 | Wipes | Wipes | The dry wipes will be used for cleaning the patient during bathing or during any other type of discharge on or from the body. It is an alternative to tissues or towels. This is not intended to be used on wounds and only for cleaning or wiping the patient or any other object.
Zhengzhou Yupintang Medical Instrument Co.,Ltd | الصين | China | ME0000022176SFDAA00001 | Medical Cooling Gel Patch | Medical Cooling Gel Patch | Cooling Gel Patch
ANHUI GUOHONG INDUSTRIAL&TRADING CO.,LTD. | الصين | China | ME0000007263SFDAA00004 | DISPOSABLE VINYL GLOVES | DISPOSABLE VINYL GLOVES | disposable Gloves for Single Use
Shanghai Kinmed Import & Export Co., Ltd. | الصين | China | ME0000002566SFDAA00066 | Shoe Cover | Shoe Cover | Shoe Cover
Sumbow Medical Instruments Co., Ltd. | الصين | China | ME0000005771SFDAA00235 | Sumbow CPE shoe cover | SHOE COVER | A durable covering for the human foot.
Sumbow Medical Instruments Co., Ltd. | الصين | China | ME0000005771SFDAA00235 | Sumbow CPE shoe cover | SHOE COVER | A durable covering for the human foot.
WENZHOU HIEASY IMPORT&EXPORT COMPANY LIMITED | الصين | China | ME0000019118SFDAA00001 | Spectacle Frames | READING GLASSES | READING GLASSES | نظارة للقراءة
Danyang Huayun Optical Glasses Co.,Ltd | الصين | China | ME0000021711SFDAA00002 | BEST | Optical Lenses | 1- Be sure to measure the lens. 2- The lens is set and 3 dots are placed in the middle of the lens exactly according to the axis determined by the doctor (line of sight). 3- Write on the right lens ( R ) and write on the left lens ( L ). 4- Put the lens in the lens cutting machine and we determine on the screen of the machine where the lens is cut because it varies according to the type of frame whether it is frame is full frame or half frame or glass or against breakage ( polycarbonate ). 5- Give the machine an operation and then drop the lens on the machine stone with water running on the lens for not breaking it and facilitate the shear, take about a minute and a half then go to the polishing stage. 6- Drill the lens blade to be installed in the frame. 7- The lens is installed in the frame. 8- Wear the glasses in the face.
WENZHOU HIEASY IMPORT&EXPORT COMPANY LIMITED | الصين | China | ME0000019173SFDAA00001 | Spectacle Frames | READING GLASSES | READING GLASSES | نظارة للقراءة
ANJI HONGDE MEDICAL PRODUCTS CO., LTD. | الصين | China | ME0000010888SFDAA00080 | HD PLASTER OF PARIS BANDAGE | PLASTER OF PARIS BANDAGE | The Plaster of Paris bandage comes wrapped around a plastic spool, which is designed to allow rapid and even wetting upon immersion. Once wet the bandage sets, forming a hard and rigid structure that is both porous and absorbent. It is suitable for instant use and for treatment after surgery. Moreover, it is also can be used for model making, such as mask, mould, children toys etc.
Foshan Yikang Medical Technology Co., Ltd | الصين | China | ME0000022315SFDAA00001 | Wheelchair | Wheelchair | Medical Wheelchair
ANJI HONGDE MEDICAL PRODUCTS CO., LTD. | الصين | China | ME0000010888SFDAA00081 | HD COHESIVE BANDAGE | SELF-ADHESIVE BANDAGE | Cohesive bandage is a type of bandage that coheres to itself but doesn’t adhere well to skin, hair or other materials. This makes it an ideal solution for any taping job that requires tape to be wrapped around a limb without the commonly associated pain of waxing the hair off your skin when it comes to removal.
DRAGON MEDICAL CO.,LTD | الصين | China | ME0000005075SFDAA00008 | Stretcher | Stretcher | Stretcher
ANJI HONGDE MEDICAL PRODUCTS CO., LTD. | الصين | China | ME0000010888SFDAA00073 | HD GAUZE SWAB | GAUZE SWAB | Non-Sterile Gauze Swabs are suitable for closed wounds. They are useful for providing soft cushioning support or coverage to a bruise or any other related wound.
ANJI HONGDE MEDICAL PRODUCTS CO., LTD. | الصين | China | ME0000010888SFDAA00077 | HD CONFORMING BANDAGE | ELASTIC BANDAGE | Conforming bandage dressing fixed special positions. After burn compression bandaging. Varicose veins of lower extremity bandaging. Splint fixation. Fixed joint protection. Veterinary bandaging and grooming.
ANJI HONGDE MEDICAL PRODUCTS CO., LTD. | الصين | China | ME0000010888SFDAA00078 | HD HIGH ELASTIC BANDAGE | ELASTIC BANDAGE | High elastic bandage dressing fixed special position. After burn compression bandaging. Varicose veins of lower extremity bandaging. Splint fixation. Fixed joint protection. Veterinary bandaging and grooming.
ANJI HONGDE MEDICAL PRODUCTS CO., LTD. | الصين | China | ME0000010888SFDAA00076 | HD CREPE ELASTIC BANDAGE | ELASTIC BANDAGE | Crepe elastic bandage is a dressing fixed special positions; After burn compression bandaging; Varicose veins of lower extremity bandaging; Splint fixation; Fixed joint protection; Veterinary bandaging and grooming.
ANJI HONGDE MEDICAL PRODUCTS CO., LTD. | الصين | China | ME0000010888SFDAA00074 | HD GAUZE BANDAGE | GAUZE BANDAGE | Gauze is a thin, translucent fabric with a loose open weave. Gauze bandage is pure cotton gauze dressing, soft, well water-absorption, odorless and no side effect to body. These are the ideal type to clean and bind human wound. Gauze is highly important for wound care management. It is used for bandaging a wound, packing a wound and promoting wound healing. Using the right type of medical gauze will help patients to sustain pain, infection and further potential wounds.
Shanghai Channelmed Import & Export Co., Ltd | الصين | China | ME0000008893SFDAA00026 | Channelmed Shoe Cover | Shoe Cover | Shoe cover is made from Non woven PP/CPE/PVC, can be used in hospital or any non-hazardous environment where dirt, grime, splashes and spills are present. It can provide a superior combination of high tensile strength and barrier protection.
Shanghai Channelmed Import & Export Co., Ltd | الصين | China | ME0000008893SFDAA00026 | Channelmed Shoe Cover | Shoe Cover | Shoe cover is made from Non woven PP/CPE/PVC, can be used in hospital or any non-hazardous environment where dirt, grime, splashes and spills are present. It can provide a superior combination of high tensile strength and barrier protection.
Shanghai Channelmed Import & Export Co., Ltd | الصين | China | ME0000008893SFDAA00026 | Channelmed Shoe Cover | Shoe Cover | Shoe cover is made from Non woven PP/CPE/PVC, can be used in hospital or any non-hazardous environment where dirt, grime, splashes and spills are present. It can provide a superior combination of high tensile strength and barrier protection.
ANJI HONGDE MEDICAL PRODUCTS CO., LTD. | الصين | China | ME0000019928SFDAA00001 | HD ZINC OXIDE TAPE | SPORTS TAPE | Zinc oxide adhesive plaster, backing material is cotton and coated with zinc oxide natural glue and hot melt glue, provides strong fixation, 100% cotton of carrier allows skin perspiration, tears easily by hand and provides strong fixation.
ANJI HONGDE MEDICAL PRODUCTS CO., LTD. | الصين | China | ME0000010888SFDAA00072 | HD GAUZE ROLL | GAUZE ROLL | Gauze is a thin, translucent fabric with a loose open weave. This product is pure cotton gauze dressing, soft, well water-absorption, odorless and no side effect to body. These are the ideal type to clean and bind human wound. Gauze is highly important for wound care management. It is used for bandaging a wound, packing a wound and promoting wound healing. Using the right type of medical gauze will help patients to sustain pain, infection and further potential wounds.
ANJI HONGDE MEDICAL PRODUCTS CO., LTD. | الصين | China | ME0000010888SFDAA00068 | HD CAST PADDING | CAST PADDING | Cast Padding is used to pad sensitive bony prominences and to protect skin under a Plaster of Paris splint or cast.
ANJI HONGDE MEDICAL PRODUCTS CO., LTD. | الصين | China | ME0000010888SFDAA00070 | HD CASTING SPLINT | ORTHOPEDIC CASTING SPLINT | Casting Splint is composed by manifold layers of orthopedic casting tapes and especially non-woven fabrics. It is characterized by better viscosity, fast drying time, high rigidness after dying and light weight. Due to better bio compatibility, polyurethane is widely used in medical places. Polyurethane was non-toxic and no-induced distortion, no local irritation and no allergic reaction.
ANJI HONGDE MEDICAL PRODUCTS CO., LTD. | الصين | China | ME0000010888SFDAA00066 | HD PE TAPE | MEDICAL TAPE | PE material with micro-holes; Hypoallergenic; Good air permeability; Soft and comfortable; Easy tear by hand in longitude and latitude directions.
Lakong Medical Devices Co., Ltd. | الصين | China | ME0000011803SFDAA00009 | TPC | TPC Mobile Cart | TPC Mobile Cart
ANJI HONGDE MEDICAL PRODUCTS CO., LTD. | الصين | China | ME0000010888SFDAA00063 | HD ABSORBENT COTTON ROLL | ABSORBENT COTTON ROLL | Absorbent cotton is used for surgical dressings, cosmetic purposes etc. It is also known as Surgical Cotton or Cotton Wool. It is mainly used for medical purposes in hospitals, dispensaries and nursing homes to absorb the body fluids.
ANJI HONGDE MEDICAL PRODUCTS CO., LTD. | الصين | China | ME0000019926SFDAA00001 | HD BABY HAT | STOCKINETTE BABY HAT | Baby Hat is used the same material as tubular bandage. Just make it into hat shape.
ANJI HONGDE MEDICAL PRODUCTS CO., LTD. | الصين | China | ME0000010888SFDAA00065 | HD SILK TAPE | MEDICAL TAPE | Silk Tape is a silk-like general purpose surgical tape, which may be used for many different applications such as securing bulky dressings, tubing and small splints. The latex-free hypoallergenic adhesive offers high strength adhesion that is gentle to the skin.
ANJI HONGDE MEDICAL PRODUCTS CO., LTD. | الصين | China | ME0000010888SFDAA00069 | HD LAP SPONGE | ABDOMINAL PAD | A common use for a laparotomy sponge is as a tool to absorb fluids around the surgical field. This can make it easier for the surgeon to see. In combination with suction, the sponges can keep the field as dry as possible, allowing the team to clearly Visualize the area of interest so they can perform the procedure. Laparotomy sponges can also be used when it’s necessary to apply pressure, as they help distribute the pressure and stop bleeding.
Taizhou Xinkang Medical Materials Co., Ltd | الصين | China | ME0000022431SFDAA00001 | Cloth Cleaning | Gauze Sponge | gauze swabs
ANJI HONGDE MEDICAL PRODUCTS CO., LTD. | الصين | China | ME0000019844SFDAA00001 | HD COTTON BALL | COTTON BALL | Absorbent cotton is used for surgical dressings, cosmetic purposes etc. It is mainly used for medical purposes in hospitals, dispensaries and nursing homes to absorb the body fluids.
ANJI HONGDE MEDICAL PRODUCTS CO., LTD. | الصين | China | ME0000010888SFDAA00064 | HD NET TUBULAR BANDAGE | STOCKINETTE NET TUBULAR BANDAGE | Net Tubular Bandage is used to protect the wounds, acting as a mechanical barrier.
Sonoscape Medical Corp | الصين | China | ME0000014680SFDAA00031 | Trolley | Trolley | Trolley is designed to streamline the workflow, also for transport and storage of the Endoscopy system in a stable and reliable manner
ANJI HONGDE MEDICAL PRODUCTS CO., LTD. | الصين | China | ME0000019885SFDAA00001 | HD DENTAL COTTON ROLL | DENTAL COTTON ROLL | Dental cotton rolls are used to absorb saliva and other fluids to help keep operative areas free of excess moisture. These small rolls of cotton can be placed in a patient's mouth at the outset of treatment. They should be able to absorb sufficient fluids to aid the treatment, and they also should not stick to oral tissue when they are removed from the mouth following treatment.
ANJI HONGDE MEDICAL PRODUCTS CO., LTD. | الصين | China | ME0000010888SFDAA00075 | HD TRIANGULAR BANDAGE | GAUZE BANDAGE | Triangular bandages can be used as large dressings, as slings to support a limb, or to secure a dressing in place.
ANJI HONGDE MEDICAL PRODUCTS CO., LTD. | الصين | China | ME0000010888SFDAA00067 | HD CASTING TAPE | CASTING TAPE | 1.Firmness: Polymer bandages are very protective and can resist the sudden impact of accidental injury on the healing site. 2.Portability: Polymer bandage is lighter and thinner than gypsum. Reduce the burden of human activities, not resulting in mobility. 3.Breathability: The substrate woven by special technology has good air permeability, thus overcoming the itching and irritation caused by other products to the skin.
Guangdong Dayang Medical Technology Co., Ltd. | الصين | China | ME0000007518SFDAA00006 | Manual Wheelchair | Manual Wheelchair | Wheelchair
Guangdong Dayang Medical Technology Co., Ltd. | الصين | China | ME0000007518SFDAA00005 | Electric Hospital Bed | Electric Hospital Bed | Electrical Bed for adult patients
Guangxi EHall Medical Technology Co Ltd | الصين | China | ME0000022510SFDAA00001 | Flow-tip | Flow-tip | Flow-tip
Guangxi EHall Medical Technology Co Ltd | الصين | China | ME0000022508SFDAA00001 | Air water syringe Tips | Air water syringe Tips | Air water syringe Tips
ZHANGJIAGANG NEW FELLOW MED CO., LTD. | الصين | China | ME0000022132SFDAA00001 | Stretcher | STAIR STRETCHER | كرسي لصعود الدرج
ANJI HONGDE MEDICAL PRODUCTS CO., LTD. | الصين | China | ME0000019915SFDAA00001 | HD TUBULAR BANDAGE | STOCKINETTE TUBULAR BANDAGE | Tubular Bandage is applied over a limb to protect skin and body hair from Plaster of Paris bandages.
MENNA MEDICAL TECH. CO., LTD | الصين | China | ME0000019745SFDAA00003 | Tubacain | MEDICAL RETRACTOR | It usually consists of a spreader or hook plate, a rack (or spring, screw) and a handle. Or usually consists of a connecting port and a rod. It is generally made of stainless steel and provided non-sterile. | آلات جراحية متنوعه غير معقمة
DANYANG NEW HOPE IMPORT&EXPORT CO., LTD | الصين | China | ME0000007101SFDAA00017 | EXEMINATION COUCH | EXEMINATION COUCH | :Intended to rovide convenience for Patiant
ZHONGSHAN NEW WEST IMPORT & EXPORT COMPANY LIMITED | الصين | China | ME0000022434SFDAA00001 | COMMODE CHAIRS | COMMODE CHAIRS | MEDICAL COMMODE CHAIRS
Jiangsu Keling Medical Appliances Co., Ltd | الصين | China | ME0000008935SFDAA00006 | Hospital Beds | Hospital Beds | Hospital Bed
Foshan Yikang Medical Technology Co., Ltd | الصين | China | ME0000022133SFDAA00001 | Bath Chair | Bath Chair | Medical Bath Chair
Wuxi Xinzhongrui Baby Supplies Co. Ltd | الصين | China | ME0000014223SFDAA00002 | Adora Manual Breast Pump | Adora Manual Breast Pump | Manual Breast Pump | شفاط ثدي يدوي
MENNA MEDICAL TECH. CO., LTD | الصين | China | ME0000022487SFDAA00001 | Tubacain | Medical Forceps | It usually consists of a pair of superimposed blades. It is generally made of stainless steel. Provided non-sterile | آلات جراحية متنوعه غير معقمة
ANJI HONGDE MEDICAL PRODUCTS CO., LTD. | الصين | China | ME0000010888SFDAA00079 | HD ELASTIC ADHESIVE BANDAGE | ELASTIC ADHESIVE BANDAGE | Elastic adhesive bandage have Fabric Material: High quality elastic cotton substrate; Glue: latex free based adhesive mixture; It is available with different sizes and different color.
Foshan Dongfang Medical Equipment Manufactory LTD. | الصين | China | ME0000007500SFDAA00043 | COMMODE | COMMODE | COMMODE WHEELCHAIRS
Shanghai Kinmed Import & Export Co., Ltd. | الصين | China | ME0000002566SFDAA00067 | Shoe Cover | Shoe Cover | Shoe Cover
DRAGON MEDICAL CO.,LTD | الصين | China | ME0000005075SFDAA00004 | Patient lift | Patient lift | Patient lift
Shenzhen Dayiton Trading Co., Ltd | الصين | China | ME0000022539SFDAA00001 | A-Vision | READING GLASSES | READING GLASSES
YanCheng Denrum Medical Apparatus Co.,Ltd | الصين | China | ME0000022118SFDAA00001 | Denrum Orthodonitc Bracket | Orthodonitc Bracket | Orthodonitc Bracket
YanCheng Denrum Medical Apparatus Co.,Ltd | الصين | China | ME0000022117SFDAA00001 | Denrum Orthodonitc Elastomer | Orthodonitc Elastomer | Orthodonitc Elastomer
YanCheng Denrum Medical Apparatus Co.,Ltd | الصين | China | ME0000022119SFDAA00001 | Denrum Orthodonitc Bands | Orthodonitc Bands | Orthodonitc Bands
Hefei Medicon Plastic Products Co;Ltd | الصين | China | ME0000022617SFDAA00001 | ’MEDICON | Saliva Ejactor | suck the liquid and saliva in oral cavity
Hefei Medicon Plastic Products Co;Ltd | الصين | China | ME0000022615SFDAA00001 | Medicon | Air Water Syringe Tip | Spray Air/Water from the Nozzle to clean oral cavity
MENNA MEDICAL TECH. CO., LTD | الصين | China | ME0000022485SFDAA00001 | Tubacain | Surgical Scissor | Usually composed of two pieces connected in the middle, with a cutting edge on the head. Generally made of stainless steel. Provided non-sterile | آلات جراحية متنوعه غير معقمة
MENNA MEDICAL TECH. CO., LTD | الصين | China | ME0000019745SFDAA00006 | Tubacain | Medical Clamps | There are usually two types: consisting of two pieces connected in the middle, the head is the pliers beak; or it is composed of the head, stem and handle, and the head is a pair of blades with the pliers beak. Generally made of stainless steel. Provided non-sterile. | آلات جراحية متنوعه غير معقمة
ANJI HONGDE MEDICAL PRODUCTS CO., LTD. | الصين | China | ME0000010888SFDAA00071 | HD TONGUE DEPRESSOR | TONGUE DEPRESSOR | A tongue depressor (sometimes called spatula) is a tool used in medical practice to depress the tongue to allow for examination of the mouth and throat.
Advance International Corp. | الصين | China | ME0000000837SFDAA00014 | Disposable Vinyl Gloves | Disposable Vinyl gloves Powder free | Disposable Vinyl Gloves
Advance International Corp. | الصين | China | ME0000000837SFDAA00014 | Disposable Vinyl Gloves | Disposable Vinyl gloves Powder free | Disposable Vinyl Gloves
Jinhua Huacheng Medical Appliance Co.,Ltd | الصين | China | ME0000022480SFDAA00001 | Huacheng | Disposable Neutral Electrodes | The neutral electrodes is intended to provide a return path for the high frequency current with such a low current density in the body tissue that physical effects such as unwanted burns are avoided.
Hangzhou Rejoin Mastin Medical Device Co Ltd | الصين | China | ME0000022143SFDAA00001 | Retrograde Reamer | Surgical instrument | It is an instrument that allows easy bone socket creation for anatomic reconstruction
Foshan Achieve Medical Technology Co.,Ltd | الصين | China | ME0000016704SFDAA00003 | CRUTCH | crutch, walking, stick | to be used by those with poor balance and/or weak legs. can transfer a larger proportion of the user’s weight through the arm/ arms | ليتم استخدامها من قبل أولئك الذين يعانون من ضعف التوازن و / أو الساقين الضعيفة. يمكن أن تنقل نسبة أكبر من وزن المستخدم من خلال الذراع / الذراعين
Hangzhou Rejoin Mastin Medical Device Co., Ltd | الصين | China | ML0000000621SFDAA00003 | EasyPass Needle | It is an instrument used for cosmetic and general surgery | It is an instrument used for cosmetic and general surgery as a suture passer
Hangzhou Rejoin Mastin Medical Device Co., Ltd | الصين | China | ML0000000621SFDAA00004 | TracPort Cannulas | Surgical Instrument | An instrument used as an approach channel in arthroscopic surgery
MEDEASE LIFE CO., LTD | الصين | China | ME0000005852SFDAA00003 | TMAX | Oxygen Cylinder | Oxygen Cylinder
Sumbow Medical Instruments Co., Ltd. | الصين | China | ME0000005771SFDAA00241 | laceration tray kit | laceration tray kit | single use laceration tray kit
Sumbow Medical Instruments Co., Ltd. | الصين | China | ME0000005771SFDAA00240 | TMAX | I.V.STAND | MEDICAL I.V.STAND
Guangdong Kaiyang Medical Technology Group Co. Ltd. | الصين | China | ME0000005619SFDAA00027 | K Steel Foot Stool | K Steel Foot Stool | Steel Foot Stool
DRAGON MEDICAL CO.,LTD | الصين | China | ME0000005075SFDAA00003 | IV Stand | IV Stand | IV Stand
Zhaoqing Gaoyao Recende Medical Equipment Co., Ltd | الصين | China | ME0000006255SFDAA00017 | Layan Alginate Impression Material | Alginate Impression Material | Dental Impression Material
Foshan Achieve Medical Technology Co.,Ltd | الصين | China | ME0000016704SFDAA00004 | COMMODE WHEELCHAIR | COMMODE WHEELCHAIR | Commode Wheelchair for disabled people inconvenient to use the toilet
Guangxi EHall Medical Technology Co Ltd | الصين | China | ME0000022511SFDAA00001 | Irrigation needles | Irrigation needles | Irrigation needles
jiangsu keling medical appliances co. ltd | الصين | China | ME0000022020SFDAA00001 | TMAX | WHEELCHAIR | MEDICAL WHEELCHAIR | كرسي متحرك طبي
Beijing Jingdong Technology (Laoting) Co.,Ltd | الصين | China | ME0000007900SFDAA00002 | Electric Bed | Electric bed | Electric bed
Beijing Jingdong Technology (Laoting) Co.,Ltd | الصين | China | ME0000007900SFDAA00002 | Electric Bed | Electric bed | Electric bed
Foshan Yikang Medical Technology Co., Ltd | الصين | China | ME0000022315SFDAA00002 | Urine bottle | Urine bottle | Urine bottle
Foshan Yikang Medical Technology Co., Ltd | الصين | China | ME0000022315SFDAA00003 | Walking frame | Walking frame | Walking frame
Weihai dingxin optical Co. Ltd | الصين | China | ME0000022096SFDAA00001 | smart look | Optical lenses | optical lens
TRIBEST DENTAL PRODUCTS CO. LTD | الصين | China | ME0000019644SFDAA00026 | Mixing Pad | Mixing Pad | Paper Pads used for the mixing of powder and liquid for dental materials
Foshan Yikang Medical Technology Co., Ltd | الصين | China | ME0000022315SFDAA00004 | Walking stick | Walking stick | Walking stick
JIANGXI RAINBOW MEDICAL PRODUCTS CO., LTD | الصين | China | ME0000021953SFDAA00004 | Smart Vinyl Examination Gloves Powder Free | Vinyl Examination Gloves Powder Free | Vinyl Examination Gloves worn during medical examinations to help prevent cross-contamination between operator and patients.
JIANGXI RAINBOW MEDICAL PRODUCTS CO., LTD | الصين | China | ME0000021953SFDAA00004 | Smart Vinyl Examination Gloves Powder Free | Vinyl Examination Gloves Powder Free | Vinyl Examination Gloves worn during medical examinations to help prevent cross-contamination between operator and patients.
Foshan Voten Medical Technology Co,ltd | الصين | China | ME0000022458SFDAA00001 | Voten | Dental Air Compressor | SILENT OIL FREE AIR COMPRESSOR
Anqing Tianrun Paper Packaging Co.,Ltd. | الصين | China | ME0000021339SFDAA00001 | Disposable Medical Face Mask | Disposable Medical Face Mask | Disposable Medical Face Mask | قناع وجه طبي
SHANTOU EASYWELL TECHNOLOGIES CO., LTD. | الصين | China | ME0000022253SFDAA00001 | Medical Auxiliary Light | Medical Auxiliary Light | Medical Auxiliary Light
Zhejiang Eksen Medical Technology Co., Ltd | الصين | China | ME0000022183SFDAA00011 | TACEKSEN Orthodontic Elastomerics | TACEKSEN Orthodontic Elastomerics | Orthodontic Elastomerics
SPRO Medical Products (Xiamen) Co., Ltd. | الصين | China | ME0000000003SFDAA00002 | Coverall | Coverall | Coverall/Gown
Waterpulse (Shanghai) Industrial Co.,Ltd | الصين | China | ME0000022779SFDAA00001 | Waterpulse | Water flosser | teeth brush to Clean teeth
TRIBEST DENTAL PRODUCTS CO. LTD | الصين | China | ME0000019644SFDAA00025 | Endo Measuring Table | Endo Measuring Table | A table used to test and measure Root Canal Endodontic Files
Sumbow Medical Instruments Co., Ltd. | الصين | China | ME0000005771SFDAA00243 | Dental Cotton | Dental Cotton | Single use Dental Cotton
Sumbow Medical Instruments Co., Ltd. | الصين | China | ME0000005771SFDAA00243 | Dental Cotton | Dental Cotton | Single use Dental Cotton
Boen Healthcare Co., Ltd., | الصين | China | ME0000008912SFDAA00040 | Specimen Bag | Specimen Bag | Plastic Specimen Bags
Firstar Healthcare Co., Ltd | الصين | China | ME0000010764SFDAA00005 | FIRST AID KIT | FIRST AID KIT | MEDICAL FIRST AID KIT
Foshan Yikang Medical Technology Co., Ltd | الصين | China | ME0000022315SFDAA00005 | COMMODE CHAIR | COMMODE CHAIR | MEDICAL COMMODE CHAIR
ZHEJIANG HUIKANG MEDICINAL ARTICLES CO.,LTD | الصين | China | ME0000000040SFDAA00002 | NURSE | FIRST AID PLASTER | First aid Plaster | للجروح الصغيرة والخدوش
Foshan Voten Medical Technology Co,ltd | الصين | China | ME0000022458SFDAA00002 | Voten | Dental Sealing Machine | Cut the sterilization reel into pouch , seal the Pouches
Foshan Yikang Medical Technology Co., Ltd | الصين | China | ME0000022315SFDAA00007 | Walking Rollator | Walking Rollator | Walking Rollator | عربة المشي
Foshan Yikang Medical Technology Co., Ltd | الصين | China | ME0000022315SFDAA00010 | Bath Bench | Bath Bench | Bath Bench | مقعد الحمام
YIWU EMPORIA TRADING CO., LTD | الصين | China | ME0000013527SFDAA00021 | Bowie & Dick Test Pack | Bowie & Dick Test Pack | Bowie & Dick Test Pack
Foshan Voten Medical Technology Co,ltd | الصين | China | ME0000022458SFDAA00003 | Voten | Dental Cutter Gutta Percha | for cut Gutta Percha For dental Use
Guangdong Kaiyang Medical Technology Group Co. Ltd. | الصين | China | ME0000022840SFDAA00001 | IV Stand | IV Stand | IV Stand
Hefei Jingcheng Plastic Products Co., Ltd. | الصين | China | ME0000011746SFDAA00076 | full chair sleeve | full chair sleeve | full chair sleeve cover
danyang new hop medical equipment co.,ltd | الصين | China | ME0000000152SFDAA00015 | STEEL BLOOD DRAWING CHAIR | STEEL BLOOD DRAWING CHAIR | A chair to draw blood | كرسي سحب دم
Wellmed Dental Medical Supply Co., Ltd | الصين | China | ME0000018191SFDAA00001 | Mixing Bowls | Mixing Bowls | Carrier for Mixing Products
Foshan Yikang Medical Technology Co., Ltd | الصين | China | ME0000022315SFDAA00009 | COMMODE WHEELCHAIR | COMMODE WHEELCHAIR | Commode Wheelchair | كرسي متحرك لذوي الاحتياجات الخاصة
Shanghai Channelmed Import & Export Co., Ltd | الصين | China | ME0000008893SFDAA00029 | Gauze Bandage Non Sterile | Gauze Bandage Non Sterile | Gauze Bandage Non Sterile
SHENZHEN HENGDA FAST TECHNOLOGY LIMITED | الصين | China | ME0000000453SFDAA00012 | HD | Protective Coverall | The protective coverall are intended to protect the wearer from the transfer of icroorganisms and body fluids in isolation and contamination situations. It’s single use, disposable device, provided non-sterile
Shanghai Channelmed Import & Export Co., Ltd | الصين | China | ME0000008893SFDAA00030 | Gauze Swab without x-ray non sterile | Gauze Swab without x-ray non sterile | Gauze Swab non sterile
Sumbow Medical Instruments Co., Ltd. | الصين | China | ME0000005771SFDAA00251 | Verona | Cover | Latex Probe Cover Ultrasound
YANGZHOU SUPER UNION IMPORT AND EXPORT CO., LTD | الصين | China | ME0000000036SFDAA00007 | HYGIENE | Alcohol pad | Alcohol pad
YANGZHOU SUPER UNION IMPORT AND EXPORT CO., LTD | الصين | China | ME0000000056SFDAA00004 | HYGIENE | Saliva ejector | Saliva ejector
YANGZHOU SUPER UNION IMPORT AND EXPORT CO., LTD | الصين | China | ME0000000507SFDAA00007 | HYGIENE | Non sterile non woven sponge | Non sterile non woven sponge
YANGZHOU SUPER UNION IMPORT AND EXPORT CO., LTD | الصين | China | ME0000000512SFDAA00004 | HYGIENE | Urine container | Urine container
Zhejiang Eksen Medical Technology Co., Ltd | الصين | China | ME0000022183SFDAA00010 | TACEKSEN Orthodontic Attachments | TACEKSEN Orthodontic Attachments | Orthodontic Attachments
hengshui zhukang medical instrument co .,ltd | الصين | China | ME0000007100SFDAA00006 | I.V. STAND | I.V. STAND | I.V. STAND
Zhejiang Eksen Medical Technology Co., Ltd | الصين | China | ME0000022183SFDAA00012 | TACEKSEN Orthodontic Orthowax | Orthodontic Orthowax | Orthodontic Orthowax
YANGZHOU SUPER UNION IMPORT AND EXPORT CO., LTD | الصين | China | ME0000000055SFDAA00003 | HYGIENE | Clip cap | Clip cap
Zhejiang Eksen Medical Technology Co., Ltd | الصين | China | ME0000022183SFDAA00013 | TACEKSEN Orthodontic Pliers | Orthodontic Pliers | Orthodontic Pliers
Guangdong Kaiyang Medical Technology Group Co. Ltd. | الصين | China | ME0000005619SFDAA00028 | shower chair | shower chair | shower chair | يمكن الاستخدام في المستشفى والعيادة والمنزل ، لمساعدة المرضى أو المعاقين للاستحمام
Wuhan huawei Technology co., Ltd., | الصين | China | ME0000019616SFDAA00005 | Verona Care | Dressing | Wound Dressing
Sumbow Medical Instruments Co., Ltd. | الصين | China | ME0000005771SFDAA00244 | TMAX examination couch | examination couch | medical examination couch
HSK Medical Apparatus Foshan China Co., Ltd. | الصين | China | ME0000000555SFDAA00028 | Nahdi Examination Vinyl Gloves Powder Free | Examination Vinyl Gloves Powder Free | Vinyl gloves are a type of disposable glove used for medical purposes | قفازات الفينيل هي نوع من القفازات التي تستخدم لمرة واحدة وتستخدم للأغراض الطبية
Hubei Feiteng Protective Products Co.,Ltd | الصين | China | ME0000017715SFDAA00002 | medical face mask | disposal medical face mask | disposal medical face mask for professional use
Chengdu Cryo-Push Medical Technology Co. Ltd. | الصين | China | ME0000000627SFDAA00002 | SEALCUFF | Water Proof Cast & Bandage Protector | These are plastic Bags used During Bath to protect the bandage from water
HUANGHUA PROMISEE DENTAL CO.,LTD | الصين | China | ME0000005573SFDAA00014 | Safety Glasses | Safety Glasses | protective medical glasses
Shanghai Channelmed Import & Export Co., Ltd | الصين | China | ME0000008893SFDAA00033 | ELASTIC RUBBER BANDAGE | CHANNELMED MEDICAL BANDAGE | ضمادة مطاطية مرنه
hengshui zhukang medical instrument co .,ltd | الصين | China | ME0000007100SFDAA00003 | EXAMINATION BED | EXAMINATION BED | EXAMINATION BED
Shanghai Channelmed Import & Export Co., Ltd | الصين | China | ME0000008893SFDAA00032 | COTTON CREPE BANDAGE | CHANNELMED MEDICAL BANDAGE | ضماد مصنوع من القطن COTTON CREPE BANDAGE
hengshui zhukang medical instrument co .,ltd | الصين | China | ME0000007100SFDAA00004 | HOSPITAL MEDICAL BED | HOSPITAL MEDICAL BED | HOSPITAL MEDICAL BED
Shenzhen Risun Technology Co., Ltd | الصين | China | ME0000001270SFDAA00001 | Electric Toothbrush | Electric Toothbrush | rotary Sonic Toothbrush 360 rotation Smart 360 degree electric toothbrush
Yangzhou Super Union Import and Export Co Ltd | الصين | China | ME0000009198SFDAA00005 | ecg electrode plate | ecg electrode plate | is mainly suitable used for a long time todetect unman ecg
Sumbow Medical Instruments Co., Ltd. | الصين | China | ME0000005771SFDAA00346 | Verona | Tip Dispenser | Tip Dispenser
Sumbow Medical Instruments Co., Ltd. | الصين | China | ME0000005771SFDAA00349 | SUMBOW HIGH ELASTIC BANDG | HIGH ELASTIC BANDG | stretchable bandage used to create localized pressure | رباط ضاغط مطاطي غير معقم
Shanghai Supore Instruments Co., Ltd. | الصين | China | ME0000001556SFDAA00004 | Trial set | Trial set | A set of sphere lenses, cylinder lenses, prisms lenses, and accessory lenses is used in testing vision.
Yangzhou Super Union Import and Export Co Ltd | الصين | China | ME0000009198SFDAA00006 | KINESIOLOGY TAPE | KINESIOLOGY TAPE | is mainly suitable forfix and protect
FOSHAN DONGFANG MEDICAL EQUIPMENT MANUFACTORY(LTD.) | الصين | China | ME0000015429SFDAA00008 | COMMODE | COMMODE | COMMODE
FOSHAN DONGFANG MEDICAL EQUIPMENT MANUFACTORY(LTD.) | الصين | China | ME0000015429SFDAA00005 | Nahdi Hospital Bed | Hospital bed | The FS 3XXX family set is designed for people with disabilities, and patients who are cared for in the community or at home. Any other use must be agreed with the manufacturer in advance. Foshan Wiltshire guarantee is applicable only if the product is used according to the specified conditions and for the intended purposes, following all the manufacturer's recommendations. | ﻣﺠﻤﻮﻋﺔ اﻷﺳﺮة FS 3XXX ﻣﺼﻤﻤﺔ ﻟﻸﺷﺨﺎص اﻟﻤﻌﺎﻗﯿﻦ، واﻟﻤﺮﺿﻰ اﻟﺬﯾﻦ ﺗﺘﻢ اﻟﻌﻨﺎﯾﺔ ﺑﮭﻢ ﻓﻲ اﻟﻤﺠﺘﻤﻊ أو ﻓﻲ اﻟﺒﯿﺖ. أي اﺳﺘﻌﻤﺎل آﺧﺮ ﯾﺠﺐ اﻻﺗﻔﺎق ﻣﻊ اﻟﺸﺮﻛﺔ اﻟﻤﺼﻨﻌﺔ ﻣﻘﺪﻣﺎً ﺿﻤﺎن ﻓﻮﺷﺎن وﯾﻠﺘﺸﯿﺮ ﻗﺎﺑﻞ ﻟﻠﺘﻄﺒﯿﻖ ﻓﻘﻂ ﻓﻲ ﺣﺎﻟﺔ اﺳﺘﻌﻤﺎل اﻟﻤﻨﺘﺞ ﻃﺒﻘﺎً ﻟﻠﺸﺮوط اﻟﻤﺤﺪدة وﻟﻸﻏﺮاض اﻟﻤﻘﺼﻮدة، ﻣﺘﺒﻌﺎ ًﻛﻞ ﺗﻮﺻﯿﺎت اﻟﺸﺮﻛﺔ اﻟﻤﺼﻨﻌﺔ.
FOSHAN DONGFANG MEDICAL EQUIPMENT MANUFACTORY(LTD.) | الصين | China | ME0000015429SFDAA00006 | POWER WHEELCHAIR | POWER WHEELCHAIR | used when walking is difficult or impossible to walk due to illness, injury, or disability | تستخدم عندما يكون المشي صعبًا أو مستحيلًا بسبب المرض أو الإصابة أو الإعاقة
FOSHAN DONGFANG MEDICAL EQUIPMENT MANUFACTORY(LTD.) | الصين | China | ME0000015429SFDAA00012 | ROLLATOR | ROLLATOR | ROLLATOR | مشاية مع كرسي عجل
FOSHAN DONGFANG MEDICAL EQUIPMENT MANUFACTORY(LTD.) | الصين | China | ME0000015429SFDAA00010 | HOIST | HOIST | HOIST | رافعة
Hubei Jieli Intelligent Rehabilitation Equipment Co.,Ltd. | الصين | China | ME0000013602SFDAA00001 | Electric wheelchair | Electric wheelchair | Electric wheelchair | الكراسي المتحركة
hengshui zhukang medical instrument co .,ltd | الصين | China | ME0000007100SFDAA00005 | INFUSION CHAIR | INFUSION CHAIR | INFUSION CHAIR
Shenzhen Jermei Medical Device Technology Co.,Ltd | الصين | China | ME0000000952SFDAA00002 | Wixana | Electrical Toothbrush | Elecrical Toothbrush | فرشاة اسنان كهربائية
SHANDONG AISHULE HYGIENE PRODUCTS CO., LTD | الصين | China | ME0000000964SFDAA00003 | Direct Care Underpad | underpad | Underpad | مفارش
FOSHAN DONGFANG MEDICAL EQUIPMENT MANUFACTORY(LTD.) | الصين | China | ME0000015429SFDAA00009 | Walking Aids | Walking Aids | WALKIGN AIDS/Sticks | مشاية تساعد على المشي
FOSHAN DONGFANG MEDICAL EQUIPMENT MANUFACTORY(LTD.) | الصين | China | ME0000015429SFDAA00007 | BATH BENCH | BATH BENCH | BATH BENCH | كرسي الاستحام
Foshan Dongfang Medical Equipment Manufactory LTD. | الصين | China | ME0000007500SFDAA00044 | Wheelchair | Wheelchair | Wheelchair | كرسي متحرك
ZHEJIANG BANGLI MEDICAL PRODUCTS CO., LTD. | الصين | China | ME0000000481SFDAA00003 | SafaMed | Eye Pad | Eye patch for shading after postoperative | لاصق للعين
Anhui ANCHO Rubber & Plastic Technology Co.,Ltd | الصين | China | ME0000022322SFDAA00001 | Hygiene impregnable protection | VINYL GLOVES | VINYL GLOVES | قفازات فينايل
YANGZHOU SUPER UNION IMPORT AND EXPORT CO., LTD | الصين | China | ME0000000057SFDAA00015 | HYGIENE | Dental cotton roll | Dental cotton roll
GUANGDONG KAIYANG MEDICAL TECHNOLOGY GROUP CO LTD | الصين | China | ME0000008201SFDAA00009 | K Manual Bed | K Manual Bed | Manual Bed
Hebei Denovo Medical Device Co.Ltd | الصين | China | ME0000001056SFDAA00002 | Belly Support Belt | Belly Support Belt | Belly Support Belt Mainly used to tighten the abdomen and stomach for women to restore figure after delivery | حزام شد البطن يستخدم لشد البطن واستعادة شكل الجسم بعد الولادة
Hefei Medicon Plastic Products Co., Ltd. | الصين | China | ME0000000720SFDAA00154 | MEDPROTECT | Barrier Film | Disposable barrier film
SUMBOW Medical Instruments Co. , LTD. | الصين | China | ME0000005920SFDAA00046 | Verona | Hook | Amniotic Hook
Jianlian Homecare Products Co.,LTD | الصين | China | ME0000005921SFDAA00023 | Tmax | Mattress | Mattress
shanghai kinmed import & export co.,ltd | الصين | China | ME0000009606SFDAA00001 | VINYL EXAMINATION GLOVES | VINYL EXAMINATION GLOVES | VINYL EXAMINATION GLOVES
Nanjing Jinbaihe Medical Apparatus Co.,Ltd | الصين | China | ME0000022521SFDAA00001 | JBH manual wheelchair | Manual Wheelchair | manual wheelchair | كرسي متحرك يدوي
Hangzhou Weize Import and Export Co., Ltd | الصين | China | ME0000007825SFDAA00003 | Instant Ice Pack | Instant Ice Pack | Instant Ice Pack | فوریة كمادة باردة
FOSHAN DONGFANG MEDICAL EQUIPMENT MANUFACTORY(LTD.) | الصين | China | ME0000015429SFDAA00011 | PEDAL EXERCISE | PEDAL EXERCISE | PEDAL EXERCISE | بدال تمارين
Baoying County Fukang Medical Appliance Co Ltd | الصين | China | ME0000009107SFDAA00003 | HollAid SteriLine | Alcohol pads | alcohol swabs | مسحة طبية
DRAGON MEDICAL CO.,LTD | الصين | China | ME0000005075SFDAA00009 | PLASTIC BACKBOARD | PLASTIC BACKBOARD | PLASTIC BACKBOARD
Sumbow Medical Instruments Co., Ltd. | الصين | China | ME0000005771SFDAA00252 | Sumbow ALCOHOL SWAB PADS | Alcohol swab pad | Swab pad for cleaning wound.
Sumbow Medical Instruments Co., Ltd. | الصين | China | ME0000005771SFDAA00252 | Sumbow ALCOHOL SWAB PADS | Alcohol swab pad | Swab pad for cleaning wound.
Jianlian Homecare Products Co Ltd | الصين | China | ME0000009201SFDAA00185 | IV STAND | IV STAND | IV STAND | حامل محاليل رباعي
SUMBOW Medical Instruments Co. , LTD. | الصين | China | ME0000005920SFDAA00045 | Verona | Enema Set | Cleaning Enema Set
Jianlian Homecare Products Co Ltd | الصين | China | ME0000009201SFDAA00190 | Wheelchair | Wheelchair | Wheelchair | كرسي متحرك
Jianlian Homecare Products Co Ltd | الصين | China | ME0000009201SFDAA00184 | Electric Wheelchair | Electric Wheelchair | Electric Wheelchair | كرسي متحرك كهربائي
Jianlian Homecare Products Co Ltd | الصين | China | ME0000009201SFDAA00184 | Electric Wheelchair | Electric Wheelchair | Electric Wheelchair | كرسي متحرك كهربائي
Jianlian Homecare Products Co Ltd | الصين | China | ME0000009201SFDAA00182 | Bath chair | Bath chair | Bath chair | كرسي الاستحام
Jianlian Homecare Products Co Ltd | الصين | China | ME0000009201SFDAA00188 | Walker | Walker | Walker | مشاية
Jianlian Homecare Products Co Ltd | الصين | China | ME0000009201SFDAA00186 | Patient lift | Patient lift | Patient lift | رافعة مريض
Jianlian Homecare Products Co Ltd | الصين | China | ME0000009201SFDAA00189 | Walking Sticks | Walking Sticks | Walking Sticks | عصا المشي
Jianlian Homecare Products Co Ltd | الصين | China | ME0000009201SFDAA00183 | Commode Chair | Commode chair | Commode chair | كرسي حمام
Sumbow Medical Instruments Co., Ltd. | الصين | China | ME0000005771SFDAA00253 | Tmax | Hot Water Bag | Hot Water Bag | كمادة الماء الحار
Shanghai Channelmed Import & Export Co., Ltd | الصين | China | ME0000008893SFDAA00034 | Disposable Vinyl gloves | Vinyl gloves | Examination, Daily protection, Prevent cross-infection | عبارة عن قفازات كفوف للفحص الطبي والحماية من انتقال العدوى
Jianlian Homecare Products Co Ltd | الصين | China | ME0000009201SFDAA00187 | Rollator | Rollator | Rollator | مشاية بكرسي
Anhui Guohong Industrial & Trading Co. Ltd | الصين | China | ME0000001130SFDAA00003 | Hairnet Non-Woven | Hairnet Non-Woven | Hairnet Non-Woven
hubei excelmed non-woven products co., ltd | الصين | China | ME0000009677SFDAA00004 | Disposable Poly Foam Blanket | Disposable Poly Foam Blanket | Disposable Poly Foam Blanket
Yangzhou Economic Development Zone Tianye Hardware Rubber and Plastic Factory | الصين | China | ME0000001314SFDAA00002 | Hollaid AidLine | Hot water Bottle | Water Bottle that keeps water cold or hot | كمادات حارة وباردة
Guilin Woodpecker Medical Instrument Co.,Ltd | الصين | China | ME0000018071SFDAA00013 | Woodpecker | Curing Light | Curing Light
Guangdong Kaiyang Medical Technology Group Co., Ltd | الصين | China | ME0000001448SFDAA00029 | KAIYANG&AKM | WHEELCHAIR | Support old person or handicapped person
Sumbow Medical Instruments Co., Ltd. | الصين | China | ME0000005771SFDAA00254 | Tmax | Ice Bag | ICE BAG
nanning hhao technology co.,ltd | الصين | China | ME0000022438SFDAA00001 | manual wheel chair | nanning hhao technology co,.ltd | manual wheel chair
Jinjiang Meite Healthy Supplies Co., Ltd. | الصين | China | ME0000001128SFDAA00002 | mediU Adult Diapers | Adult Diapers | Adult Diapers | حفاضات للبالغين
ANHUI GUOHONG INDUSTRIAL&TRADING CO.,LTD. | الصين | China | ME0000007263SFDAA00007 | Shoe Cover Plastic | Shoe Cover Plastic | Shoe Cover Plastic
HSK Medical Apparatus Foshan China Co., Ltd. | الصين | China | ME0000000555SFDAA00029 | KIZMED | DISPOSABLE VINYL EXAMINATION GLOVES | DISPOSABLE GLOVES
DRAGON INDUSTRY (ZJG) CO., LTD | الصين | China | ME0000000918SFDAA00003 | STRETCHER SCOOP | STRETCHER SCOOP | STRETCHER SCOOP
nanning hhao technology co,.ltd | الصين | China | ME0000022445SFDAA00001 | manual transfer stretcher | nanning hhao technology co,.ltd | manual transfer stretcher
nanning hhao technology co,.ltd | الصين | China | ME0000022445SFDAA00001 | manual transfer stretcher | nanning hhao technology co,.ltd | manual transfer stretcher
Shenzhen Baofengtong Electrical Appliances Manufactruing CO.LTD | الصين | China | ME0000001103SFDAA00001 | DELOSS | Oral irrigator | Oral Care
Nanning Hhao Technology Co,. Ltd | الصين | China | ME0000001880SFDAA00165 | Manual transfer cart | Manual transfer cart | transferable cart
DRAGON MEDICAL CO.,LTD | الصين | China | ME0000005075SFDAA00011 | NECK COLLAR | NECK COLLAR | NECK COLLAR
Changzhou Sifary Medical Technology Co.,Ltd. | الصين | China | ME0000010172SFDAA00008 | Dental Curing Light | Dental Curing Light | Curing Light
Shanghai E-Way Industry Co., Ltd. | الصين | China | ME0000001112SFDAA00003 | O2 under pad | Single use waterproof mattress cover | Single use waterproof mattress cover | مفرش اعلى السرير غير منسوج
Hunan Chopard Medical device Co., Ltd | الصين | China | ME0000020034SFDAA00001 | Soundway | disposable Mask | Disposable Medical Facesare intended to be worn to protect both the patient and healthcare personnel
Danyang Huayun Optical Glasses Co.,Ltd | الصين | China | ME0000021711SFDAA00003 | AERO KAIZEN | Optical Lenses | 1- Be sure to measure the lens. 2- The lens is set and 3 dots are placed in the middle of the lens exactly according to the axis determined by the doctor (line of sight). 3- Write on the right lens ( R ) and write on the left lens ( L ). 4- Put the lens in the lens cutting machine and we determine on the screen of the machine where the lens is cut because it varies according to the type of frame whether it is frame is full frame or half frame or glass or against breakage ( polycarbonate ). 5- Give the machine an operation and then drop the lens on the machine stone with water running on the lens for not breaking it and facilitate the shear, take about a minute and a half then go to the polishing stage. 6- Drill the lens blade to be installed in the frame. 7- The lens is installed in the frame. 8- Wear the glasses in the face.
SUMBOW MEDICAL INSTRUMENTS CO.,LTD. | الصين | China | ME0000021094SFDAA00002 | Sumbow / Shoe Cover | Shoe Cover | CPE shoe cover, PE shoe cover, Non-woven shoe cover
Jiangsu Great Optics Co. Ltd. | الصين | China | ME0000011757SFDAA00004 | vision optical lens | vision optical lens | Corrective optical lenses for external use | عدسات طبية للإستخدام الخارجي تستخدم لتصحيح النظر
Shanghai Joy Crown Industry Co., Ltd. | الصين | China | ME0000002077SFDAA00133 | Bandage | Gauze Absorbent Cotton Bandage | Gauze Absorbent Cotton Bandage
TRIBEST DENTAL PRODUCTS CO. LTD | الصين | China | ME0000019644SFDAA00027 | Mixing Tips | Mixing Tips | Used for mixing impression material and as dispenser
Yancheng Tianrun Medical Technology Co., Ltd | الصين | China | ME0000019763SFDAA00001 | UltraSound Gel 250Ml | Medical Ultrasound Conductive Gel | This Medical Ultrasound Conductive Gel is water soluble. Non-greasy and will not irritate tissues or injure the ultrasound applicator or electrodes. It spreads easily and evenly and is an efficient coupling medium for ultrasound transmission.
MENNA MEDICAL TECH. CO., LTD | الصين | China | ME0000022488SFDAA00001 | Tubacain | Scalpel | It usually consists of a blade and a handle. The blade usually has a cutting edge and a mounting groove for butting with the scalpel handle. The blade is generally made of pure titanium, titanium alloy, stainless steel or carbon steel. Provided non-sterile | آلات جراحية متنوعه غير معقمة
Shijiazhuang Gonglue Commerce and Trade Co. Ltd | الصين | China | ME0000001865SFDAA00076 | GATAMO | Disposable Vinyl Examination Gloves | examination, nursing, and other field. And also can be used in food process, chemical industry, IT industry, paint, printing, agriculture, forestry, husbandry, and other use for labor protection and house hygiene. | قفازات فحص فينيل استخدام مرة واحدة
Shijiazhuang Gonglue Commerce and Trade Co. Ltd | الصين | China | ME0000001865SFDAA00076 | GATAMO | Disposable Vinyl Examination Gloves | examination, nursing, and other field. And also can be used in food process, chemical industry, IT industry, paint, printing, agriculture, forestry, husbandry, and other use for labor protection and house hygiene. | قفازات فحص فينيل استخدام مرة واحدة
Shanghai Joy Crown Industry Co., Ltd. | الصين | China | ME0000002076SFDAA00027 | Bandage | Bandage Orthopedic | Bandage Orthopedic
NANJING MINDRAY BIO-MEDIACAL ELECTRONICS CO.,LTD | الصين | China | ME0000002225SFDAA00010 | Endoscope Camera System | Endoscope Camera System | Endoscope Camera system is used in the operating room, intended to connect with rigid optical endoscope to enlarge the video of the operation area in a body during an endoscopic surgery.
NANJING MINDRAY BIO-MEDIACAL ELECTRONICS CO.,LTD | الصين | China | ME0000002225SFDAA00009 | Endoscope Light Source | Endoscope Light Source | Endoscope Light Source
Jiujiang Huada Medical Dressing CO.Ltd | الصين | China | ME0000013499SFDAA00006 | Disposable Medical Isolation Gown | hauada non woven isolation gown | non woven products
ORANTECH INC. | الصين | China | ME0000018229SFDAA00043 | SpO2 Adapter Cable | Cables & Leads | SpO2 Extension cables are desigend for use between the electrical connection from a patient monitor or pulse oximetry module and the SpO2 sensor.
hengshui zhukang medical instrument co .,ltd | الصين | China | ME0000007100SFDAA00007 | COMMODE CHAIR | COMMODE CHAIR | COMMODE CHAIR
Henan Cosin Medical Equipment Co ltd | الصين | China | ME0000002238SFDAA00012 | Electric wheelchair | Electric wheelchair | Electric wheelchair | كرسي متحرك كهربائي
Anping Shiheng medical Instruments Co., Ltd. | الصين | China | ME0000002267SFDAA00001 | Metacarpophalangeal joint brace | Hand Splint | Hand Splint
Changzhou Huida Medical Instrument Co., Ltd. | الصين | China | ME0000002204SFDAA00015 | Huidamed | Brain Retractor System | Brain Retractor System
Changzhou Sifary Medical Technology Co.,Ltd. | الصين | China | ME0000010172SFDAA00009 | Obturation Pack Handpiece | Endodontic Obturation Device | Heating & Cutting Device
Anhui Intco Medical Products Co., Ltd | الصين | China | ME0000005774SFDAA00001 | Intco Synguard Nitrile Exam Gloves | Intco Synguard Nitrile Exam Gloves | Examination Gloves
Anhui Intco Medical Products Co., Ltd | الصين | China | ME0000005774SFDAA00001 | Intco Synguard Nitrile Exam Gloves | Intco Synguard Nitrile Exam Gloves | Examination Gloves
Anhui Intco Medical Products Co., Ltd | الصين | China | ME0000005774SFDAA00001 | Intco Synguard Nitrile Exam Gloves | Intco Synguard Nitrile Exam Gloves | Examination Gloves
5R MED Instruments (CHENGDU) Co., Ltd. | الصين | China | ME0000018194SFDAA00002 | MedNeed Disposable Gloves | Nitrile Examination Gloves | Non-sterile Nitrile Examination Gloves
YANGZHOU SUPER UNION IMPORT AND EXPORT CO., LTD | الصين | China | ME0000000513SFDAA00215 | HYGIENE | Non woven tape | Non woven tape | شريط طبي لاصق
Shenzhen Yifang Blister Packing Co., Ltd. | الصين | China | ME0000002227SFDAA00083 | Yifang | Probe Covers | used to avoid contact with dirt when using the thermometer | غطاء بديل لميزان الحرارة
Anping Shiheng medical Instruments Co., Ltd. | الصين | China | ME0000002392SFDAA00001 | Arm Sling | Arm Sling | Arm Sling
Anping Shiheng medical Instruments Co., Ltd. | الصين | China | ME0000002397SFDAA00006 | Finger Splint | Finger Splint | Finger Splint
MENNA MEDICAL TECH. CO., LTD | الصين | China | ME0000019745SFDAA00005 | Tubacain | Medical Clamps | There are usually two types: consisting of two pieces connected in the middle, the head is the pliers beak; or it is composed of the head, stem and handle, and the head is a pair of blades with the pliers beak. Generally made of stainless steel. Provided non-sterile | آلات جراحية متنوعه غير معقمة
SHANGHAI KINMED IMPORT & EXPORT CO.,LTD | الصين | China | ME0000009438SFDAA00020 | GAUZE SWAB | GAUZE SWAB | GAUZE SWAB
Shenzhen Hugemed Medical Technical Development Co. Ltd. | الصين | China | ME0000001013SFDAA00027 | Video Laryngoscope | Video Laryngoscope | Solution for both average and difficult intubation procedures in different environments
Anping Shiheng medical Instruments Co., Ltd. | الصين | China | ME0000002391SFDAA00001 | Carpal Strap | Carpal Strap | Carpal Strap
Anping Shiheng medical Instruments Co., Ltd. | الصين | China | ME0000002395SFDAA00004 | Cervical Collar | Cervical Collar | Cervical Collar
Hefei Medicon Plastic Products Co., Ltd. | الصين | China | ME0000000720SFDAA00161 | MEDPROTECT | PLASTIC SLEEVES | DISPOSABLE PLASTIC SLEEVES
Anping Shiheng medical Instruments Co., Ltd. | الصين | China | ME0000002269SFDAA00026 | Ankle foot brace | Orthosis for Foot | Orthosis for Foot
Anping Shiheng medical Instruments Co., Ltd. | الصين | China | ME0000002270SFDAA00003 | Posture corrector | Back Brace | Back Brace
Anping Shiheng medical Instruments Co., Ltd. | الصين | China | ME0000002266SFDAA00011 | Function Hand Rest | Hand Splint | Hand Splint
Jianlian Homecare Products Co.,LTD | الصين | China | ME0000005921SFDAA00024 | Rollator | Rollator | Helping people with special needs
Shanghai Kinmed Import & Export Co., Ltd. | الصين | China | ME0000002566SFDAA00070 | SHOE COVER | SHOE COVER | SHOE COVER
Sumbow Medical Instruments Co., Ltd. | الصين | China | ME0000005771SFDAA00261 | Safa Med | Ice Bag | Used for cooling by adding ice cube when first aid | كيس ثلج
Sumbow Medical Instruments Co., Ltd. | الصين | China | ME0000005771SFDAA00263 | Safa Med | PROBE COVER | Probe Cover for Infra-Red Ear Thermometer , Disposable | غطاء مقياس حرارة
RONGCHENG WUJIA PLASTIC CO LITD., | الصين | China | ME0000002490SFDAA00008 | Specimen Bag | Specimen Bag | Plastic Specimen Bag
Anping Shiheng medical Instruments Co., Ltd. | الصين | China | ME0000002268SFDAA00044 | Walker boots | Orthosis for Foot | Orthosis for Foot
Anping Shiheng medical Instruments Co., Ltd. | الصين | China | ME0000002393SFDAA00001 | Foot Thumb strap | Foot Thumb strap | Foot Thumb strap
SCW Medicath LTD | الصين | China | ME0000009803SFDAA00028 | Pressure Infusion Bag | Pressure Infusion Bag | Pressure Infusion Bag
Anping Shiheng medical Instruments Co., Ltd. | الصين | China | ME0000002394SFDAA00014 | Ankle Brace | Ankle Brace Band | Ankle Brace Band
Shanghai Kinmed Import & Export Co. Ltd. | الصين | China | ME0000015950SFDAA00004 | Powder Free Vinyl Glove Non sterile | Vinyl Examination Gloves | Powder free Vinyl gloves for examination | قفازات فحص فينيل بدون بودرة غير معقمة
Ningbo HPDove Dental Instruments Co., Ltd. | الصين | China | ME0000020944SFDAA00002 | Soundway Disposable Surgical Face masks | Face Mask | Disposable Face masks
Jianlian Homecare Products Co. Limited | الصين | China | ME0000009188SFDAA00012 | Walker | Walker | A walking frame to help disabled people to move themselves. | مشية لمساعدة ذوي الاحتياجات الخاصة للتحرك بمفردهم
YANGZHOU SUPER UNION IMPORT AND EXPORT CO., LTD | الصين | China | ME0000000052SFDAA00007 | HYGIENE Shose Cover | Shose Cover | Shose Cover
YANGZHOU SUPER UNION IMPORT AND EXPORT CO., LTD | الصين | China | ME0000000061SFDAA00042 | HYGIENE Cotton ball | Cotton ball | Cotton ball
YANGZHOU SUPER UNION IMPORT AND EXPORT CO., LTD | الصين | China | ME0000000508SFDAA00013 | HYGIENE | Cotton swab | Cotton swab | قطعه قطن
Jianlian Homecare Products Co. Limited | الصين | China | ME0000009188SFDAA00013 | Walking stick | Walking stick | A STICK FOR HELPING DISABLED PEOPLE TO WALK . | عصاه لمساعدة ذوي الاحتياجات الخاصة على المشي
Jianlian Homecare Products Co. Limited | الصين | China | ME0000009188SFDAA00009 | Bath Chair | Bath Chair | A Chair fro helping people with special needs in the bath.
Jianlian Homecare Products Co. Limited | الصين | China | ME0000009188SFDAA00008 | Electric Wheelchair | Electric Wheelchair | A chair for helping people with special needs to move by themselves. | كرسي لمساعدة ذوي الاحتيجات الخاصة للتحرك بنفسهم
Jianlian Homecare Products Co. Limited | الصين | China | ME0000009188SFDAA00011 | Rollator | Rollator | A walking frame equipped with wheels for disabled people . | مشاية لمساعدة ذوي الاحتياجات الخاصة
ANJI SPENQ INDUSTRIAL CO., LTD. | الصين | China | ME0000011938SFDAA00001 | Medical Face Mask | Medical Face Mask | The Medical Face Mask is without glass fibers, hypoallergenic, very low resistance to breathing Nose bar adaptable, high filtration capacity, perfect fitting
Zhaoqing Gaoyao Recende Medical Equipment Co.,LTD | الصين | China | ME0000005575SFDAA00005 | Layan ® Transparent Sheets | Dental Transparent Sheets | Denta transparent sheets
Jianlian Homecare Products Co. Limited | الصين | China | ME0000009188SFDAA00007 | Commode chair | Commode chair | A chair for helping people with special needs. | كرسي لمساعدة زوي الحتياجات الخاصة
Guangdong Xinhuafeng Medical Technology Co Ltd | الصين | China | ME0000002358SFDAA00001 | Walker | walker | Walker to help the elderly in movement
Anhui Intco Medical Products Co., Ltd. | الصين | China | ME0000020481SFDAA00001 | 4m Disposable Vinyl Gloves | Vinyl Gloves | Disposable Vinyl Gloves
Hanchuan Fumo Plastics Co., Ltd | الصين | China | ME0000016696SFDAA00003 | mediU Disposable Doctor Cap | Disposable Non-woven Cap | Disposable Non-woven Head Cap
Jianlian Homecare Products Co. Limited | الصين | China | ME0000009188SFDAA00010 | Wheelchair | Wheelchair | A chair for helping people with special needs to move. | كرسي لمساعدة ذوي الاحتيجات الخاصة للتحرك بنفسهم او بمساعدة شخص اخر
Jianlian Homecare Products Co.,LTD | الصين | China | ME0000005921SFDAA00025 | Bath Chair | Bath Chair | Helping people with special needs
Jianlian Homecare Products Co.,LTD | الصين | China | ME0000005921SFDAA00025 | Bath Chair | Bath Chair | Helping people with special needs
YANGZHOU SUPER UNION IMPORT AND EXPORT CO., LTD | الصين | China | ME0000000036SFDAA00008 | Hygiene | Stool container | Stool container
YANGZHOU SUPER UNION IMPORT AND EXPORT CO., LTD | الصين | China | ME0000000036SFDAA00010 | Hygiene | Non -woven IV wound plaster | wound plaster
Sumbow Medical Instruments Co., Ltd. | الصين | China | ME0000005771SFDAA00265 | SKILLED NURSE PROBE COVER | PROBE COVER | Probe Cover for Infra-Red ear Thermometer, Disposable.
Guangdong Kaiyang Medical Technology Group Co., Ltd. | الصين | China | ME0000013590SFDAA00003 | K WALKER | WALKER | is a type of mobility aid used to help people who are still able to walk
DRAGON MEDICAL CO.,LTD | الصين | China | ME0000002250SFDAA00004 | WHEELCHAIR | WHEELCHAIR | Wheelchair for patients | كرسي متحرك
FOSHAN DONGFANG MEDICAL EQUIPMENT MANUFACTORY(LTD.) | الصين | China | ME0000015429SFDAA00013 | Patient hoist | Patient hoist | Patient hoist
Yongkang Shuangjin Health Equipment Factory | الصين | China | ME0000002063SFDAA00002 | VACUUM CUPPING ABG | VACUUM CUPPING | Antirhcumatics
Weihai Dingxin optical Co., Ltd | الصين | China | ME0000002651SFDAA00001 | Rolan | optical lens | عدسات طبية | عدسات طبيه
Zhende Medical Co., Ltd. | الصين | China | ME0000011116SFDAA00059 | BANDAGE, COTTON, ORTHOPEDIC, SIZE: 15 CM X 2.75 M | BANDAGE, COTTON, ORTHOPEDIC, SIZE: 15 CM X 2.75 M | This product is made of medical non-woven fabric by rolling, slitting and packaging. The main components of non-woven fabric are polyester, viscose and cotton fiber.
Zhende Medical Co., Ltd. | الصين | China | ME0000011116SFDAA00062 | STOCKING, ANTI-EMBOLISM, (OPEN TOES) OVER KNEE FOR ADULT, SIZE: MEDIUM | STOCKING, ANTI-EMBOLISM, (OPEN TOES) OVER KNEE FOR ADULT, SIZE: MEDIUM | Anti‐embolism Stocking made of nylon ,spandex
Zhende Medical Co., Ltd. | الصين | China | ME0000011116SFDAA00064 | TAPE, SELF ADHESIVE, ZINC OXIDE, EASILY CUT, WITHOUT SCISSOR, SIZE: 7.5 CM X 9 M | TAPE, SELF ADHESIVE, ZINC OXIDE, EASILY CUT, WITHOUT SCISSOR, SIZE: 7.5 CM X 9 M | This product is made of woven fabric as substrate, coated with medical pressure-sensitive adhesive, zinc oxide is included.
Zhende Medical Co., Ltd. | الصين | China | ME0000011116SFDAA00060 | PLASTER OF PARIS Size 15x270Cm | PLASTER OF PARIS Size 15x270Cm | Plaster Bandage made of Plaster of Paris Disposable, cleaner and more hygienic Independent packaging, easy to carry and store
Jiangsu Keling Medical Appliances Co., Ltd | الصين | China | ME0000008935SFDAA00007 | Virona | Trolley | Emergency Trolley
URIT Medical Electronic Co., Ltd | الصين | China | ME0000002043SFDAA00010 | VRN | Dental Curing Light | polymerize composite
Zhende Medical Co., Ltd. | الصين | China | ME0000002063SFDAA00001 | PLASTER OF PARIS Size 10 X 270CM | PLASTER OF PARIS Size 10 X 270CM | Plaster Bandage made of Plaster of Paris Disposable, cleaner and more hygienic Independent packaging, easy to carry and store
DONGGUAN SUPERCARE MEDICAL PRODUCTS CO., LTD | الصين | China | ME0000002699SFDAA00001 | FINGER SUPPORT | FINGER SUPPORTS | FINGER SUPPORT
Sumbow Medical Instruments Co., Ltd. | الصين | China | ME0000005771SFDAA00264 | SKILLED NURSE COVER SLIP | MICROSCOPE COVER SLIP | Used to cover the experimental material on microscope slid under microscope in the laboratory.
TIANJIN ZHONGJIN MEDICAL DEVICE CO., LTD | الصين | China | ME0000002606SFDAA00001 | Goldent ® Gutta Percha | Dental Gutta Percha | dental gutta percha
YANGZHOU SUPER UNION MEDICAL MATERIAL CO. LTD | الصين | China | ME0000009370SFDAA00011 | Hygiene Adhesive eye pad plaster | Adhesive eye pad plaster | Adhesive eye pad plaster
Foshan Kano Medical Device Science & Tech Co., Ltd. | الصين | China | ME0000002661SFDAA00001 | WALKERS | WALKER | WALKER
DONGGUAN SUPERCARE MEDICAL PRODUCTS CO., LTD | الصين | China | ME0000002692SFDAA00001 | SILICONE HEEL GEL SUPPORT | SILICONE HEEL GEL SUPPORTS | SILICONE HEEL GEL SUPPORT
Shanghai Zhenghua Medical Equipment Co.,Ltd | الصين | China | ME0000002257SFDAA00003 | Double Arm Celing Pendant | Pendant Arm | Double Arm Celing Pendant
TIANJIN ZHONGJIN MEDICAL DEVICE CO., LTD | الصين | China | ME0000002607SFDAA00002 | Goldent ® Absorbent Paper Point | Dental Absorbent Paper Point | Dental Absorbent Paper Point
Sumbow Medical Instruments Co., Ltd. | الصين | China | ME0000005771SFDAA00260 | SKILLED NURSE DISPOSABLE RAZOR | DISPOSABLE RAZOR | Clean up body hair.
Yangzhou Super Union Import & Export Co., Ltd. | الصين | China | ME0000019539SFDAA00006 | wound dressing | Non-woven wound dressing | Non-woven wound dressing
FIRSTAR HEALTHCARE COMPANY LTMITED (GUANGZHOU) | الصين | China | ME0000002637SFDAA00002 | Eye Mask | Eye Mask | Eye Mask | قناع للعين
Anhui Intco Medical Products Co., Ltd. | الصين | China | ME0000006152SFDAA00008 | TUFFGRIP | Examination Gloves | Black Examination Gloves
Anhui Anheng Paper & Plastic Products Co.,Ltd. | الصين | China | ME0000020876SFDAA00015 | Second Direction Isolation Gown | Isolation Gown | Gowns used for routine patient care in healthcare settings
Tianchang City Guomao Plastic Industry Co., Ltd. | الصين | China | ME0000016539SFDAA00028 | MEDICAL STERILIZATION INDICATOR TAPE | MEDICAL STERILIZATION INDICATOR TAPE | TAPE OF STERILIZATION
Shanghai Siyi Inttelligent Techonology Co. Ltd.d | الصين | China | ME0000000803SFDAA00003 | SOFT REHABILITATION GLOVE | SOFT REHABILITATION GLOVE | HAND REHABILITATION GLOVE
Multicare(wuxi) Medical Device Co.,LTD | الصين | China | ME0000021150SFDAA00005 | Disposable Pressure Infuser | Disposable Pressure Infuser | Pressure Infuser for medical units use pressure method to accelerate the amount of liquid or plasma when they rescue the patients in emergency
Shenzhen Denco Medical Co., Ltd | الصين | China | ME0000014326SFDAA00018 | CARBIDE BURS | CARBIDE BURS | ROOT CANAL instruments
CHANGZHOU DSB MEDICAL CO., LTD. | الصين | China | ME0000001739SFDAA00002 | Gentle-Sheath | Gentle-Sheath Silicone Self Adhesive external condom catheter | Silicone Self Adhesive external condom catheter
Anhui Intco Medical Products Co., Ltd. | الصين | China | ME0000006152SFDAA00010 | Basic Vinyl Synthetic Exam Gloves | examination gloves | examination gloves
JOYTECH Healthcare Co., Ltd. | الصين | China | ME0000001466SFDAA00011 | manual breast pump | n/a | it is manual breast pump for feeding
Shenzhen Denco Medical Co., Ltd | الصين | China | ME0000014326SFDAA00017 | DIAMOND BURS | Diamond burs | dental root canal instrument
Shenzhen Denco Medical Co., Ltd | الصين | China | ME0000014326SFDAA00017 | DIAMOND BURS | Diamond burs | dental root canal instrument
Tribest Dental Products Co.,Ltd | الصين | China | ME0000006128SFDAA00003 | Air-water syringe tips | Air-water syringe tips | Air-water syringe tips
YONGKANG YOUHA ELECTRIV APPLIANCE CO.,LTD | الصين | China | ME0000018972SFDAA00002 | Electric WHEELCHIR | Electric WHEELCHIR | Electric WHEELCHIR
PESITRO HEALTHCARE PRODUCTS CO.,LTD | الصين | China | ME0000016788SFDAA00001 | DR.BRUSH DENTAL WAX | Orthodontic Wax | Orthodontic Wax | تنظيف مابين الاسنان وتقليل الاحتكاك بين أسلاك التقويم بأستخدام الشمع
Zhende Medical Co., Ltd. | الصين | China | ME0000011116SFDAA00063 | TAPE, ADHESIVE, HYPOALLERGENIC, POROUS, CLEAR, SIZE: 7.5 CM X 4.5 M | TAPE, ADHESIVE, HYPOALLERGENIC, POROUS, CLEAR, SIZE: 7.5 CM X 4.5 M OR 9 M | This product is made of polyethylene, coated with medical pressure-sensitive adhesive
Sumbow Medical Instruments Co., Ltd. | الصين | China | ME0000005771SFDAA00266 | SUMBOW | PROBE COVERS | The disposable digital thermometer probe covers are plastic coverings used for either oral or rectal measurements for digital thermometers. The product is non-sterile and contains latex | غطاء بلاستيك لمقياس الحرارة الخاص بالأذن
Sumbow Medical Instruments Co., Ltd. | الصين | China | ME0000005771SFDAA00266 | SUMBOW | PROBE COVERS | The disposable digital thermometer probe covers are plastic coverings used for either oral or rectal measurements for digital thermometers. The product is non-sterile and contains latex | غطاء بلاستيك لمقياس الحرارة الخاص بالأذن
YANGZHOU SUPER UNION MEDICAL MATERIAL CO. LTD | الصين | China | ME0000009370SFDAA00010 | Hygiene dental bib | dental bib | dental bib
Zhonghong Pulin Medical Products Co.,Ltd | الصين | China | ME0000012953SFDAA00002 | U2 Disposable Vinyl Gloves | Disposable Clear Vinyl Hand Gloves | Disposable Vinyl Gloves
SuZhou Junwei Medical Equipment Co., ltd | الصين | China | ME0000002784SFDAA00037 | JUNWEI DENTAL OIL FREE AIR COMPRESSOR | DENTAL OIL FREE AIR COMPRESSOR | DENTAL OIL FREE AIR COMPRESSOR. HIGH QUALITY AIR COMPRESSOR SERIES | ضاغط هواء لوحدات كراسي الأسنان
Fujian Jiabao Shose Co., Ltd. | الصين | China | ME0000022841SFDAA00001 | Dia Comfort | Diabetic Shoes | to make more comfortable to diabetic patients
Fujian Jiabao Shose Co., Ltd. | الصين | China | ME0000022841SFDAA00001 | Dia Comfort | Diabetic Shoes | to make more comfortable to diabetic patients
DONGGUAN SUPERCARE MEDICAL PRODUCTS CO., LTD | الصين | China | ME0000002809SFDAA00005 | FOOT SUPPORT | FOOT SUPPORTS | FOOT SUPPORTS | دعم القدم
DONGGUAN SUPERCARE MEDICAL PRODUCTS CO., LTD | الصين | China | ME0000002786SFDAA00005 | Knee Supports | Knee Support | Knee Support
JIANGYIN MYWELL SAFETY EQUIPMENT CO. LTD. | الصين | China | ME0000016360SFDAA00018 | MAYO STAND | MAYO STAND | MAYO STAND
SCW Medicath Ltd. | الصين | China | ME0000009807SFDAA00003 | Negative Pressure Drainage Ball | Negative Pressure Drainage Ball | Negative Pressure Drainage Ball
HANGZHOU YUJIN MEDICAL TECHNOLOGY CO.,LTD | الصين | China | ME0000013960SFDAA00002 | Meditroll | Trolley | Trolley
Sumbow Medical Instruments Co., Ltd. | الصين | China | ME0000005771SFDAA00267 | STERILIZATION RELL | STERILIZATION RELL | FLAT STERILIZATION RELL
Foshan Dongfang Medical Equipment Manufactory (Ltd.) | الصين | China | ME0000002971SFDAA00001 | Rollator | Rollator | Walking aid
Hengshui Junyuan Medical Instrument Co.,Ltd | الصين | China | ME0000011677SFDAA00004 | HOSPITAL BED | HOSPITAL BED | The bed is equipped with multiple movements to assist the patient in nursing and facilitate his movement | السرير مجهز بحركات متعددة لمساعدة المريض في التمريض وتسهيل حركته
TIANJIN CITY TAISITE INSTRUMENT CO.,LTD | الصين | China | ME0000007113SFDAA00001 | Electric wheelchair | Electric wheelchair | Electric wheelchair
CHANGZHOU MEDICAL BIOENGINEERING CO.,LTD | الصين | China | ME0000014445SFDAA00001 | Disposable Breast Pads | Breast Pads | Breast Pads | وسادات ثدي
Dewang HJG Metal products co . ltd | الصين | China | ME0000002781SFDAA00026 | jommh Dolphin | manual wheelchair | كرسي معاق وكبار السن اربع عجلات صغيرة و اثنين للدفع اليدوي - جلسة الكرسي او المقعده بي يو ناعم ليكون مساعد في راحة جلوس المعاق | كرسي يدوي للمعاق وكبار السن
Wuxi Biomedical Technology Co., Ltd. | الصين | China | ME0000003068SFDAA00014 | Vein Showing System | Vein Showing System | Vein Showing System
Baorentang(Tangshan) Health Products Co., Ltd. | الصين | China | ME0000022507SFDAA00001 | Safe Mask | Disposable Face Mask | Safe Mask
Zhejiang Shuaibao Plastic Products Co., Ltd. | الصين | China | ME0000009498SFDAA00001 | PHMCO BREAST PUMP | BREAST PUMP | Manual breast pump | ساحبة حليب جهاز يستخدم لسحب الحليب من صدر المرضع
Ningbo HPDove Dental Instruments Co., Ltd. | الصين | China | ME0000020946SFDAA00001 | Soundway Disposable Medical Face masks | Face Mask | Disposable face mask
JIANGYIN MYWELL SAFETY EQUIPMENT CO. LTD. | الصين | China | ME0000016360SFDAA00017 | AIR SPLINT | AIR SPLINT | AIR SPLINT
Jiangsu Weikang Jiejing Medical Apparatus Co.,Ltd. | الصين | China | ME0000013199SFDAA00011 | SUNSET | Aerosal Drainage Bag | It is a respiratiory drainage product
Taian Dalu Medical Instrument Co Ltd | الصين | China | ME0000003055SFDAA00017 | Spacer For Aerosol | Inhalation therapy | Spacer For Aerosol | وعاء حفظ بصمام للاستخدام مع مستنشق معير الجرعة
JiangSu Senolo Medical Technology Co., Ltd | الصين | China | ME0000002421SFDAA00001 | SENOLO CAST | CAST | Orthopedic Casting Tape
Guangxi EHall Medical Technology Co Ltd | الصين | China | ME0000022510SFDAA00003 | Mixing Tips | Mixing Tips | Mixing Tips
Sumbow Medical Instruments Co., Ltd. | الصين | China | ME0000005771SFDAA00271 | Verona | Resuscitation Set | Demand valve resuscitation set for oxygen
ZHENJIANG U-NURSE MEDICAL EQUIPMENT CO., LTD. | الصين | China | ME0000002347SFDAA00001 | ًWheelchair | Wheelchairs and accessories | Disabled equipment and accessories | عبارة عن أجهزة خاصة للمعوقين والتأهيل
Guangxi EHall Medical Technology Co Ltd | الصين | China | ME0000022510SFDAA00002 | Scaler Tips | Scaler Tips | Scaler Tips
jiangsu minnuo group co.,ltd | الصين | China | ME0000000099SFDAA00073 | Minnuo | Empty Oxygen Steel Cylinder | Empty Oxygen Steel Cylinder it is cylinder for containing Oxygen Gas
Suqian Green Glove Co. Ltd | الصين | China | ME0000005728SFDAA00002 | EvoMed Disposable Vinyl Examination Gloves | Disposable vinyl glove powder free | Gloves for examination, nursing and other field.
Jiangsu Keling Medical Appliances Co., Ltd | الصين | China | ME0000008935SFDAA00008 | Verona | Trolley | Treatment Trolley
Sumbow Medical Instruments Co., Ltd. | الصين | China | ME0000005771SFDAA00270 | Verona | Reflex Hummer | Reflex Hummer
Sumbow Medical Instruments Co., Ltd. | الصين | China | ME0000005771SFDAA00257 | Verona | Air Splint | Air Splint
Suqian Green Glove Co.Ltd | الصين | China | ME0000003228SFDAA00002 | Sanita Vinyl Glove | Sanita Vinyl Glove | قفازات للاستعملات الطبيه | قفازات للاستعمال المتعدد
Sumbow Medical Instruments Co., Ltd. | الصين | China | ME0000005771SFDAA00280 | Verona | Electrode | Clamp Electrode & Chest Electrode
Anhui Anheng Paper & Plastic Products Co.,Ltd. | الصين | China | ME0000020876SFDAA00003 | VINYL GLOVES | VINYL GLOVES | VINYL GLOVES POWDERED FREE | قفازات فاينل بدون بودرة
Anhui Anheng Paper & Plastic Products Co.,Ltd. | الصين | China | ME0000020876SFDAA00003 | VINYL GLOVES | VINYL GLOVES | VINYL GLOVES POWDERED FREE | قفازات فاينل بدون بودرة
Anhui Anheng Paper & Plastic Products Co.,Ltd. | الصين | China | ME0000020876SFDAA00003 | VINYL GLOVES | VINYL GLOVES | VINYL GLOVES POWDERED FREE | قفازات فاينل بدون بودرة
Besdata technology Co limited | الصين | China | ME0000020411SFDAA00011 | BESDATA Video Monitor | Video Monitor | Video Monitor
Sumbow Medical Instruments Co., Ltd. | الصين | China | ME0000005771SFDAA00273 | Verona | illuminator | X- Ray General Style illuminator
YIWU EMPORIA TRADING CO., LTD | الصين | China | ME0000013527SFDAA00024 | Intra Oral Tip | Intra Oral Tip | Intra Oral Tip
YIWU EMPORIA TRADING CO., LTD | الصين | China | ME0000013527SFDAA00032 | Mouth Expander | Mouth Expander | Mouth Expander
Wenzhou Amtech Medical Technology Co., Ltd. | الصين | China | ME0000003180SFDAA00012 | Dental loupes & surgical loupes | Dental loupes & surgical loupes | Dental loupes & surgical loupes
Zhejiang Baite Medical Appliances Co,. Ltd | الصين | China | ME0000003133SFDAA00001 | Drainage bag with a Y adaptor | Drainage bag with a Y adaptor | Used for patients with respiratory oxygen storage | كيس جمع السوائل
SHENZHEN BAOFENGTONG ELECTRICAL APPLIANCES MANUFACTURING CO. | الصين | China | ME0000001955SFDAA00028 | Oral-Pro | Oral water irrigator | Oral irrigator and flosser | جهاز الخيط المائي هو جهاز لتنظيف بين الأسنان و بين الأسنان واللثة
Sumbow Medical Instruments Co., Ltd. | الصين | China | ME0000005771SFDAA00285 | Verona | Eyesight Lamp Box | Eyesight Lamp Box
Sumbow Medical Instruments Co., Ltd. | الصين | China | ME0000005771SFDAA00283 | Verona | Speculum | Disposable Vaginal Speculum
Besdata technology Co limited | الصين | China | ME0000020411SFDAA00012 | BESDATA Light Stylet | Light Stylet | Light Stylet
Anhui Anheng Paper & Plastic Products Co.,Ltd. | الصين | China | ME0000020876SFDAA00002 | HYGIENE NON WOVEN ISOLATION GOWN | NON WOVEN GOWN | NON WOVEN ISOLATION GOWN
YIWU EMPORIA TRADING CO., LTD | الصين | China | ME0000013527SFDAA00022 | Non Woven Sponge | Non Woven Sponge | Non Woven Sponge
YIWU EMPORIA TRADING CO., LTD | الصين | China | ME0000013527SFDAA00030 | Endo Irrigation Needle tip | Endo Irrigation Needle tip | Endo Irrigation Needle tip
YIWU EMPORIA TRADING CO., LTD | الصين | China | ME0000013527SFDAA00030 | Endo Irrigation Needle tip | Endo Irrigation Needle tip | Endo Irrigation Needle tip
Sumbow Medical Instruments Co., Ltd. | الصين | China | ME0000005771SFDAA00276 | Tmax | Arm Sling | Arm Sling
Sumbow Medical Instruments Co., Ltd. | الصين | China | ME0000005771SFDAA00287 | Verona | Marker | Skin Marker
Sumbow Medical Instruments Co., Ltd. | الصين | China | ME0000005771SFDAA00277 | Verona | Specimen Bag | Biohazard Specimen Bag
Anji Xinyuan Medical Supplies Co.Ltd. | الصين | China | ME0000003424SFDAA00002 | Plaster of Paris Bandage | Plaster of Paris Bandage | A loose bandage that forms a strong support | مقواة بضمادة فضفاضة تشكل دعامة قوية
Anji Xinyuan Medical Supplies Co.Ltd. | الصين | China | ME0000003429SFDAA00040 | Cohesive Bandage | Cohesive Bandage | Dressing is designed to secure dressings | الضمادة مصممة لتأمين الضمادات
Zhejiang Bangli Medical Products Co.,Ltd | الصين | China | ME0000000674SFDAA00012 | Santavik | Santavik | First Aid strip | لصق جروح
Hefei Jingcheng Plastic Products Co., Ltd. | الصين | China | ME0000003264SFDAA00001 | Tmax | SALIVA EJECTOR | SUCTION FOR SALIVA FROM PATIENT MOUTH
Hefei Jingcheng Plastic Products Co., Ltd. | الصين | China | ME0000003264SFDAA00001 | Tmax | SALIVA EJECTOR | SUCTION FOR SALIVA FROM PATIENT MOUTH
Hefei Jingcheng Plastic Products Co., Ltd. | الصين | China | ME0000003264SFDAA00001 | Tmax | SALIVA EJECTOR | SUCTION FOR SALIVA FROM PATIENT MOUTH
Anji Xinyuan Medical Supplies Co.Ltd. | الصين | China | ME0000003427SFDAA00002 | P.B.T elastic Bandage | P.B.T elastic Bandage | A stretchable elastic Bandage | ضمادة قابلة للمط تستخدم لخلق ضغط موضعي
Anji Xinyuan Medical Supplies Co.Ltd. | الصين | China | ME0000003444SFDAA00001 | Silk Oxide Surgical Tape | Silk Oxide Surgical Tape | Surgical Tape | شريط جراحي
Sumbow Medical Instruments Co., Ltd. | الصين | China | ME0000005771SFDAA00284 | Verona | Saw | Electric Plaster Saw
HEBEI VANRY MEDICAL DEVICES CO., LTD | الصين | China | ME0000003293SFDAA00002 | Medical care bed | Hospital beds | electric bed | تم تصميم هذه الأسرة للاستخدام في الداخل. تم تصميم السرير لمستخدم واحد يصل وزنه إلى 250 كجم عندما لا يتحرك السرير ، ويمكن للسرير تحميل 170 كجم عندما يتحرك السرير. يتوفر السرير بعجلات فاخرة مقاس 5 بوصات مع استراحة فردية. يجب تحريك السرير في الأرضية المسطحة ويمكن نقله إلى جميع الاتجاهات. السرير الذي يستخدمه المريض / الممرضة
Shanghai Supore Instruments Co., Ltd | الصين | China | ME0000003310SFDAA00068 | Combined Table | Refraction Unit | it is an operation mobile sliding table, for placing ophthalmic instruments such as Refractometer & Tonometer.
Shanghai Leison Medical and Healthcare Products Co., Ltd | الصين | China | ME0000000530SFDAA00004 | Hallux Valgus Bunion Splint | Hallux Valgus Bunion Splint | Hallux Valgus Bunion Splint | جبيرة ابهام القدم - مقاس مفتوح
Mediwish Co., Ltd | الصين | China | ME0000018237SFDAA00005 | Bowie Dick Test Pack | Bowie & Dick Test Pack | Bowie and Dick Test Pack
Mediwish Co., Ltd | الصين | China | ME0000018237SFDAA00005 | Bowie Dick Test Pack | Bowie & Dick Test Pack | Bowie and Dick Test Pack
Anji Xinyuan Medical Supplies Co.Ltd. | الصين | China | ME0000003442SFDAA00001 | Eye Pad | Eye Pad | Soft medical pad | وسادة طبية ناعمة
Anji Xinyuan Medical Supplies Co.Ltd. | الصين | China | ME0000003450SFDAA00002 | PU adhesive wound dressing | PU adhesive wound dressing | Surgical Tape | الشريط الجراحي الورقي
Anji Xinyuan Medical Supplies Co.Ltd. | الصين | China | ME0000003446SFDAA00322 | Kinesiology Tapes | Kinesiology Tapes | Therapeutic tape | شريط علاجي
Sumbow Medical Instruments Co., Ltd. | الصين | China | ME0000005771SFDAA00275 | Verona | Accessory for Suction Device | Accessory for Suction Device, suction bottle, tube, and valve.
Shenzhen Besdata Technology Co., Ltd | الصين | China | ME0000003279SFDAA00001 | BESDATA Video Laryngoscope | Video Laryngoscope | Reusable Video Laryngoscope
YIWU EMPORIA TRADING CO., LTD | الصين | China | ME0000013527SFDAA00033 | Metal Dispensor | Metal Dispensor | Metal Dispensor
Shanghai Bolan Optical-Electric Co., Ltd | الصين | China | ME0000003524SFDAA00001 | Slit Lamp Microscope | Slit Lamp | The device Composed by light room and microscope, chin rest. It has 3 models as follows: BL-88T BL-88 and BL-88D
Easy Medical Technology Co.,Ltd | الصين | China | ME0000003506SFDAA00018 | Sealing Machine | Sealing Machine | The sealing machine is used to for sterilization bag packaging and sealing
Sumbow Medical Instruments Co., Ltd. | الصين | China | ME0000005771SFDAA00290 | Verona | Splint Kit | Splint Kit
Sumbow Medical Instruments Co., Ltd. | الصين | China | ME0000005771SFDAA00291 | Verona | Shaving Kit | Shaving Prep Kit
YANGZOUH SUPER UNION MEDICAL MATERIAL CO LTD | الصين | China | ME0000009369SFDAA00004 | Sugama Gauze Swabs | Sugama Gauze Swabs | Gauze Swabs
YIWU EMPORIA TRADING CO., LTD | الصين | China | ME0000013527SFDAA00023 | Barrier Envelop | Barrier Envelop | Barrier Envelop
YIWU EMPORIA TRADING CO., LTD | الصين | China | ME0000013527SFDAA00023 | Barrier Envelop | Barrier Envelop | Barrier Envelop
Zhejiang Yubo Glasses Co.,Ltd | الصين | China | ME0000003570SFDAA00001 | PLOR | Glass Lenses | Glass Lenses
Zhejiang Yubo Glasses Co.,Ltd | الصين | China | ME0000003570SFDAA00001 | PLOR | Glass Lenses | Glass Lenses
Anji Xinyuan Medical Supplies Co.Ltd. | الصين | China | ME0000003426SFDAA00018 | Spandex elastic crepe Bandage | Spandex elastic crepe Bandage | A stretchable pad for pressure | وسادة قابلة للمط للضغط
Anji Xinyuan Medical Supplies Co.Ltd. | الصين | China | ME0000003428SFDAA00001 | Orthopedic Cast Padding | Orthopedic Cast Padding | Casting Pad | وسادة الصب
YIWU EMPORIA TRADING CO., LTD | الصين | China | ME0000013527SFDAA00029 | Saliva Ejector | Saliva Ejector | Saliva Ejector
SHENZHEN BAOFENGTONG ELECTRICAL APPLIANCES MANUFACTURING CO. | الصين | China | ME0000021627SFDAA00002 | AMCO ORAL IRRIGATOR | PORTABLE ORAL IRRIGATOR | PORTABLE ORAL IRRIGATOR | جهاز خيط مائي لتنظيف الاسنان
Anji Xinyuan Medical Supplies Co.Ltd. | الصين | China | ME0000003445SFDAA00001 | Zinc Oxide Plaster | Zinc Oxide Plaster | Plaster with plastic cover | جص بغطاء بلاستيكي
BSS MEDICAL SUPPLY CO. LIMITED | الصين | China | ME0000022328SFDAA00001 | Disposable ECG Electrode | Disposable ECG Electrode | Application for ECG monitoring or diagnosis with the connected equipment as medical sensors.
BYD Precision Manufacture Co., Ltd. | الصين | China | ME0000000195SFDAA00015 | N95 Particulate Respirator | N95 Particulate Respirator | Respiratory protection Mask
MEDIWISH CO., LTD. | الصين | China | ME0000021587SFDAA00002 | LustDent Dental Bib | Dental Bib | The unique waterproof and absorbing design. Material: 1 layer membrane + 2 layer tissue. Size (width X length) : normal size: 13 “X 18”, namely 33 X 45 cm.
MEDIWISH CO., LTD. | الصين | China | ME0000021596SFDAA00001 | LusDent Micro Applicator | Micro Applicator | Micro Applicator Disposable, Non Absorbent, non-lint. Material: Plastic Tube
Sumbow Medical Instruments Co., Ltd. | الصين | China | ME0000005771SFDAA00269 | Verona | Face Shield | Mouth to Mouth Face Shield Roll
Anji Xinyuan Medical Supplies Co.Ltd. | الصين | China | ME0000003443SFDAA00100 | Non woven paper adhesive surgical tape | Non woven paper adhesive surgical tape | Paper surgical tape | الشريط الجراحي الورقي
Anji Xinyuan Medical Supplies Co.Ltd. | الصين | China | ME0000003430SFDAA00003 | Elastic adhesive Bandage | Elastic adhesive Bandage | Elastic Bandage | ضمادة مرنة
FOSHAN DONGFANG MEDICAL EQUIPMENT MANUFACTORY(LTD.) | الصين | China | ME0000003681SFDAA00001 | COMMODE CHAIR | COMMODE CHAIR | COMMODE CHAIR
FOSHAN DONGFANG MEDICAL EQUIPMENT MANUFACTORY(LTD.) | الصين | China | ME0000003678SFDAA00001 | POWER WHEEL CHAIR | POWER WHEEL CHAIR | POWER WHEEL CHAIR
Shenzhen Hugemed Medical Technical Development Co. Ltd. | الصين | China | ME0000002468SFDAA00007 | stand | stand (video Laryngoscope accessory) | stand (video Laryngoscope accessory)
Danyang Huayun Optical Glasses Co.,Ltd | الصين | China | ME0000003628SFDAA00013 | TARGET | Optical Lenses | 1- Be sure to measure the lens. 2- The lens is set and 3 dots are placed in the middle of the lens exactly according to the axis determined by the doctor (line of sight). 3- Write on the right lens ( R ) and write on the left lens ( L ). 4- Put the lens in the lens cutting machine and we determine on the screen of the machine where the lens is cut because it varies according to the type of frame whether it is frame is full frame or half frame or glass or against breakage ( polycarbonate ). 5- Give the machine an operation and then drop the lens on the machine stone with water running on the lens for not breaking it and facilitate the shear, take about a minute and a half then go to the polishing stage. 6- Drill the lens blade to be installed in the frame. 7- The lens is installed in the frame. 8- Wear the glasses in the face.
United Dental Changzhou | الصين | China | ME0000003585SFDAA00001 | Stainless Steel C Files | Stainless Steel C Files | Endodontic Hand Instruments
United Dental Changzhou | الصين | China | ME0000003582SFDAA00001 | Stainless Steel K Files | Stainless Steel K Files | Endodontic Hand Instruments
United Dental Changzhou | الصين | China | ME0000003586SFDAA00002 | M3-Large Taper Hand Files | M3-Large Taper Hand Files | Endodontic Hand Instruments
Shanghai ZOGEAR Industries Co., Ltd. | الصين | China | ME0000011804SFDAA00014 | Zogear | Changeable Interdental Brush | Changeable Interdental Brush
Danyang Huayun Optical Glasses Co.,Ltd | الصين | China | ME0000003626SFDAA00001 | BOGARI | Optical Lenses | 1- Be sure to measure the lens. 2- The lens is set and 3 dots are placed in the middle of the lens exactly according to the axis determined by the doctor (line of sight). 3- Write on the right lens ( R ) and write on the left lens ( L ). 4- Put the lens in the lens cutting machine and we determine on the screen of the machine where the lens is cut because it varies according to the type of frame whether it is frame is full frame or half frame or glass or against breakage ( polycarbonate ). 5- Give the machine an operation and then drop the lens on the machine stone with water running on the lens for not breaking it and facilitate the shear, take about a minute and a half then go to the polishing stage. 6- Drill the lens blade to be installed in the frame. 7- The lens is installed in the frame. 8- Wear the glasses in the face.
YIWU EMPORIA TRADING CO., LTD | الصين | China | ME0000013527SFDAA00031 | Plastic Dispensor | Plastic Dispensor | Plastic Dispensor
YIWU EMPORIA TRADING CO., LTD | الصين | China | ME0000013527SFDAA00031 | Plastic Dispensor | Plastic Dispensor | Plastic Dispensor
YIWU EMPORIA TRADING CO., LTD | الصين | China | ME0000013527SFDAA00025 | AutoclaveTap | Autoclave Tap | Autoclave Tap
Tianchang City Guomao Plastic Industry Co., Ltd. | الصين | China | ME0000016539SFDAA00012 | SKILLED NURSE SELF STERILIZATION POUCH | SELF STERILIZATION POUCH | Quick and secure closing of a pack without a heat sealer. The closing flap is Pre-folded to facilitate tight sealing.
Shenzhen Hugemed Medical Technical Development Co. Ltd. | الصين | China | ME0000002468SFDAA00005 | Video Laryngoscope | Video Laryngoscopes | Video Laryngoscopes
MEDIWISH CO., LTD. | الصين | China | ME0000021597SFDAA00001 | LusDent Air-water syringe tip | Air-water syringe tip | Disposable Air-water syringe tip, Plastic Colorful Tube. Disposable Air/Water Syringe Tips are the best alternative to typical metal autoclavable 3-way tips. These syringe tips feature an O-ring groove that secures the tip for patient safety. The patient angle of the tips are identical to that of metal tips, providing ideal angling of the tip in a patient's mouth.
MEDIWISH CO., LTD. | الصين | China | ME0000021589SFDAA00001 | LusDent Dental Cotton Roll | Cotton roll | Cotton roll 10x38mm(0.45g/pc) Material: 100% absorbent cotton
FOSHAN DONGFANG MEDICAL EQUIPMENT MANUFACTORY(LTD.) | الصين | China | ME0000003675SFDAA00001 | WHEEL CHAIR | WHEEL CHAIR | WHEEL CHAIR
shijiazhuang aofeite imp&exp co.ltd | الصين | China | ME0000003105SFDAA00010 | Rahma Waist Support Belt | Waist Support Belt with straps | Waist support Belt
shijiazhuang aofeite imp&exp co.ltd | الصين | China | ME0000003105SFDAA00010 | Rahma Waist Support Belt | Waist Support Belt with straps | Waist support Belt
YIWU EMPORIA TRADING CO., LTD | الصين | China | ME0000013527SFDAA00027 | Etching Tip | Etching Tip | Etching Tip
FIRSTAR HEALTHCARE COMPANY LTMITED (GUANGZHOU) | الصين | China | ME0000002637SFDAA00003 | Cloth Ice Bag | Cloth Ice Bag | Cloth Ice Bag | كمادات باردة
United Dental Changzhou | الصين | China | ME0000003996SFDAA00001 | ENDODONTIC HAND INSTRUMENTS | ENDODONTIC HAND INSTRUMENTS | for probing and permeabilization during canal preparation | للسبر والنفاذية أثناء تحضير القناة
HUIZHOU VIDEYA TECHNOLOGY CO., LTD. | الصين | China | ME0000000158SFDAA00073 | PRODENTY SPREADERS | Dental Root-Canal Instruments | This product is a dental restoration medical devices, for the treatment of various pulpitis, pulp necrosis and other conventional root canal shaping &cleaning and filling.
HUIZHOU VIDEYA TECHNOLOGY CO., LTD. | الصين | China | ME0000000158SFDAA00078 | PRODENTY PENS | Dental Root-Canal Instruments | This product is a dental restoration medical devices, for the treatment of various pulpitis, pulp necrosis and other conventional root canal shaping &cleaning and filling.
United Dental Changzhou | الصين | China | ME0000003584SFDAA00002 | Stainless Steel Reamers | Stainless Steel Reamers | Endodontic Hand Instruments
Sumbow Medical Instruments Co., Ltd. | الصين | China | ME0000005771SFDAA00292 | Power CompMist | Vinyl Gloves | Vinyl Gloves | قفازات فينيل بدون بودره مقاس كبير
Shenzhen Hugemed Medical Technical Development Co. Ltd. | الصين | China | ME0000002468SFDAA00008 | HugeMed Rigid Stylet | stylets (video Laryngoscope accessory) | stylets (video Laryngoscope accessory)
Jiangsu Keling Medical Appliances Co., Ltd | الصين | China | ME0000008935SFDAA00009 | Electrical Hospital Bed | Hospital Bed | Electric medical nursing bed. | سرير للعنايه بالمريض كهربائي
HUIZHOU VIDEYA TECHNOLOGY CO., LTD. | الصين | China | ME0000000158SFDAA00074 | PRODENTY PEESO REAMERS | Dental Root-Canal Instruments | This product is a dental restoration medical devices, for the treatment of various pulpitis, pulp necrosis and other conventional root canal shaping &cleaning and filling.
Tianchang City Guomao Plastic Industry Co., Ltd. | الصين | China | ME0000016539SFDAA00014 | SKILLED NURSE INDICATOR CARD | INDICATOR CARD | Sterilization Parameter Device for Dental Instruments
YANGZHOU SUPER UNION IMPORT AND EXPORT CO., LTD | الصين | China | ME0000003651SFDAA00004 | BOUFFANT CAP | BOUFFANT CAP | caps can be used in hosipital , or industrial area, protect head from the dust ,water and bacteria | ارتداء لمنع الغبار والأوساخ لتجنب نظافة البيئة ونتائج الاختبار
Tianchang City Guomao Plastic Industry Co., Ltd. | الصين | China | ME0000016539SFDAA00013 | SKILLED NURSE STERILIZATION FLAT REEL | STERILIZATION FLAT REEL | Made of medical paper and film through high temperature and high pressure. Printed with change-color sterilization instructions to see the sterilization conditions clearly.
MEDIWISH CO., LTD. | الصين | China | ME0000021594SFDAA00001 | LusDent Barrier Film | Barrier Film | MADE WITH A LOW TACK ADHESIVE BACKING THAT IS IDEAL FRO USE IN AREAS THAT ARE DIFFICULIT TO CLEAN
MEDIWISH CO., LTD. | الصين | China | ME0000021599SFDAA00001 | LusDent Disposable Prophy Cups | Disposable Prophy Cups | The exclusive soft and flexible Prophy Cup flares and flexes to contours of teeth to aid in selective stain removal and interproximal cleaning with less pressure and operator fatigue. With optimized size for easy access in hard to reach areas without compromising the paste holding capacity. The unique design is suitable for treatment on adults and pediatric use and to substitute pointed polishers. The soft flare of the prophy cup gently massages the gingiva and reaches the pockets for effective plaque biofilm removal for improved subgingival access. The exterior ridges optimize interproximal stain removal while the interior webbing holds adequate amount of prophy paste to minimize splatter and increases stain removal. Prohy Cups are designed with a wider base to prevent the prophy paste from reaching the contra angle.
YIWU EMPORIA TRADING CO., LTD | الصين | China | ME0000013527SFDAA00034 | Ortho Wax | Ortho Wax | Ortho Wax
YIWU EMPORIA TRADING CO., LTD | الصين | China | ME0000013527SFDAA00034 | Ortho Wax | Ortho Wax | Ortho Wax
Hanchuan Fumo Plastics Co., Ltd | الصين | China | ME0000016696SFDAA00004 | Disposable Shoe Cover | Caps | Disposable Shoe Cover
Shanghai Channelmed Import & Export Co., Ltd | الصين | China | ME0000008893SFDAA00036 | Channelmed Ring Cushion | Ring Cushion | Ring cushion for health use | وسادة صحية
MEDIWISH CO., LTD. | الصين | China | ME0000021592SFDAA00001 | LusDent DENTAL CHAIR COVER | DENTAL CHAIR COVER | These full chair sleeves are made of clear plastic or SMS nonwoven and designed to easily fit for dental chairs.
FIRSTAR HEALTHCARE COMPANY LTMITED (GUANGZHOU) | الصين | China | ME0000002637SFDAA00001 | Finger Covers | Finger Covers | Finger Covers | واقي الأصابع
YIWU EMPORIA TRADING CO., LTD | الصين | China | ME0000013527SFDAA00026 | Orthodontic Kit | Orthodontic Kit | Orthodontic Kit
YIWU EMPORIA TRADING CO., LTD | الصين | China | ME0000013527SFDAA00026 | Orthodontic Kit | Orthodontic Kit | Orthodontic Kit
Sumbow Medical Instruments Co., Ltd. | الصين | China | ME0000005771SFDAA00300 | Verona | Vital | Plastic Vital
Sumbow Medical Instruments Co., Ltd. | الصين | China | ME0000005771SFDAA00297 | Verona | Irrigation Tray | Piston Irrigation Tray
Sumbow Medical Instruments Co., Ltd. | الصين | China | ME0000005771SFDAA00295 | Verona | Dental Tips | Dental Tips
Sumbow Medical Instruments Co., Ltd. | الصين | China | ME0000005771SFDAA00298 | Verona | Swab | Swab with wooden applicator
Jinan Yongsheng Fengfan Chef Hat Co.Ltd | الصين | China | ME0000004051SFDAA00138 | 4M Disposable Cap | 4M Disposable Non Woven Net hair Cap | Disposable non woven net hair cap
Shenzhen Baofengtong Electrical Appliances Manufactruing CO.LTD | الصين | China | ME0000001103SFDAA00002 | Marllow | Oral irrigator | Water Flosser for Oral Care
Shenzhen Redy-Med Technology Co., Ltd. | الصين | China | ME0000003931SFDAA00001 | Disposable Cuff | Disposable Cuff | Single use blood pressure cuff for neonatal | -
Lyncmed Medical Technology (Beijing) Co., Ltd. | الصين | China | ME0000005427SFDAA00011 | Vinyl Gloves (Non -Sterile ,Powder Free) | Vinyl Examination Gloves | Vinyl examination gloves are single use, non-sterile, transparent and powder free.
Lyncmed Medical Technology (Beijing) Co., Ltd. | الصين | China | ME0000005427SFDAA00011 | Vinyl Gloves (Non -Sterile ,Powder Free) | Vinyl Examination Gloves | Vinyl examination gloves are single use, non-sterile, transparent and powder free.
SHAOXING MEDPLY MEDICAL PRODUCTS CO., Ltd. | الصين | China | ME0000007344SFDAA00012 | ARM SLEEVES | ARM SLEEVES | Protect the environment from dust, bacteria and other pollution of the cover
DANYANG KANGJU OPTICAL GLASSES CO., LTD. | الصين | China | ME0000001309SFDAA00013 | Prescription eyeglass lenses | lumiere | Prescription eyeglass lenses with different medical sizes | عدسات طبية جاهزة بمقاسات طبية مختلفة
Guangdong Kaiyang Medical Technology Group Co. Ltd. | الصين | China | ME0000022840SFDAA00002 | COMMODE CHAIR | COMMODE CHAIR | Commode Chair | كرسي صوان
TIANJIN CITY TAISITE INSTRUMENT CO.,LTD | الصين | China | ME0000004121SFDAA00001 | Wheelchair | Wheelchair | Chair with wheels to carry disabled people and move easily كرسي بعجلات لحمل المعاقين و ذوي الإحتياجات الخاصه للتنقل بسهولة | كرسي بعجلات لحمل و نقل المعاقين و ذوي الإحتياجات الخاصه للتنقل بسهولة
Shanghai wisking electric machina co ltd | الصين | China | ME0000002503SFDAA00035 | jommh chair | WHEELCHAIR ELECTRIC 1023 | كرسي كهربائي متحرك يعمل بالبطارية وقابلة اعادة الشحن اربع عجلات ومقعد جلوس وتكايات جانبية للمرفق اليد والذراع | كرسي متحرك كهربائي يعمل بالبطارية
Xiantao WellMed Protective Products Co., Ltd. | الصين | China | ME0000004102SFDAA00001 | Isolation Gown | Disposable Isolation Gown with Knitted Cuff | Disposable Isolation Gown with Knitted Cuff
ANTAR FOSHAN TECHNOLOGY CO LTD | الصين | China | ME0000010177SFDAA00005 | Dental Camera | Dental Camera | Make the photo for teeth , it is convenient for dental treatment
Shenzhen Redy-Med Technology Co., Ltd. | الصين | China | ME0000003930SFDAA00001 | Reusable Cuff | Reusable Cuff | Reusable blood pressure cuff for HP monitors or equivalent | -
SHAOXING MEDPLY MEDICAL PRODUCTS CO., Ltd. | الصين | China | ME0000007344SFDAA00020 | isolation gown | isolation gown | Protect the environment from dust,bacteria and other pollution of the clothing
MEDIWISH CO., LTD. | الصين | China | ME0000021602SFDAA00001 | LusDent Isolation Gown | Isolation Gown | Material: PP ,SMS, MP, Tyvek Color: White, Blue, Green Size: S-5XL, Weight: 22-55g/m2
DANYANG KANGJU OPTICAL GLASSES CO.,LTD | الصين | China | ME0000010536SFDAA00002 | SOLUTIONS | Solutions | Plastic lenses to correct eyesight | عدسات مصنعة من البلاستيك مختلف الدرجات المستخدمة بالنظارات الطبية
Hefei Medicon Plastic Products Co., Ltd. | الصين | China | ME0000000720SFDAA00162 | MEDPROTECT | Medical gown | Disposable medical gown
GUANGDONG KANGSHEN MEDICAL TECHNOLOGY CO.,LTD | الصين | China | ME0000003998SFDAA00001 | Medical care bed | Medical care bed | Medical care bed
Sumbow Medical Instruments Co., Ltd. | الصين | China | ME0000005771SFDAA00296 | Verona | Splint | Economy padded board splint.
WEIHAI JIESHI COMMODITY MANUFACTURE CO., LTD | الصين | China | ME0000004278SFDAA00001 | TECE | dental floss | dental floss for clean teeth
SHAOXING MEDPLY MEDICAL PRODUCTS CO., Ltd. | الصين | China | ME0000007344SFDAA00014 | CREPE BANDAGE | CREPE BANDAGE | Fix dressing on the wound, and fixed the injured part.
SHAOXING MEDPLY MEDICAL PRODUCTS CO., Ltd. | الصين | China | ME0000007344SFDAA00019 | surgical cap | surgical cap | Protect the hairs of medical staff from dropping
SHAOXING MEDPLY MEDICAL PRODUCTS CO., Ltd. | الصين | China | ME0000007344SFDAA00017 | orthopedic bandage | orthopedic bandage | Fix dressing on the wound, it is a isolation layer between skin and other hard medical products, such as plaster bandage.
SHAOXING MEDPLY MEDICAL PRODUCTS CO., Ltd. | الصين | China | ME0000007344SFDAA00016 | GAUZE SWAB | GAUZE SWAB | Absorb the body fluids from the wound, Cover the wound and Protect it against dust and bacteria
Dongguan Best Smile Co., Ltd. | الصين | China | ME0000003878SFDAA00001 | Watsons Dental Floss | Dental Floss | Watsons Charcoal Round Thread Dental Floss Picks Watsons Round Thread Dental Floss Picks Watsons Mint Round Thread Dental Floss Picks Watsons Mint Flat Thread Dental Floss Picks Watsons Round Thread Dental Floss Picks (Individually Wrapped) Watsons Round Thread Wide Bow Dental Floss Picks Watsons Green Tea Round Thread Dental Floss Picks Watsons Flat Thread Dental Floss Picks Watsons Flat Thread Wide Bow Dental Floss Picks
Guangzhou Roson Medical Devices Co., Ltd | الصين | China | ME0000004217SFDAA00001 | Chinese Cupping Set | Chinese Cupping Set | Chinese Cupping Set
Hangzhou Kebo orthopaedic rehabilitation equipment Co.,Ltd | الصين | China | ME0000004398SFDAA00001 | Ankle Joint | Ankle Joint | Ankle Joint
Anhui Intco Medical Products Co., Ltd. | الصين | China | ME0000020481SFDAA00002 | U2 Disposable Vinyl Gloves | Vinyl Gloves | Disposable Vinyl Gloves
Shenzhen Redy-Med Technology Co., Ltd. | الصين | China | ME0000003929SFDAA00001 | ECG Cable | ECG Cable | 5 Leads ECG Cables FOR PHILIPS MONITORS OR EQUIVALENT | -
NINGBO SHUANER MEDICAL EQUIPMENT CO , LTD | الصين | China | ME0000007110SFDAA00001 | Electric Bed | Electric Bed | Electric Bed | سريركهربائي
Changzhou Sifary Medical Technology Co.,Ltd. | الصين | China | ME0000010172SFDAA00010 | Intraoral Digital Imaging Sensor | Intraoral Digital Imaging Sensor | Imaging Sensor
Changzhou Sifary Medical Technology Co.,Ltd. | الصين | China | ME0000010172SFDAA00010 | Intraoral Digital Imaging Sensor | Intraoral Digital Imaging Sensor | Imaging Sensor
Suzhou New Area Mingji Macromolecule Medical Apparatus Co., Ltd | الصين | China | ME0000004154SFDAA00003 | Disposable Suction tube | Disposable Suction tube | Disposable Suction tube Intended for drainage and storage of drainage liquid
Hefei Medicon Plastic Products Co., Ltd. | الصين | China | ME0000000720SFDAA00165 | MEDPROTECT | dental bib | Disposable dental bib
Hefei Medicon Plastic Products Co., Ltd. | الصين | China | ME0000000720SFDAA00166 | MEDPROTECT | Impression trays | Disposable impression trays
SHAOXING MEDPLY MEDICAL PRODUCTS CO., Ltd. | الصين | China | ME0000007344SFDAA00018 | URINE COLLECTION BAG | URINE COLLECTION BAG | Fix dressing on the wound, it is a isolation layer between skin and other hard medical products, such as plaster bandage.
shijiazhuang aofeite imp&exp co.ltd | الصين | China | ME0000004476SFDAA00028 | ROYAL POSTURE | Shoulder brace | حزام الكتف والظهر | حزام دعم وتقويم الكتف والظهر
Jiangsu Xuzhi optical glasses co., ltd | الصين | China | ME0000001045SFDAA00001 | PAPARAZI | optical lenses | Plastic HMC, Plastic UC, Plastic HC, Plastic SHMC, Photocromic HC, Photocromic HMC, Glas White, Glass PG | عدسات للنظارات
Guangdong Launca Medical Device Technology Co., Ltd. | الصين | China | ME0000003859SFDAA00001 | Launca intraoral scanner | intraoral scanner | Portable intraoral scanning system
Topmost Medical Technology Co.,Ltd | الصين | China | ME0000001877SFDAA00011 | Topmost | wheelchair | كرسي متحرك
Anhui Anheng Paper & Plastic Products Co.,Ltd. | الصين | China | ME0000020876SFDAA00014 | Second Direction Vinyl Gloves Powder free | Vinyl Gloves Powder free | Vinyl Gloves used for medical general procedures in hospital, nursing.
Ningbo Jenius Polymer Sci-Tech Co.,LTD | الصين | China | ME0000004283SFDAA00002 | Jenius | Medical loops, tournquets and Medical TPE (BANDS)- مطاط للعلاج الطبيعي والتمارين | bands for therapy and training | عبارة عن منتجات من المطاط للعلاج الطبيعي والتمارين
SHAOXING MEDPLY MEDICAL PRODUCTS CO., Ltd. | الصين | China | ME0000007344SFDAA00013 | DISPOSABLE PVC EXAMINATION GLOVES | DISPOSABLE PVC EXAMINATION GLOVES | Protect the environment from dust, bacteria and other pollution of the gloves
JINHUA JINGDI MEDICAL SUPPLIES CO., LTD | الصين | China | ME0000004160SFDAA00002 | mediU Adhesive Tape Remover Pad | Adhesive Tape Remover Pad | Adhesive Tape Remover Pad
SHAOXING MEDPLY MEDICAL PRODUCTS CO., Ltd. | الصين | China | ME0000007344SFDAA00015 | GAUZE ROLL | GAUZE ROLL | Absorb the body fluids from the wound.
Ningbo Sintrue Medical Instrument Co., Ltd | الصين | China | ME0000003232SFDAA00008 | Eppendorf Pipette Tip | Eppendorf Pipette Tip | two size of Eppendorf Pipette Tip autoclavable, Various color optional easy to identify | ممتص للسوائل
Landwind Health Science and Technology Co., Ltd | الصين | China | ME0000017555SFDAA00002 | Deep Muscle Massager | Muscle Massager | Massage device for muscle recovery. | جهاز تدليك للعضلات
Landwind Health Science and Technology Co., Ltd | الصين | China | ME0000017555SFDAA00002 | Deep Muscle Massager | Muscle Massager | Massage device for muscle recovery. | جهاز تدليك للعضلات
NANTONG JIANAN MEDICAL PRODUCTS CO.,LTD. | الصين | China | ME0000001511SFDAA00003 | gauze sponges | gauze sponge non sterile | non sterile gauze like swabs or roll use to absorbent the blood or the liquids or to cover the parts off the body to save it from Bactria or any thing wi | شاش طبي قطع غير معقم يستعمل لايقاف النزف وتنظيف الجروح
Nanjing Perlove Medical Equipment Co., Ltd. | الصين | China | ME0000004541SFDAA00004 | Medical Bed | Medical Bed | Medical Bed
Coriton Instrument Co. Ltd. | الصين | China | ME0000016020SFDAA00002 | Pivot Arm | Medical Trolley, wall mount and support arm | Fixed patient monitor and hold on
Nanjing Perfect Medical Products Co., Ltd | الصين | China | ME0000004671SFDAA00923 | Perfect Care | Non Woven Shoe cover | Single use Shoe cover
Guangdong Kaiyang Medical Technology Group Co., Ltd. | الصين | China | ME0000003323SFDAA00001 | wheelchair | wheelchair | assist disabled people in movement
Nanjing superfit I&E co., LTD | الصين | China | ME0000004208SFDAA00001 | Razimed Hotwater Bag | Hot Water Bag | Hot Water Bags | كمادات للماء الحار
FIRSTAR HEALTHCARE COMPANY LTMITED (GUANGZHOU) | الصين | China | ME0000002637SFDAA00009 | Bandage | Bandage | Bandage to dress a wound
Shandong Shangwei Medical Products Co.,Ltd | الصين | China | ME0000004140SFDAA00044 | DISPOSABLE MEDICAL VINYL GLOVES | DISPOSABLE MEDICAL VINYL GLOVES | DISPOSABLE MEDICAL VINYL GLOVES | قفازات فينيل للاستخدام الواحد
Foshan Nanhai KJT Rehabilitation Equipment Co Ltd | الصين | China | ME0000007748SFDAA00020 | WALKING STICK | WALKING STICK | walking stick is used in walking for disable, sick and old person. | تستخدم عصا المشي في المشي للمعاقين والمرضى وكبار السن
Jiangsu Huayuan Medical Technology Co. Ltd. | الصين | China | ME0000004425SFDAA00001 | HUAYUAN | Vinyl Examination Gloves | Vinyl Examination Gloves | قفازات فينيل للفحص طبية للاستعمال مرة واحدة
Lyncmed Medical Technology (Beijing) Co., Ltd. | الصين | China | ME0000005427SFDAA00013 | Vinyl Gloves (Non -Sterile ,Powder Free) | Vinyl Examination Gloves | Vinyl examination gloves are single use, non-sterile, transparent and powder free.
Anji SPENQ Industrial Co. Ltd | الصين | China | ME0000007203SFDAA00005 | FLAT FOOT INSOLE | FLAT FOOT INSOLE | It is used to support the flat foot arch to relieve foot pain when walking or standing for long periods
Anji SPENQ Industrial Co. Ltd | الصين | China | ME0000007203SFDAA00009 | TOE GUARD | TOE GUARD | It is used to correct the deviation of the big/little toe and reduce the pain of the big/little toe
Guangdong Kaiyang Medical Technology Group Co., Ltd. | الصين | China | ME0000004830SFDAA00004 | commode wheelchair | commode wheelchair | The wheelchair is a chair with wheels, designed as an alternative to walking. to correct the sitting position
Ningbo Sintrue Medical Instrument Co., Ltd | الصين | China | ME0000003232SFDAA00019 | Glass Test Tube | Glass Test Tube | Glass Test Tube , 12x75mm made from borosilicate glass | انبوب اختبار زجاجي
Langfang Taiwang Medical Instrument CO., Ltd | الصين | China | ME0000004760SFDAA00013 | Power Wheelchair | Power Wheelchair | power wheelchair with rechargeable battery | يساعد على الحركة للأشخاص الغير القادرين على الحركة
Jinan Yongsheng Fengfan Chef Hat Co.Ltd | الصين | China | ME0000004052SFDAA00002 | U2 Hair net cap | U2 Disposable Non Woven Net hair Cap | Disposable non woven net hair cap
Anji SPENQ Industrial Co. Ltd | الصين | China | ME0000007203SFDAA00003 | FLAT FOOT CORSET FABRIC | FLAT FOOT CORSET FABRIC | It is used for flat feet ,It works on adapting pressure on the feetThus reducing movement fatigue And standing long periods
Chengdu Cryo-Push Medical Technology Co. Ltd. | الصين | China | ME0000000627SFDAA00003 | Disposable Tracheostomy Tube Holder | Disposable Tracheostomy Tube Holder | Fix the catheter, minimize the catheter movement
DANYANG H&C OPTICAL GLASSES CO LTD | الصين | China | ME0000004010SFDAA00001 | H&C OPTICAL | Optical Glass Lenses | Vision correction lenses for glasses
Suzhou Junwei Medical Equipment Co., Ltd | الصين | China | ME0000002562SFDAA00001 | Dental oil free air compressor | Dental oil free air compressor | Dental oil free air compressor | ضاغط هواء يستخدم في عيادة الأسنان
Sumbow Medical Instruments Co., Ltd. | الصين | China | ME0000012801SFDAA00001 | SafaMed | Autoclave Steam Tape | Non sterile , Adapted to various models of steam sterilizer , for a fixed item package or label goods package ( or container ) under sterilization process.
Sumbow Medical Instruments Co., Ltd. | الصين | China | ME0000012801SFDAA00002 | SafaMed | Urine Bag | Urine drainage bag with outlet كيس جمع بول مع منفذ | كيس جمع بول مع منفذ - تستخدم لمرة واحدة
NINGBO HAISHU ESCO MEDICAL TECHNOLOGY CO., LTD. | الصين | China | ME0000018290SFDAA00003 | Ultrasonic Cleaner | Ultrasonic Cleaner | A cleaning device that uses ultrasound and a cleaning solution suitable for cleaning delicate objects | جهاز تنظيف يستخدم الموجات فوق الصوتية ومحلول تنظيف مناسب لتنظيف الأشياء الحساسة
Foshan SOCO Precision Instrument Co.,Ltd | الصين | China | ME0000003761SFDAA00002 | Dental Root Canal Instrument | Dental Root Canal Instrument | It used for the removal of dentin and shaping of the root canal
Lyncmed Medical Technology (Beijing) Co.,Ltd. | الصين | China | ME0000004695SFDAA00001 | Vinyl Gloves | Vinyl Gloves | Disposable gloves | قفازات يمكن التخلص منها
Sumbow Medical Instruments Co., Ltd. | الصين | China | ME0000005771SFDAA00302 | Verona | Bandage | Plaster of Paris POP Bandage
Leboo Healthcare Products Limited | الصين | China | ME0000007136SFDAA00013 | Tmax | Bed Sheet | Bed Sheet
JIANGSU INTCO MEDICAL PRODUCTS CO.,LTD | الصين | China | ME0000004851SFDAA00001 | Instant Cold Pack | Instant Cold Pack | disposable instant ice pack
United Dental Changzhou | الصين | China | ME0000003583SFDAA00002 | Stainless Steel H Files | Stainless Steel H Files | Endodontic Hand Instruments
ZHEJIANG HUIKANG MEDICINAL ARTICLES CO.,LTD | الصين | China | ME0000000040SFDAA00003 | NURSE | FIRST AID PLASTER | First aid Plaster | للجروح الصغيرة والخدوش
Shijiazhuang AoFeiTe Im&Ex Co.,Ltd | الصين | China | ME0000004207SFDAA00001 | Soft Corset | Soft Corset- Multiple use corset | - Support and tighten weakened Abdominal muscle - Offers best impression of Abdominal region Post surgery - help body to regain its original shape and form in postpartum cases | - دعم وتشديد ضعف عضلات البطن - مساعدة الجسم لاستعادة شكله وشكله الأصلي في حالات ما بعد الولادة
Lyncmed Medical Technology (Beijing) Co.,Ltd. | الصين | China | ME0000004694SFDAA00001 | Nitrile Gloves | Nitrile Gloves | Nitrile Gloves | قفازات يمكن التخلص منها
Shijiazhuang Aofeite Medical Device co., Ltd. | الصين | China | ME0000004902SFDAA00002 | Relieve Postural Support | Postural Support | Provide support and correction for shoulders , upper and lower back. can help to naturally align muscles and spine, designed to gently re-train muscular so that the back can effortlessly maintain an upright position over time . | حزام مصحح للقامة يقدم الدعم والتصحيح للأكتاف ، والجزء العلوي والسفلي من الظهر ، ليقوم على محاذاة عضلات الظهر مع العمود الفقري ،يعمل على إعادة الوضعية الصحيحة للعضلات
Huaiyin Medical Instruments Co,Ltd | الصين | China | ME0000004809SFDAA00001 | MEIYI Disposable Scalpels with plastic handle | MEIYI Disposable Scalpels with plastic handle | Disposable Scalpels
hubei excelmed non-woven products co., ltd | الصين | China | ME0000009677SFDAA00005 | Crepe Elastic Bandage | Crepe Elastic Bandage | CREPE ELASTIC BANDAGE NON-STERILE
Philips Goldway (Shenzhen) Industrial Inc. | الصين | China | ME0000003244SFDAA00009 | Rechargeable Li-ion Battery Pack | Rechargeable (secondary) Li-ion Battery | Rechargeable (secondary) Li-ion Battery
Nanjing Perfect Medical Products Co., Ltd | الصين | China | ME0000004671SFDAA00925 | Perfect Care | Non Woven Clip Cap | Single use Non Woven Clip Cap
Nanjing Perfect Medical Products Co., Ltd | الصين | China | ME0000004671SFDAA00926 | Perfect Care | Isolation Gown | Single Use Isolation Gown
Shandong INTCO Medical Products Co., Ltd. | الصين | China | ME0000004974SFDAA00002 | Disposable Vinyl Exam Gloves | Gloves | Gloves used in medical examinations
Anhui Intco Medical Products Co., Ltd. | الصين | China | ME0000020481SFDAA00003 | Santana | Vinyl Synthetic Exam Gloves | Medical Disposal Examination Vinyl Gloves | قفازات فينيل
Anhui Intco Medical Products Co., Ltd. | الصين | China | ME0000020481SFDAA00003 | Santana | Vinyl Synthetic Exam Gloves | Medical Disposal Examination Vinyl Gloves | قفازات فينيل
Anhui Intco Medical Products Co., Ltd. | الصين | China | ME0000020481SFDAA00003 | Santana | Vinyl Synthetic Exam Gloves | Medical Disposal Examination Vinyl Gloves | قفازات فينيل
Lyncmed Medical Technology (Beijing) Co.,Ltd. | الصين | China | ME0000004693SFDAA00003 | Latex Gloves | Latex Gloves | Latex Gloves | قفازات يمكن التخلص منها
Shandong INTCO Medical Products Co., Ltd. | الصين | China | ME0000007155SFDAA00008 | Vinyl Disposable Gloves | Vinyl Examination Gloves | Vinyl Examination Gloves for Single Use
HANGHZOU YONINER PHARMACEUTICAL CO. LTD. | الصين | China | ME0000002316SFDAA00002 | YONINER | TAP ADHESIVE SILK | MEDICAL SURGICAL TAPES ARE MADE WITH BASE MATERIAL OF COTTON FABRIC, SILK FABRIC, PE TRANSPARENT OR NON-WOVEN PAPER, COATED WITH MEDICAL ADHESIVE
Lyncmed Medical Technology (Beijing) Co., Ltd. | الصين | China | ME0000005427SFDAA00015 | Nitrile Gloves (Non -Sterile ,Powder Free) | Nitrile Gloves | Nitrile examination gloves are single use, non-sterile, transparent and powder free.
MAQUET Suzhou Co. Ltd. | الصين | China | ME0000003537SFDAA00009 | Mobile Operating Table | Mobile Operating Table | Operating Table for patients
MAQUET Suzhou Co. Ltd. | الصين | China | ME0000003537SFDAA00008 | Body Strap | Body Support | Body Support for Patients
Jiaxing Meson Medical Materials Co., Ltd. | الصين | China | ME0000004731SFDAA00002 | Transparent Surgical Tapes | Transparent Surgical Tapes | Surgical tape is made from substrate coated with medical pressure sensitive adhesive, base material can be divided into fabrics, non-woven fabrics, paper, PE film, etc.
Shandong INTCO Medical Products Co., Ltd. | الصين | China | ME0000004973SFDAA00001 | Disposable Nitrile Exam Gloves | Gloves | Gloves used during medical examinations
YANGZHOU SUPER UNION IMPORT AND EXPORT CO., LTD | الصين | China | ME0000004468SFDAA00005 | Isolation Gown | Isolation Gown | Suitable for Hospital/Research Institution/Laboratory and other public health institution,which can protect the works from the pollution of blood/body fluid/power and other pollutant. | مناسبة للمستشفى / مؤسسة البحث / المختبر ومؤسسات الصحة العامة الأخرى ، والتي يمكن أن تحمي الأعمال من تلوث الدم / سوائل الجسم / الطاقة وغيرها من الملوثات.
YANGZHOU SUPER UNION IMPORT AND EXPORT CO., LTD | الصين | China | ME0000004474SFDAA00022 | Shoe Cover | Shoe Cover | Suitable for the cleanroom which widely used in the electronics factory/pharmaceutical factory/medical device&supplies factory/food factory,also widely used in the hospital/household sleanness protection | مناسبة لغرفة الأبحاث التي تستخدم على نطاق واسع في مصنع الإلكترونيات / الأدوية مصنع / مصنع معدات طبية ومستلزمات / مصنع أغذية ، يستخدم أيضًا على نطاق واسع في المستشفى / المنزل حماية النحافة
SHAOXING MEDPLY MEDICAL PRODUCTS CO., Ltd. | الصين | China | ME0000007344SFDAA00021 | snood cover | snood cover | Protect the environment from dust, bacteria and other pollution of the cover, hold the hair and beard inside the snood cover.
SHAOXING MEDPLY MEDICAL PRODUCTS CO., Ltd. | الصين | China | ME0000007344SFDAA00025 | BOOT COVER | BOOT COVER | Protect the environment from dust, bacteria and other pollution of the cover,
MAQUET Suzhou Co. Ltd. | الصين | China | ME0000003537SFDAA00010 | Mobile Operating Table | Mobile Operating Table | Operating Table for patients
YANGZHOU SUPER UNION IMPORT AND EXPORT CO., LTD | الصين | China | ME0000004466SFDAA00188 | Doctor Cap | Doctor Cap | caps can be used in hospital,or industrial area,protect head from the dust,water and bacteria. | قبعات يمكن استخدامها في المستشفى ، أو المنطقة الصناعية ، وحماية الرأس من الغبار والماء والبكتيريا.
YANGZHOU SUPER UNION IMPORT AND EXPORT CO., LTD | الصين | China | ME0000004470SFDAA00002 | Non sterile gauze swab | Non sterile gauze swab | A kind of dressings to clean, nurse and isolate the wounds. | نوع من الضمادات لتنظيف الجروح وتمريضها وعزلها.
YANGZHOU SUPER UNION IMPORT AND EXPORT CO., LTD | الصين | China | ME0000004471SFDAA00002 | Non sterile lap sponge | Non sterile lap sponge | To sop up the blood and extravasate during the operation and to clean the wound. | لتشفير الدم وتسربه أثناء العملية ولتنظيف الجرح.
YANGZHOU SUPER UNION IMPORT AND EXPORT CO., LTD | الصين | China | ME0000004475SFDAA00001 | Vinyl gloves | Vinyl gloves | Used to protect the wearer or the patient from the spread of infection or illness during medical, procedures and examinations. | تستخدم لحماية مرتديها أو المريض من انتشار العدوى أو المرض أثناء العلاج ، الإجراءات والامتحانات.
YANGZHOU SUPER UNION IMPORT AND EXPORT CO., LTD | الصين | China | ME0000004472SFDAA00002 | Wooden tongue depressor | Non sterile Wooden tongue depressor | Used to tongue pressing for medical and cosmetic examination | يستخدم لضغط اللسان للفحص الطبي والتجميل
SHAOXING MEDPLY MEDICAL PRODUCTS CO., Ltd. | الصين | China | ME0000007344SFDAA00024 | plastic apron | plastic apron | Protect the environment from dust, liquid, bacteria and other pollution of the cover
YANGZHOU SUPER UNION IMPORT AND EXPORT CO., LTD | الصين | China | ME0000004467SFDAA00007 | Gauze Roll | Gauze Roll | users cut the gauze roll into gauze swab with any size | يقوم المستخدمون بقطع لفافة الشاش إلى قطعة شاش بأي حجم
SHAOXING MEDPLY MEDICAL PRODUCTS CO., Ltd. | الصين | China | ME0000007344SFDAA00023 | Shoe Cover | Shoe Cover | protect the environment from dust and other pollution of the cover
SHAOXING MEDPLY MEDICAL PRODUCTS CO., Ltd. | الصين | China | ME0000007344SFDAA00022 | Beard Cover | Beard Cover | Protect the environment from dust and other pollution of the cover
YANGZHOU SUPER UNION IMPORT AND EXPORT CO., LTD | الصين | China | ME0000000036SFDAA00013 | Disposable Clip cover | Disposable Clip cover | used in hosipital,or industrial area,protect head from the dust,water and bacteria.
Anhui Anheng Paper & Plastic Products Co.,Ltd. | الصين | China | ME0000020876SFDAA00004 | Hygiene VINYL GLOVES | VINYL GLOVES | VINYL GLOVES POWDERED FREE | قفازات فاينل بدون بودرة
Zhonghong Pulin Medical Products Co.,Ltd | الصين | China | ME0000012953SFDAA00003 | 4M Disposable Vinyl Gloves | 4M Disposable Clear Vinyl Gloves Free powdered | Disposable Vinyl Gloves
Shanghai Kinmed Import & Export Co., Ltd. | الصين | China | ME0000002566SFDAA00074 | Absorbent Cotton rolls | Absorbent Cotton rolls, Non-Sterile | used in the medical industry for wound dressing, protection, cleaning, etc | used in the medical industry for wound dressing, protection, cleaning, etc
Shanghai Kinmed Import & Export Co., Ltd. | الصين | China | ME0000002566SFDAA00074 | Absorbent Cotton rolls | Absorbent Cotton rolls, Non-Sterile | used in the medical industry for wound dressing, protection, cleaning, etc | used in the medical industry for wound dressing, protection, cleaning, etc
Foshan Nanhai KJT Rehabilitation Equipment Co Ltd | الصين | China | ME0000007748SFDAA00018 | COMMODE CHAIR | COMMODE CHAIR | Help old man or disabled people to defecate or urinate | مساعدة العجوز أو المعاقين على التبرز أو التبول
YANGZHOU SUPER UNION IMPORT AND EXPORT CO., LTD | الصين | China | ME0000000036SFDAA00012 | Disposable shoe cover | Disposable shoe cover | Cover to prevent dust pollution
Shanghai Kinmed Import & Export Co., Ltd. | الصين | China | ME0000002566SFDAA00075 | Tmax | Sitz Bath | Sitz Bath | حمام مقعدي
Hangzhou Headway Medical Equipment CO.,Ltd. | الصين | China | ME0000010179SFDAA00012 | Ortho Wax | Orthodontic Wax for Braces | Orthodontic natural wax.
Lyncmed Medical Technology (Beijing) Co., Ltd. | الصين | China | ME0000005427SFDAA00014 | Latex Gloves (Non -Sterile ,Powder Free) | Latex Examination Gloves | Latex examination gloves are single use, non-sterile, transparent and powder free.
Jiujiang Huada Medical Dressing Co., Ltd. , | الصين | China | ME0000004674SFDAA00004 | Gauze Swabs | Gauze Swabs | Non- sterile cotton Gauze Swabs
Ningbo Sintrue Medical Instrument Co., Ltd | الصين | China | ME0000003232SFDAA00022 | Urine Container | Urine Container | Urine Container, 60ml | وعاء عينة بول
Ningbo Sintrue Medical Instrument Co., Ltd | الصين | China | ME0000003232SFDAA00021 | Petri dishe | Petri dishe | Petri Dishes, 90x15mm | اطباق استنبات
Ningbo Sintrue Medical Instrument Co., Ltd | الصين | China | ME0000003232SFDAA00014 | Centrifuge tube | Centrifuge tube | Two size of Centrifuge Tubes 1.5ml, 2.0ml,-Open and close conveniently with one handle -Standard safe-lock cap, tight-fitting lid provides a leak-resistant seal -Flat top and large frosted area on tube for easy sample identification -Accurate molded graduation for volume estimation -Withstand centrifugation up to 10000 g -Guaranteed functionality between –86°C to 121°C | انبوب طرد مركزي
JAMJOOM FULLCARE CORPORATION | الصين | China | ME0000005373SFDAA00181 | Sterilization Wrap | Sterilization Wrap | Sterilization Wrap
Ningbo Sintrue Medical Instrument Co., Ltd | الصين | China | ME0000003232SFDAA00018 | Tube stopper | Tube stopper | Tube Stopper, 12mm Flange Type, Neutral color | سدادت انبوب
Ningbo Sintrue Medical Instrument Co., Ltd | الصين | China | ME0000003232SFDAA00015 | Pasteur Pipette | Pasteur Pipette | Two size of Pasteur Pipette, 1ml, 3ml excellent transparency | انبوبة ماصة
Ningbo Sintrue Medical Instrument Co., Ltd | الصين | China | ME0000003232SFDAA00020 | Plastic Test tube | Plastic Test tube | Two size of Plastic Test tube 12x75mm, 16X102mm stability to common chemicals Lighter weight, durable and safety | أنابيب اختبار
NANTONG JIANAN MEDICAL PRODUCTS CO.,LTD. | الصين | China | ME0000001511SFDAA00004 | Gauze roll | Gauze roll | cotton gauze in roll | شاش قطني شكل رولات
Danyang New Hope Medical Equipment Co., Ltd. | الصين | China | ME0000008298SFDAA00007 | Electric 3 Function Hospital bed | Electric 3 Function Hospital bed | Electric 3 Function Hospital bed
SHENZHEN BAOFENGTONG ELECTRICAL APPLIANCES MANUFACTURING CO.,LTD | الصين | China | ME0000005105SFDAA00001 | cordless water flosser | oral water irrigator | oral water irrigator
Xiantao Zhongtai Protective Products Co., Ltd. | الصين | China | ME0000019550SFDAA00002 | Surgical Gown | Surgical Gown | Protective Gown for Surgical Purpose
Lyncmed Medical Technology (Beijing) Co., Ltd. | الصين | China | ME0000005427SFDAA00016 | Doctor cap | Doctor cap | Non - Sterile caps
shijiazhuang aofeite imp&exp co.ltd | الصين | China | ME0000005092SFDAA00002 | psture corrector | حزام الكتف | حزام تصحيح وضع الكتف واعلى الظهر | حزام تعديل وضع الكتف واعلى الظهر
Jinhua Jingdi Medical Supplies Co Ltd | الصين | China | ME0000005166SFDAA00002 | Silva Bandage | Silva | قطعة بلاستر متعددة القياسات
Xiantao Zhongtai Protective Products Co., Ltd. | الصين | China | ME0000019550SFDAA00005 | Bouffant Cap | Bouffant Cap | Protective overhead for surgical use
Xiantao Zhongtai Protective Products Co., Ltd. | الصين | China | ME0000019550SFDAA00003 | Shoe Cover | Shoe Cover | Surgical protective over shoe
Xiantao Zhongtai Protective Products Co., Ltd. | الصين | China | ME0000019550SFDAA00004 | isolation gown | Isolation gown | Surgical gown
Jiaxing Meson Medical Materials Co., Ltd. | الصين | China | ME0000004731SFDAA00003 | Microporous Surgical Tape | Microporous Surgical Tape | surgical tape is made from substrate coated with medical pressure sensitive adhesive, base material can be divided into fabrics, non-woven fabrics, paper, PE film, etc.;
hubei excelmed non-woven products co., ltd | الصين | China | ME0000009677SFDAA00009 | Tubular Elastic Net Bandage | Tubular Elastic Net Bandage | Tubular Elastic Net Bandages.
JINHUA JINGDI MEDICAL SUPPLIES CO., LTD | الصين | China | ME0000005893SFDAA00002 | Silva Plaster | Silva | شريط لاصق متعدد القياسات
JINHUA JINGDI MEDICAL SUPPLIES CO., LTD | الصين | China | ME0000005893SFDAA00002 | Silva Plaster | Silva | شريط لاصق متعدد القياسات
JINHUA JINGDI MEDICAL SUPPLIES CO., LTD | الصين | China | ME0000005893SFDAA00003 | Silva Plaster | Silva | بلاستر رول شفاف وقماشي وحرير و ورقي متعدد القياسات
JINHUA JINGDI MEDICAL SUPPLIES CO., LTD | الصين | China | ME0000005893SFDAA00003 | Silva Plaster | Silva | بلاستر رول شفاف وقماشي وحرير و ورقي متعدد القياسات
PESITRO HEALTHCARE PRODUCTS CO.,LTD | الصين | China | ME0000002045SFDAA00008 | Dr. BRUSH | Dental Instrument | A device to clean the oral cavity such as teeth and gums. | أداة لتنظيف الأسنان واللثة
Shanghai Kinmed Import and Export Co Ltd | الصين | China | ME0000002804SFDAA00042 | KINMED GAUZE BANDAGE | GAUZE BANDAGE | Gauze Bandage Rolls 40S 19X15 MESH 10cm x 5m, QUANTITY: 100DOZENS X 12ROLLS
FOSHAN DONGFANG MEDICAL EQUIPMENT MANUFACTORY(LTD.) | الصين | China | ME0000015429SFDAA00014 | Crutch | Crutch | Aluminum Crutch | مشاية تساعد على المشي
Sumbow Medical Instruments Co., Ltd. | الصين | China | ME0000005771SFDAA00304 | Verona | Anoscope | Disposable Anoscope
STERIVIC Medical Co.,Ltd | الصين | China | ME0000000177SFDAA00017 | BOWIE-DICK TEST PACK | BOWIE-DICK TEST PACK | TEST PACK
Shanghai Kinmed Import & Export Co., Ltd. | الصين | China | ME0000002566SFDAA00076 | Kinmed M Head Cap | Head cap | Head cap
Hanchuan Fumo Plastics Co., Ltd | الصين | China | ME0000016696SFDAA00006 | OEM | Disposable Bed Sheet Roll | Disposable BedSheet
rider bull bio-technique (zhongshan) co. ltd | الصين | China | ME0000003305SFDAA00004 | RiderBull | Disposable glove non sterile free powder | is used to protect and keep your hand clean and dry.
Shanghai Ristea Industries Co., Ltd. | الصين | China | ME0000019187SFDAA00022 | Orthodontic Wax | Orthodontic Wax | Orthodontic Wax
Shanghai Ristea Industries Co., Ltd. | الصين | China | ME0000019187SFDAA00021 | Prophy Brush | Prophy Brush | Prophy Brush
Yuyao Jiahua Medical Appliance Co.,LTD | الصين | China | ME0000020049SFDAA00001 | Verona | Humidifier Bottle | Humidifier Bottle
STERIVIC Medical Co.,Ltd | الصين | China | ME0000000177SFDAA00019 | GUSSETED HEAT-SEALING STERILIZATION POUCH | STERILIZATION POUCH | GUSSETED HEAT-SEALING STERILIZATION POUCH | كيس التعقيم بالحرارة العالية
POLYBELL (GUANGZHOU) LIMITED | الصين | China | ME0000004915SFDAA00001 | Baby Zone | Nose aspirator | Clean the nose
STERIVIC Medical Co.,Ltd | الصين | China | ME0000000177SFDAA00020 | FLAT HEAT-SEALING STERILIZATION POUCH | STERILIZATION POUCH | FLAT HEAT-SEALING STERILIZATION POUCH | حقيبة تعقيم مسطحة بالحرارة
MEDIWISH CO.,LTD | الصين | China | ME0000013263SFDAA00003 | Steam Indicator Strip | Sterilization Chemical Indicating Card/Strip | Class 6 emulating indicator for steam sterilization monitoring.
MEDIWISH CO.,LTD | الصين | China | ME0000013263SFDAA00003 | Steam Indicator Strip | Sterilization Chemical Indicating Card/Strip | Class 6 emulating indicator for steam sterilization monitoring.
Sumbow Medical Instruments Co., Ltd. | الصين | China | ME0000005771SFDAA00307 | Verona | Penrose Drain | Penrose Drain
DONGGUAN SUPERCARE MEDICAL PRODUCTS CO., LTD | الصين | China | ME0000005265SFDAA00001 | CERVICAL COLLAR | CERVICAL COLLARS | CERVICAL COLLAR
INTCO | الصين | China | ME0000015392SFDAA00003 | YK9031 Wheelchair | Wheelchair | The chair is intended for people with walking limitations and people who have the ability to propel themselves with their upper limbs. | كرسي متحرك YK9031
Hospital & Homecare IMP. & EXP. Co., Ltd. Nanjing | الصين | China | ME0000005666SFDAA00003 | Isolation Gown | Isolation Gown | Isolation gown is made of composite non-woven materials to protect workers and patients from contamination with body fluids, secretions, faeces and other infectious substances, and to prevent cross-infection.
Sumbow Medical Instruments Co., Ltd. | الصين | China | ME0000005771SFDAA00306 | Verona | Bandage | Gauze Bandage
Shanghai Ristea Industries Co., Ltd. | الصين | China | ME0000019187SFDAA00020 | Face Shield | Face Shield | Face Shield
DONGGUAN SUPERCARE MEDICAL PRODUCTS CO., LTD | الصين | China | ME0000005264SFDAA00001 | Wrist Braces | Wrist Brace | Wrist Brace
Hospital & Homecare IMP. & EXP. Co., Ltd. Nanjing | الصين | China | ME0000005666SFDAA00004 | Elastic Crepe BANDAGE | Elastic Crepe BANDAGE | It is used to treat sprains and strains, and to help correct fractures and other bone problems in orthopedics. This type of bandage is never directly applied to wounds.
Suzhou Kangjie Medical Inc | الصين | China | ME0000005271SFDAA00001 | Retinoscope | Ophthalmic Instrument | Retinoscope is a handheld ophthalmic device ,convenient to use & can be rotated through 360 degrees.
GuangDong Kangshen Medical Technology Co.,Ltd | الصين | China | ME0000005294SFDAA00001 | transfer chair | transfer chair | Patient Room Use in houses, hospitals, and medical care places
Shijiazhuang Aofeite Medical Device co., Ltd. | الصين | China | ME0000004902SFDAA00006 | Postartum belt | Postartum belt | Postartum belt
GuangDong Kangshen Medical Technology Co.,Ltd | الصين | China | ME0000005293SFDAA00001 | electric transfer chair | electric transfer chair | Patient Room Use in houses, hospitals, and medical care places
Shijiazhuang Aofeite Medical Device co., Ltd. | الصين | China | ME0000004902SFDAA00004 | Relieve Finger Strap | Finger Strap | Removable and Bendable Aluminium Splint , Keep the finger in the correct position and provides effective protection and immobilisation to enhance healing . | جبيرة إصبع مصنوعة من الألمنيوم قابلة للتعديل ، تعمل على اثبيت الإصبع في مكانه الصحيح ، وتقدم حماية فعالة وتمنع الإصبع من الحركة لدعم عملية الشفاء .
Shijiazhuang Aofeite Medical Device co., Ltd. | الصين | China | ME0000004902SFDAA00003 | Relieve Posture Support | Posture Support | Provide support and correction for shoulders , upper and lower back. can help to naturally align muscles and spine , designed to gently re-train muscular so that back . | حزام داعم للقامة
Suzhou Kangjie Medical Inc | الصين | China | ME0000005341SFDAA00002 | Ophthalmoscope | Ophthalmic Instrument | Ophthalmoscope is a handheld ophthalmic device used in the examination of eyes.
Beijing Fule Science & Technology Development Co., Ltd. | الصين | China | ME0000002476SFDAA00169 | Connecting Rod | Surgical instrument | Surgical instrument
hubei excelmed non-woven products co., ltd | الصين | China | ME0000009677SFDAA00007 | Wooden Applicator | Wooden Applicator | Single Use Wooden Applicator
Shenzhen YKD Technology Co LTD | الصين | China | ME0000012558SFDAA00001 | Blood Pressure Cuff | Blood Pressure Cuff | Non invasive blood pressure cuffs
Nanning Baolai Medical Instrument CO., LTD | الصين | China | ME0000004999SFDAA00036 | LED Curing Light | LED Curing Light | A mains electricity (AC-powered) device used in the dental clinic for curing polymer-based materials. This can be achieved by heat, heat and pressure, light, or a combination of these.
Nanning Baolai Medical Instrument CO., LTD | الصين | China | ME0000004999SFDAA00036 | LED Curing Light | LED Curing Light | A mains electricity (AC-powered) device used in the dental clinic for curing polymer-based materials. This can be achieved by heat, heat and pressure, light, or a combination of these.
Nanning Baolai Medical Instrument CO., LTD | الصين | China | ME0000004999SFDAA00036 | LED Curing Light | LED Curing Light | A mains electricity (AC-powered) device used in the dental clinic for curing polymer-based materials. This can be achieved by heat, heat and pressure, light, or a combination of these.
IDEAL MEDICAL INDUSTRIES CO.,LTD. | الصين | China | ME0000005070SFDAA00002 | Latex Examination Gloves | Latex Examination Gloves | Latex Examination Gloves
hubei excelmed non-woven products co., ltd | الصين | China | ME0000009677SFDAA00006 | Urine Bag | Urine Bag | Single Use Urine Bag
Chengdu Cryo-Push Medical Technology Co., Ltd., | الصين | China | ME0000018132SFDAA00003 | Cold Compression Knee Immobilizer Brace | Cold Compression Knee Immobilizer Brace | Cold compression knee immobilizer is used for complete immobilization with cold compression therapy. Integrated cold compression design helps in pain relief and faster recovery | يستخدم مثبت الركبة بالضغط البارد للتثبيت الكامل مع علاج الضغط البارد.
Hospital & Homecare IMP. & EXP. Co., Ltd. Nanjing | الصين | China | ME0000005666SFDAA00006 | BOUFFANT CAP 24" | Disposable Bouffant Cap | A bouffant cap is a hat that keeps stray hair in and water or other contaminants out.
Sumbow Medical Instruments Co., Ltd. | الصين | China | ME0000005771SFDAA00314 | SUMBOW SPUNLACE NON WOVEN ADHESIVE WOUND DRESSING ROLL | WOUND DRESSING ROLL | SPUNLACE NON WOVEN ADHESIVE WOUND DRESSING ROLL, NON-STERILE USED TO COVER AND PROTECT THE WOUND , ESPECIALLY SWELLING AND MOVING POSITIONS.
Sumbow Medical Instruments Co., Ltd. | الصين | China | ME0000005771SFDAA00308 | SUMBOW Buffer Inhale Chamber | Buffer Inhale Chamber | A non-sterile device intended to be placed between a nebulizer or a metered dose inhaler (MDI) and the patient's mouth, to function as a reservoir into which an aerosol medication is dispensed in order to minimize delivery of large aerosolized particles. It typically resembles a tube, container, or mask made of plastic, paper, or cardboard. By holding the drug(s) after aerosolization (e.g., via an internal valve) this device reduces the direct delivery of large aerosolized particles which would otherwise be deposited in the mouth/upper airway, but are intended for the lower airway. This is a single-use device. | حجرة استنشاق
Anji SPENQ Industrial Co. Ltd | الصين | China | ME0000007203SFDAA00006 | FLAT FOOT SOLID CORSET | FLAT FOOT SOLID CORSET | It is used for flat feet, It works on adapting pressure on the feet Thus reducing movement fatigue And standing long periods
Sumbow Medical Instruments Co., Ltd. | الصين | China | ME0000005771SFDAA00309 | SUMBOW Crepe Elastic Bandage | Crepe Elastic Bandage | A strip or roll of fabric or plastic material (non-latex) intended to be applied to and compress a local area of the body for one or more preventative/therapeutic applications (e.g., prevent oedema, support injuries associated with minor trauma, treat disorders of venous return). It may be described as a sports tape intended for support while allowing movement, or described as a compression bandage; it is not intended to be used in association with open wounds. It is intended for use in the home or healthcare facility. This is a single-use device.
Sumbow Medical Instruments Co., Ltd. | الصين | China | ME0000005771SFDAA00311 | SUMBOW ABSORBENT GAUZE ROLL | GAUZE ROLL | A non-sterile device in the form of a long strip of stretchable, absorbent, woven material (e.g., cotton, cellulose), wound into a roll, and typically designed for a variety of applications (non-dedicated) such as a primary wound dressing, dressing retention, injury padding and compression. It is not a dedicated pressure dressing and does not include latex. This is a single-use device.
Sumbow Medical Instruments Co., Ltd. | الصين | China | ME0000005771SFDAA00313 | SUMBOW | Silk Surgical Tape | A long thin band of synthetic material coated on one side with a pressure-sensitive adhesive, intended to be used for a variety of surgical/clinical intervention external taping applications [e.g., draping a patient for surgery and /or creating a window around a site of intervention, creating a sterile barrier, fixing/sealing items to a patient (e.g., a stockinette), managing/organizing tubing, cables, and other operating room (OR) devices]. It is typically made of a plastic material or combination of materials. This is a single-use device.
Sumbow Medical Instruments Co., Ltd. | الصين | China | ME0000005771SFDAA00313 | SUMBOW | Silk Surgical Tape | A long thin band of synthetic material coated on one side with a pressure-sensitive adhesive, intended to be used for a variety of surgical/clinical intervention external taping applications [e.g., draping a patient for surgery and /or creating a window around a site of intervention, creating a sterile barrier, fixing/sealing items to a patient (e.g., a stockinette), managing/organizing tubing, cables, and other operating room (OR) devices]. It is typically made of a plastic material or combination of materials. This is a single-use device.
Sumbow Medical Instruments Co., Ltd. | الصين | China | ME0000005771SFDAA00313 | SUMBOW | Silk Surgical Tape | A long thin band of synthetic material coated on one side with a pressure-sensitive adhesive, intended to be used for a variety of surgical/clinical intervention external taping applications [e.g., draping a patient for surgery and /or creating a window around a site of intervention, creating a sterile barrier, fixing/sealing items to a patient (e.g., a stockinette), managing/organizing tubing, cables, and other operating room (OR) devices]. It is typically made of a plastic material or combination of materials. This is a single-use device.
SHANGHAI CHONGJEN INDUSTRY CO LTD | الصين | China | ME0000009104SFDAA00003 | Disposable SPP Shoe Cover | Shoe Cover | A loose fabric covering intended to be placed over a shoe to create a physical barrier to maintain hygiene and prevent cross-contamination of microorganisms, body fluids, and particulate material between the shoe and the environment, or a patient and staff. It is typically used in areas such as examination rooms or operating theatres and may be conductive, to reduce the risk of static electricity, or non-conductive. This is a single-use device.
Xinhua surgical instrument co.ltd. | الصين | China | ME0000005528SFDAA00002 | SHINVA | Needle Holder | Needle Holder
Xinhua surgical instrument co.ltd. | الصين | China | ME0000005519SFDAA00001 | SHINVA | Surgical Scissors Straight,Sharp | Surgical Scissors
Sumbow Medical Instruments Co., Ltd. | الصين | China | ME0000005771SFDAA00312 | SUMBOW PROBE COVER / THERMOMETER SLEEVE | PROBE COVER | A device intended to be used as a physical barrier between the patient and the probe of a thermometer that uses electronics to create the measurement, e.g., a tympanic (in-the-ear) or electronic (body) thermometer, to prevent cross-contamination between patients. This is a single-use device.
SHANGHAI CHONGJEN INDUSTRY CO LTD | الصين | China | ME0000001714SFDAA00020 | Disposable non-woven MOB Cap | MOB Cap | A non-sterile head covering designed as a cap intended to be worn by surgical staff during an operation to protect both the patient and themselves from the transfer of microorganisms, body fluids, and particulate material. It is usually made of reinforced paper or non-woven materials. This is a single-use device.
Sumbow Medical Instruments Co., Ltd. | الصين | China | ME0000005771SFDAA00310 | SUMBOW | Embossed Dressing PAD (Dental Bib) | A non-sterile device intended to be worn by a patient during a dental examination or treatment procedure to function as a barrier to soiling and cross-contamination. It typically consists of a shaped piece of natural and/or synthetic material intended to be fastened around the neck and cover the front side of the upper body. This is a single-use device.
Sumbow Medical Instruments Co., Ltd. | الصين | China | ME0000005771SFDAA00310 | SUMBOW | Embossed Dressing PAD (Dental Bib) | A non-sterile device intended to be worn by a patient during a dental examination or treatment procedure to function as a barrier to soiling and cross-contamination. It typically consists of a shaped piece of natural and/or synthetic material intended to be fastened around the neck and cover the front side of the upper body. This is a single-use device.
danyang shangtai optical lens co.ltd | الصين | China | ME0000000988SFDAA00003 | coco | coco | عدسات نظارات طبية | عدسات تصحيح نظر
Nanjing J SUN Trading Co., Ltd. | الصين | China | ME0000014172SFDAA00003 | L&S CARE | Medical Vinyl Disposable Glove | Vinyl Disposable Glove
Henan Joinkona Medical Products Stock Co., Ltd | الصين | China | ME0000005211SFDAA00012 | warming Jacket | warming Jacket | SMS latex free disposable warming jacket
Xinhua surgical instrument co.ltd. | الصين | China | ME0000005529SFDAA00004 | SHINVA | Handle | Handle
Xinhua surgical instrument co.ltd. | الصين | China | ME0000005520SFDAA00001 | SHINVA | Surgical Scissors Curved blunt | Surgical Scissors Curved blunt
Anhui Anyu Latex Products Co., Ltd | الصين | China | ME0000005247SFDAA00001 | Anyu | Latex Examination gloves | Examination gloves
Jiangsu Xuzhi optical glasses co., ltd | الصين | China | ME0000005455SFDAA00021 | بابارازي paparazi | عدسات بصريه | Plastic HMC, Plastic UC, Plastic HC, Plastic SHMC, Photocromic HC, Photocromic HMC, Glas White, Glass PG | عدسات تصحيح الرؤيه يتم تركيبها على اطارات النظارات
Xinhua surgical instrument co.ltd. | الصين | China | ME0000005522SFDAA00001 | SHINVA | Surgical Scissors Straight, Blunt | Surgical Scissors Straight, Blunt
Xinhua surgical instrument co.ltd. | الصين | China | ME0000005531SFDAA00002 | SHINVA | Haemostatic Forceps Straight | Haemostatic Forceps Straight
Henan Joinkona Medical Products Stock Co,.Ltd. | الصين | China | ME0000008174SFDAA00005 | disposable scrub suit | disposable scrub suit | Disposable SMS scrub suit
Guilin Woodpecker Medical Instrument Co., Ltd. | الصين | China | ME0000011817SFDAA00007 | CURING LIGHT | CURING LIGHT | CURING LIGHT
Blue Sail Medical Co.,Ltd | الصين | China | ME0000005549SFDAA00001 | VINYL GLOVES | VINYL GLOVES | VINYL GLOVES
Anji SPENQ Industrial Co. Ltd | الصين | China | ME0000007203SFDAA00012 | CORSET FOR THE BOTTOM OF THE FEET | CORSET FOR THE BOTTOM OF THE FEET | Corset for the bottom of the feet
Anji SPENQ Industrial Co. Ltd | الصين | China | ME0000007203SFDAA00008 | SILICONE FOOT PROTECTOR | SILICONE FOOT PROTECTOR | is used to get rid of cracked feet And it gives the feet smoothness It also reduces pressure on the foot, Can be used to protect from shocks and shoe
Anji SPENQ Industrial Co. Ltd | الصين | China | ME0000005498SFDAA00001 | MEDICAL FOOT INSOLE | MEDICAL FOOT INSOLE | Medical Foot Insole
Anhui Intco Medical Products Co., Ltd. | الصين | China | ME0000020481SFDAA00004 | Guffazi | Disposable Vinyl Examination Gloves | Vinyl Exam Gloves | قفازات فينيل شفافة
Anhui Intco Medical Products Co., Ltd. | الصين | China | ME0000020481SFDAA00004 | Guffazi | Disposable Vinyl Examination Gloves | Vinyl Exam Gloves | قفازات فينيل شفافة
Zhejiang Aoki Medical Dressing Co. LTD | الصين | China | ME0000012330SFDAA00010 | PARAID | Eye Pad | Eye Pad
Zhejiang Aoki Medical Dressing Co. LTD | الصين | China | ME0000012330SFDAA00011 | PARAID | Wound Dressing | Wound Dressing
Anji SPENQ Industrial Co. Ltd | الصين | China | ME0000007203SFDAA00011 | SILICON BALL | SILICON BALL | It is used to prevent stress. And relieve joint pain.It is used in the case of rehabilitation And hand muscle training.
Anji SPENQ Industrial Co. Ltd | الصين | China | ME0000007203SFDAA00007 | SILICONE HEEL | SILICONE HEEL | It is used to relieve heel pain and heel spine Orthopedic works to absorb shocks and provide comfort and support for the feet throughout the day
AnHui GuoHong Industrial& Trading Co., Ltd. | الصين | China | ME0000005396SFDAA00001 | Vinyl Gloves | Gloves | Powder-free Vinyl Glove
TOSI FOSHAN MEDICAL EQUIPMENT COMPANY LIMITED | الصين | China | ME0000005307SFDAA00001 | disposable handpiece | disposable handpiece | TX-122
Anji SPENQ Industrial Co. Ltd | الصين | China | ME0000007203SFDAA00004 | HT MEDICAL | Toe Protector | Toe protector
Shanghai Eternal Faith Industry Co., LTD. | الصين | China | ME0000005084SFDAA00002 | SEFIC | EMPTY GAS CYLINDER | EMPTY GAS CYLINDER
Shijiazhuang Aofeite Medical Device co., Ltd. | الصين | China | ME0000004902SFDAA00007 | Slimming Belt | Slimming Belt | Slimming Belt
Leboo Healthcare Products Limited | الصين | China | ME0000007136SFDAA00015 | SafaMed | ShoeCover | shoes cover | غلاف طبي للأحذية
hubei excelmed non-woven products co., ltd | الصين | China | ME0000009677SFDAA00008 | Urine Bag Meter | Urine Bag Meter | Single Use Urine Bag with meter
NICEFEEL MEDICAL DEVICE TECHNOLOGY CO., LTD | الصين | China | ME0000019077SFDAA00002 | ezodent Portable Oral Irrigator | Portable Oral Irrigator | these Water Flosser are dental care devices | يستخدم مرواء الفم المياه المتدفقة لتنظيف الأسنان.
NICEFEEL MEDICAL DEVICE TECHNOLOGY CO., LTD | الصين | China | ME0000019077SFDAA00002 | ezodent Portable Oral Irrigator | Portable Oral Irrigator | these Water Flosser are dental care devices | يستخدم مرواء الفم المياه المتدفقة لتنظيف الأسنان.
Intco Medical Technology Co., Ltd. | الصين | China | ME0000005701SFDAA00008 | BASIC | Vinyl Synthetic Exam Gloves | Vinyl Synthetic Exam Gloves
Xinhua surgical instrument co.ltd. | الصين | China | ME0000005532SFDAA00001 | SHINVA | Haemostatic Forceps Curved | Haemostatic Forceps Curved
Xinhua surgical instrument co.ltd. | الصين | China | ME0000005527SFDAA00024 | SHINVA | Surgical Scissors curved, sharp | Surgical Scissors curved, sharp
ANJI HONGDE MEDICAL PRODUCTS CO., LTD. | الصين | China | ME0000010888SFDAA00106 | PARAID | Vaseline Gauze Swabs | Vaseline Gauze Swabs
hubei excelmed non-woven products co., ltd | الصين | China | ME0000009677SFDAA00011 | Plastic Sleeve Cover | Plastic Sleeve Cover | PLASTIC SLEEVES COVER DISPOSABLE
Anhui Anheng Paper & Plastic Products Co.,Ltd. | الصين | China | ME0000020876SFDAA00005 | DOV MEDICAL | HAIR NET CAP | Widely used in Hygiene, food, Clean room , Beauty
Anhui Anheng Paper & Plastic Products Co.,Ltd. | الصين | China | ME0000020876SFDAA00005 | DOV MEDICAL | HAIR NET CAP | Widely used in Hygiene, food, Clean room , Beauty
Dewang HJG Metal products co . ltd | الصين | China | ME0000002781SFDAA00029 | HJG | Manual wheelchair | For disabled people | لمساعدة ذوي الاحتياجات الخاصة
Shanghai Supore Instruments Co., Ltd | الصين | China | ME0000003310SFDAA00076 | Combined Table | Refraction Unit | It has 4 models as CS 300, CS-518, CS-700 , CS-800.It is an operation mobile sliding table, for placing ophthalmic instruments such as Refractometer & Tonometer etc.
Shanghai Supore Instruments Co., Ltd | الصين | China | ME0000003310SFDAA00074 | View Tester | Phoropter | It is an instrument used during an eye examination to detect refractive error and determine eyeglass prescriptions.
Anhui Intco Medical Products Co., Ltd. | الصين | China | ME0000008009SFDAA00001 | Abo Saham | Disposable Vinyl Examination Gloves | DISPOSIBLE VINYL EXAM GLOVES | قفازات فينيل شفافة
Anhui Intco Medical Products Co., Ltd. | الصين | China | ME0000008009SFDAA00001 | Abo Saham | Disposable Vinyl Examination Gloves | DISPOSIBLE VINYL EXAM GLOVES | قفازات فينيل شفافة
Anhui Intco Medical Products Co., Ltd. | الصين | China | ME0000008009SFDAA00001 | Abo Saham | Disposable Vinyl Examination Gloves | DISPOSIBLE VINYL EXAM GLOVES | قفازات فينيل شفافة
Anhui Intco Medical Products Co., Ltd. | الصين | China | ME0000008009SFDAA00001 | Abo Saham | Disposable Vinyl Examination Gloves | DISPOSIBLE VINYL EXAM GLOVES | قفازات فينيل شفافة
Henan Joinkona Medical Products Stock Co,.Ltd. | الصين | China | ME0000008174SFDAA00006 | capa | Isolation Gown | Single use Isolation Gown
Anhui Anheng Paper & Plastic Products Co.,Ltd. | الصين | China | ME0000020876SFDAA00007 | Isolation Gown | Isolation Gown | Isolation Gown With Elastic Cuff
Sumbow Medical Instruments Co., Ltd. | الصين | China | ME0000005771SFDAA00315 | SALIVA EJECTORS | SALIVA EJECTORS | saliva suction device
hubei excelmed non-woven products co., ltd | الصين | China | ME0000009677SFDAA00012 | Hand Sleeves Non-Woven | Hand Sleeves Non-Woven | Hand Sleeves Non-Woven Disposable
Leboo Healthcare Products Limited | الصين | China | ME0000007136SFDAA00017 | Safa Med | Isolation Gown | Isolation Gown | ثوب عازل
WENZHOU N. & A. FOREIGN TRADE CO. LTD. | الصين | China | ME0000020898SFDAA00001 | B&D | READING GLASSES | READING GLASSES | نظارة للقراءة
ELITE MEDICAL ( NANJNG ) CO., LTD | الصين | China | ME0000000426SFDAA00003 | ELITE | Breathing training device | Breathing training device.
INTCO | الصين | China | ME0000015392SFDAA00007 | SPLIT III Electric Wheelchair | Wheelchair | The electric wheelchair is intended to comfortably transport persons with walking difficulties or no walking abilities. | III كرسي كهربائي سبلط
DANYANG WISHFUL OPTICAL CO. LTD. | الصين | China | ME0000013845SFDAA00003 | Wishful Optical Lenses | Wishful Optical Lenses | Optical Lenses
Leboo Healthcare Products Limited | الصين | China | ME0000007136SFDAA00018 | Safa Med | Nurse Cap | Nurse Cap | غطاء عازل للرأس
ZHEJIANG HAND IN HAND INTELLIGENT HEALTH TECHNOLOGY CO., LTD | الصين | China | ME0000005813SFDAA00001 | Electric wheelchair | Electric wheelchair | Electric wheelchair | كرسي متحرك كهربائي
hubei excelmed non-woven products co., ltd | الصين | China | ME0000009677SFDAA00010 | Beard Mask Non-Woven | Beard Mask Non-Woven | Beard Mask Non-Woven Disposable
INTCO | الصين | China | ME0000015392SFDAA00005 | YK9132 Wheelchair | Wheelchair | The chair is intended for people with walking limitations and people who have the ability to propel themselves with their upper limbs. | كرسي متحرك YK9132
INTCO | الصين | China | ME0000015392SFDAA00009 | Engulm II Electric Wheelchair | Electric Wheelchair | The electric wheelchair is intended to comfortably transport persons with walking difficulties or no walking abilities. | II كرسي كهربائي ا ينجلم
Shanghai Supore Instruments Co., Ltd | الصين | China | ME0000003310SFDAA00075 | LCD Chart | Chart Projector | It is an ophthalmic device used in eye sight examination. It provides accurate data reference for the preparation of glasses.
Tianjin City Tiasite Instrument CO.,LTD | الصين | China | ME0000005789SFDAA00019 | Manual weelchair | Manual weelchair | MANUAL WEELCHAIR
INTCO | الصين | China | ME0000015392SFDAA00008 | Engulm III Electric Wheelchair | Electric Wheelchair | The electric wheelchair is intended to comfortably transport persons with walking difficulties or no walking abilities. | III كرسي كهربائي ا ينجلم
INTCO | الصين | China | ME0000015392SFDAA00006 | YK9061F Wheelchair | Wheelchair | The chair is intended for people with walking limitations and people who have the ability to propel themselves with their upper limbs. | كرسي متحرك YK9061F
DongGuan VISION Technology Co Ltd | الصين | China | ME0000005843SFDAA00006 | Medical Equipment Cart | Medical Equipment Cart | Medical Equipment Cart
GMDASZ Manufacturing Co., Ltd. | الصين | China | ME0000001680SFDAA00001 | Future Cure Self Adhesive Electrodes | Future Cure Self Adhesive Electrodes | Self Adhesive Electrodes
ShenZhen Powerclean Bio-Tech Co., Ltd | الصين | China | ME0000005705SFDAA00001 | PERSONA ALCOHOL PREP DISINFECTANT PADS | ALCOHOL PREP DISINFECTANT PADS | ALCOHOL PREP DISINFECTANT PADS SATURATED WITH 70% ISOPROPYL ALCOHOL | مسحة طبية مشبعة بكحول الأيزوبروبيل ٪ 70 حجم / حجم
Shanghai Kinmed Import & Export Co., Ltd. | الصين | China | ME0000005713SFDAA00003 | Absorbent Cotton Rolls | Absorbent Cotton Rolls | Absorbent Cotton Rolls used in Medical industry for wound dressing , protection , cleaning etc.
Shanghai Kinmed Import & Export Co., Ltd. | الصين | China | ME0000005713SFDAA00003 | Absorbent Cotton Rolls | Absorbent Cotton Rolls | Absorbent Cotton Rolls used in Medical industry for wound dressing , protection , cleaning etc.
ANHHUI GUOHONG INDUSTRIAL AND TRADING CO.,LTD | الصين | China | ME0000005721SFDAA00001 | non-woven mob cap | non-woven mob cap | Non-woven mob cap for head hair | طاقية طبي لشعر الرأس
Shanghai Kinmed Import & Export Co., Ltd. | الصين | China | ME0000005711SFDAA00008 | Vinyl Examination Gloves Powder Free | Vinyl Examination Gloves Powder Free | Vinyl Examination gloves powder free are used for simple examination and protection.
Hospital & Homecare IMP. & EXP. Co., Ltd. Nanjing | الصين | China | ME0000005666SFDAA00005 | PBT ELASTIC BANDAGE | PBT ELASTIC BANDAGE | Lightweight bandage with a high level of stretch. The bandages are designed to conform to the body, in turn allowing for freedom of movement. The bandages are lightweight, breathable and fray resistant, used together with cast padding.
NINGBO HECAI MEDICAL EQUIPMENT CO., LTD. | الصين | China | ME0000008109SFDAA00003 | Manual Transfer Stretcher | Manual Transfer Stretcher | Manual Transfer Stretcher
PILOT OPTICS CORP.,LTD WENZHOU | الصين | China | ME0000005892SFDAA00002 | B&D | READING GLASSES | READING GLASSES | نظارة للقراءة
Hubei Raymed Protective Products co.,Ltd | الصين | China | ME0000021206SFDAA00001 | 7 days NON-WOVEN ISOLATION GOWN | Gown | An isolation gown
Wenzhou Centar Optics Co.,Ltd | الصين | China | ME0000004235SFDAA00001 | B & D | READING GLASSES | READING GLASSES | نظارة للقراءة
WENZHOU N. & A. FOREIGN TRADE CO. LTD. | الصين | China | ME0000020846SFDAA00001 | B&D | READING GLASSES | READING GLASSES | نظارة للقراءة
Anqing Baojie Packaging Co.,Ltd. | الصين | China | ME0000001677SFDAA00002 | BAJAYPACK Indicator strip | Indicator strip | Steam Indicator Strip
Shenzhen Yuxinyuan Electronic Technology Co., Ltd | الصين | China | ME0000005885SFDAA00001 | Oral Irrator | Oral Irrator | Water Flossing Device | مضخة خيط اسنان مائي
Hengshui Junyuan Medical Instrument Co.,Ltd | الصين | China | ME0000011677SFDAA00005 | HOSPITAL BED WITH SPARE PARTS | HOSPITAL BED WITH SPARE PARTS | The bed is equipped with multiple movements to assist the patient in nursing and facilitate his movement, and the spare parts used to replacement any damage bed parts | سرير مستشفي مع قطع الغيار
Jiangsu Intco Medical Supply Co. Ltd | الصين | China | ME0000015392SFDAA00010 | ENGULM I Electric Wheelchair | Electric Wheelchair | The electric wheelchair is intended to comfortably transport persons with walking difficulties or no walking abilities. | I كرسي كهربائي ا ينجلم
Hospital & Homecare IMP. & EXP. Co., Ltd. Nanjing | الصين | China | ME0000005666SFDAA00008 | Shave Prep Razor | Shave Prep Razor | The Double Edged Prep Razors have been specifically designed for removal of body hair prior to patient surgery or monitoring.
Suzhou Suning Underpad Co.,Ltd | الصين | China | ME0000007502SFDAA00003 | I-care | I-care | disposable underpad -NON STERILE | مفارش سرير
ZHANGZHOU RECARING MEDICAL INSTRUMENT CO., LTD | الصين | China | ME0000005945SFDAA00002 | ASTN SHOULDER SLING WITH PILLOW | ASTN SHOULDER SLING WITH PILLOW | SHOULDER SLING WITH PILLOW
Anhui Intco Medical Products Co.,Ltd | الصين | China | ME0000005952SFDAA00020 | Bedaya By Genesis | Disposable Vinyl Exam Gloves | Disposable Vinyl Exam Gloves | قفازات فنيل بدون بودرة للاستعمال مرة واحدة
DRAGON MEDICAL CO.,LTD | الصين | China | ME0000005712SFDAA00024 | BathStool | BathStool | BathStool
Baisheng Medical Co., Ltd. | الصين | China | ME0000005770SFDAA00002 | OBS | Physiotherapy Electrodes | Physiotherapy Electrodes is a kind of neutral electrode, also called Electrotherapy /TENS/Physical Therapy electrodes.
Shining 3D Tech Co., Ltd | الصين | China | ME0000005733SFDAA00013 | Intraoral Scanner | Dental Scanner | Intraoral scanner is a handheld dental scanner which scans the teeth and gingiva to form a 2D/3D digital model.
Anqing Baojie Packaging Co., ltd | الصين | China | ME0000000033SFDAA00020 | BAJAYPACK | Bowie Dick Test Pack | Ready to use Bowie & Dick Test pack
DRAGON MEDICAL CO.,LTD | الصين | China | ME0000005712SFDAA00025 | Toilet Rail | Toilet Rail | Toilet Rail
ZHANGZHOU RECARING MEDICAL INSTRUMENT CO., LTD | الصين | China | ME0000005945SFDAA00003 | ASTN LUMBAR SPINE SUPPORT | ASTN LUMBAR SPINE SUPPORT | LUBAR SPINE SUPPORT
ZHANGZHOU RECARING MEDICAL INSTRUMENT CO., LTD | الصين | China | ME0000005945SFDAA00004 | ASTN FUNCTIONAL POSITION WRIST SPLINT | ASTN FUNCTIONAL POSITION WRIST SPLINT | FUNCTIONAL POSITION WRIST SPLINT
Philips Goldway (Shenzhen) Industrial Inc. | الصين | China | ME0000003244SFDAA00011 | Rechargeable Li-ion Battery Pack | Rechargeable Lithium Ion Battery | Rechargeable Lithium Ion Battery
HEFEI MEDICON PLASTIC PRODUCTS CO.,LTD | الصين | China | ME0000021191SFDAA00011 | KABAYAN Barrier Film | Barrier Film | Dental barrier film are a range of items all designed to prevent cross contamination by providing a physical barrier between instruments, surfaces
HEFEI MEDICON PLASTIC PRODUCTS CO.,LTD | الصين | China | ME0000021191SFDAA00011 | KABAYAN Barrier Film | Barrier Film | Dental barrier film are a range of items all designed to prevent cross contamination by providing a physical barrier between instruments, surfaces
ZHANGZHOU RECARING MEDICAL INSTRUMENT CO., LTD | الصين | China | ME0000005945SFDAA00005 | ASTN ANKLE BRACE WITH COLD THERAPY | ASTN ANKLE BRACE WITH COLD THERAPY | BRACE FOR ANKLE WITH COLD PAD
ANHUI GUOHONG INDUSTRIAL AND TRADING CO.,LTD. | الصين | China | ME0000021761SFDAA00003 | AMCO VINYL GLOVES | VINYL GLOVES | VINYL GLOVES | قفازات فينيل استخدام مرة واحدة بدون بودرة
Anhui Intco Medical Products Co., Ltd. | الصين | China | ME0000006152SFDAA00009 | ZM-CARE Vinyl examination | Vinyl Examination gloves | Vinyl Examination gloves
CHANGZHOU DSB MEDICAL CO., LTD. | الصين | China | ME0000001740SFDAA00001 | Gentle-Sheath | Gentle-Sheath Silicone non Adhesive external condom catheter | Silicone non Adhesive external condom catheter
Guangdong Kaiyang Medical Technology Group Co. Ltd. | الصين | China | ME0000022840SFDAA00018 | Stekia | Hospital Bed | Three-Function Ultra-Low Electric Care Bed | سرير طبي كهربائي ثلاث حركات شديد الانخفاض
Fujian Aowei Health Technology Group Co., Ltd. | الصين | China | ME0000001754SFDAA00003 | OWAYS massage chair | massage chair | Message Chair Reducing the pressure on the spine and joints, so that the body is in the most natural and comfortable state
Wuhan Pakcare Bio-Technology Co.,Ltd | الصين | China | ME0000006110SFDAA00069 | tece - Ice And Hot Bag | Ice And Hot Bag | Ice And Hot Bag To Relieve pain and stress
Shanghai Jianzhong Medical Packaging Co., Ltd. | الصين | China | ME0000005493SFDAA00002 | Bowie Dick Test Pack | Bowie Dick Test Pack | It is used for For monitor operating procedure of steam sterilizer.
Anji SPENQ Industrial Co. Ltd | الصين | China | ME0000007203SFDAA00014 | AKM | BEARD COVER | BEARD COVER
Anji SPENQ Industrial Co. Ltd | الصين | China | ME0000007203SFDAA00013 | AKM | Sleeve Cover | Sleeve cover
Philips Goldway (Shenzhen) Industrial Inc. | الصين | China | ME0000003244SFDAA00010 | Pads Adapter Cable | Cable | Cable
Jinhua Jingdi Medical Supplies Co Ltd | الصين | China | ME0000005166SFDAA00004 | Cool patch | Cool patch | cool patch sheet
Anhui Intco Medical Products Co., Ltd. | الصين | China | ME0000020481SFDAA00005 | INTCO disposable vinyl exam gloves, powder free | INTCO disposable vinyl exam gloves, powder free | INTCO disposable vinyl exam gloves, powder free
Shenzhen Hugemed Medical Technical Development Co. Ltd. | الصين | China | ME0000002468SFDAA00009 | Video laryngoscope | Video laryngoscope | Video laryngoscope
ZHANGZHOU RECARING MEDICAL INSTRUMENT CO., LTD | الصين | China | ME0000005945SFDAA00007 | ASTN STABILIZED KNEE SUPPORT | ASTN STABILIZED KNEE SUPPORT | KNEE SUPPORT
Linjiang (Holdings) Limited | الصين | China | ME0000005978SFDAA00001 | Future Cure™ Cold Therapy Pack | Future Cure™ Cold Therapy Pack | Future Cure™ Cold Therapy Pack
Wenzhou Centar Optics Co.,Ltd | الصين | China | ME0000004235SFDAA00002 | B&D | READING GLASSES | READING GLASSES | نظارات للقراءة
ZHANGZHOU RECARING MEDICAL INSTRUMENT CO., LTD | الصين | China | ME0000005945SFDAA00006 | ASTN LUMBAR SACRAL SUPPORT | ASTN LUMBAR SACRAL SUPPORT | LUMBRAL SACRAL SUPPORT
Guangzhou Hongshen IMP. & EXP. COMPANY LTD | الصين | China | ME0000006063SFDAA00001 | BabyNose nasal aspirator kit | Nasal Aspirator Kit | Nasal Aspirator to safely and quickly clean your baby's nose for better breathing and deeper sleep. | جهاز شفط للأنف
Linjiang (Holdings) Limited | الصين | China | ME0000005972SFDAA00002 | Future Cure™ Moist Hot Therapy Pack | Future Cure™ Moist Hot Therapy Pack | Future Cure™ Moist Hot Therapy Pack
DRAGON MEDICAL CO.,LTD | الصين | China | ME0000005712SFDAA00022 | BedRail | BedRail | BedRail
ZHONGSHAN A&J MEDICAL EQUIPMENT CO., LTD. | الصين | China | ME0000013339SFDAA00001 | Power wheelchair | Power wheelchair | Power wheelchair | كرسي متحرك
ZHANGZHOU RECARING MEDICAL INSTRUMENT CO., LTD | الصين | China | ME0000005945SFDAA00010 | ASTN WRIST SPLINT | ASTN WRIST SPLINT | WRIST SPLINT
SHUNDE A&I INDUSTRIES LTD | الصين | China | ME0000012327SFDAA00001 | Detachable Shower chair | Shower commode chair | Shower commode chair | كرسي لمساعدة ذوي الاحتياجات الخاصة في دورة المياة
ZHANGZHOU RECARING MEDICAL INSTRUMENT CO., LTD | الصين | China | ME0000005945SFDAA00008 | ASTN THUMB BRACE | ASTN THUMB BRACE | THUMB BRACE
Shenzhen Mindray Bio-medical Electronics Co., Ltd. | الصين | China | ME0000000143SFDAA00240 | Endoscope Camera System | Endoscope Camera System | Endoscope Camera System
ZHANGZHOU RECARING MEDICAL INSTRUMENT CO., LTD | الصين | China | ME0000005945SFDAA00009 | ASTN ELBOW SUPPORT WITH SILICONE | ASTN ELBOW SUPPORT WITH SILICONE | SUPPORT FOR ELBOW
NINGBO HAISHU ESCO MEDICAL TECHNOLOGY CO., LTD. | الصين | China | ME0000018290SFDAA00006 | Dental Sealing Machine | Dental Sealing Machine | Sealing and packing of medical devices
Shenzhen TMI Medical Supplies Co., Ltd | الصين | China | ME0000006086SFDAA00001 | Tourniquet | Tourniquet | Tourniquet
Linjiang (Holdings) Limited | الصين | China | ME0000005980SFDAA00004 | Future Cure™ Terry Cover | Future Cure™ Terry Cover | Future Cure™ Terry Cover
Sumbow Medical Instruments Co., Ltd. | الصين | China | ME0000005771SFDAA00319 | Breast pump | Breast pump | Breast pump
Anhui Intco Medical Products Co., Ltd. | الصين | China | ME0000006152SFDAA00004 | INTCO | Disposable Vinyl Gloves | Protective Vinyl examination gloves
Topmost Medical Technolog Co.,Ltd | الصين | China | ME0000006017SFDAA00001 | Transfer chair | Transfer chair | Patient transfer chair with wheels.
ZHEJIANG BANGLI MEDICAL PRODUCTS CO., LTD. | الصين | China | ME0000000481SFDAA00005 | SafaMed | PE tape | PE tape | شريط ضماد لاصق
ZHEJIANG BANGLI MEDICAL PRODUCTS CO., LTD. | الصين | China | ME0000000481SFDAA00004 | SafaMed | Cohesive Bandage | Bandages | رباط ضاغط لاصق
HUIZHOU VIDEYA TECHNOLOGY CO., LTD. | الصين | China | ME0000000158SFDAA00071 | PRODENTY C+FILE | Dental Root-Canal Instruments | This product is a dental restoration medical devices, for the treatment of various pulpitis, pulp necrosis and other conventional root canal shaping &cleaning and filling.
HUIZHOU VIDEYA TECHNOLOGY CO., LTD. | الصين | China | ME0000000158SFDAA00076 | PRODENTY PLUGGERS | Dental Root-Canal Instruments | This product is a dental restoration medical devices, for the treatment of various pulpitis, pulp necrosis and other conventional root canal shaping &cleaning and filling.
Guangzhou Hicare Medical Equipment and Materials Co.,Ltd. | الصين | China | ME0000006067SFDAA00006 | Prodenty Diamond Burs | High Speed Diamond Burs | The Dental Burs fit into a dental handpiece, which provides the rotation, allowing the user to cut hard structures in the mouth, e.g., teeth or bone. It is also intended to cut hard metals, plastics, porcelains, and similar materials.
Shanghai Jianzhong Medical Packaging Co., Ltd | الصين | China | ME0000005177SFDAA00002 | Sterilization Reel - Gusseted | Sterilization Reel - Gusseted | Sterilization Reel - Gusseted for packing medical devices
Jiangxi Handspro Products Solution CO., LTD | الصين | China | ME0000004822SFDAA00012 | SafaMed | Vinyl Examination Gloves | Vinyl Examination Gloves | قفازات لليدين
ZHEJIANG BANGLI MEDICAL PRODUCTS CO., LTD. | الصين | China | ME0000000481SFDAA00006 | SafaMed | Silk tape | Bind up | بلاستر حرير
Jinhua Jingdi Medical Supplies Co Ltd | الصين | China | ME0000005166SFDAA00003 | SILVA TIGER | SILVA TIGER | Plaster cool patch | لصاقة خارجية
LyncMed Medical Technology(Beijing)Co., Ltd. | الصين | China | ME0000006167SFDAA00001 | synthetic gloves | synthetic Nitrile gloves | Patient synthetic nitrile Gloves is a non - sterile disposable device . | فقازات فحص للاستخدام مرة واحدة
Wuhan Pakcare Bio-Technology Co.,Ltd | الصين | China | ME0000006110SFDAA00065 | tece | Hot / Cold Pack | To relieve pain, stress | ضمادات
HEFEI MLUSH SANITARY PRODUCTS CO., LTD | الصين | China | ME0000005592SFDAA00005 | SKILLED NURSE POLISH BRUSH | SCALER BRUSH | Dental Scaler Brush is made with high quality soft nylon bristles and provide stain removal and adaptability to tooth surfaces.
Sumbow Medical Instruments Co., Ltd. | الصين | China | ME0000005771SFDAA00321 | SUMBOW surgical tape (silk - non-woven -PE) | surgical tape (silk - non-woven -PE) | A long thin band of synthetic material coated on one side with a pressure-sensitive adhesive, intended to be used for a variety of surgical/clinical intervention external taping applications [e.g., draping a patient for surgery and /or creating a window around a site of intervention, creating a sterile barrier, fixing/sealing items to a patient (e.g., a stockinette), managing/organizing tubing, cables, and other operating room (OR) devices]. It is typically made of a plastic material or combination of materials. This is a single-use device.
Shenzhen Superline Technology Co. Ltd. | الصين | China | ME0000001982SFDAA00057 | Dental Root - canal Instruments | Dental Instruments | Dental Instruments
Shenzhen Superline Technology Co. Ltd. | الصين | China | ME0000001982SFDAA00056 | Endo Block | Endo Block | Endo Block
Shenzhen Superline Technology Co. Ltd. | الصين | China | ME0000001982SFDAA00054 | Endo Ruler | Endo Ruler | Endo Ruler
Sumbow Medical Instruments Co., Ltd. | الصين | China | ME0000005771SFDAA00320 | ENEMA VAGINAL DOUCHE | ENEMA VAGINAL DOUCHE | ENEMA VAGINAL DOUCHE | دش مهبلي للنظافة والعناية الشخصية
Shenzhen Superline Technology Co. Ltd. | الصين | China | ME0000001982SFDAA00055 | Endodontic Holder | Endodontic Holder | Endodontic Holder
SUMBOW Medical Instruments Co. , LTD. | الصين | China | ME0000005920SFDAA00048 | Stretcher | Stretcher | Medical Stretcher
HEFEI MLUSH SANITARY PRODUCTS CO., LTD | الصين | China | ME0000005592SFDAA00009 | SKILLED NURSE AUTOCLAVE INDICATOR TAPE | AUTOCLAVE INDICATOR TAPE | The autoclave indicator tapes are suitable for steam and ethylene oxide sterilization processes and also provide a clean peel from the wrapping material.
HEFEI MLUSH SANITARY PRODUCTS CO., LTD | الصين | China | ME0000005592SFDAA00010 | SKILLED NURSE SANI TIPS | SANI TIPS | Disposable tip reduces the potential for cross-contamination via air/water syringe. Delivers precise separation of air and water for consistent dry air, and is ideal for sealant applications and restorative procedure.
Hyegiir Medical Supply Co., Ltd. | الصين | China | ME0000014229SFDAA00001 | Nahdi MEDICAL TAPE | MEDICAL TAPE | Nahdi Plaster Medical adhesive tape is used to attach bandages, gauze, and other dressings to wounds. | يستخدم شريط النهدي اللاصق الطبي لتثبيت الضمادات والشاش والضمادات الأخرى على الجروح.
Anhui Intco Medical Products Co., Ltd. | الصين | China | ME0000006219SFDAA00002 | disposable vinyl gloves | disposable vinyl gloves | disposable vinyl gloves
YONGKANG YOUHA ELECTRIV APPLIANCE CO.,LTD | الصين | China | ME0000018972SFDAA00003 | ELECTRIC WHEELCHAIR | ELECTRIC WHEELCHAIR | Electric wheelchair with two batteries | كرسي كهربائي للمريض
Shenzhen Baofengtong Electrical Appliances Manufacturing Co., | الصين | China | ME0000006134SFDAA00001 | cordless oral irrigator | cordless oral irrigator | Oral care, teeth cleaning
Guangdong Kaiyang Medical Technology Group Co. Ltd. | الصين | China | ME0000022840SFDAA00005 | Bath and Shower Chair | Bath and Shower Chair | Bath and Shower Chair
Guangdong Kaiyang Medical Technology Group Co. Ltd. | الصين | China | ME0000022840SFDAA00005 | Bath and Shower Chair | Bath and Shower Chair | Bath and Shower Chair
Shandong Mingtai Medical Equipment Group Co.,Ltd | الصين | China | ME0000006255SFDAA00023 | Operating light | surgical light | Surgical light used during procedures
Danyang Huayun Optical Glasses Co.,Ltd | الصين | China | ME0000006340SFDAA00008 | BEST | Optical Lenses | 1- Be sure to measure the lens. 2- The lens is set and 3 dots are placed in the middle of the lens exactly according to the axis determined by the doctor (line of sight). 3- Write on the right lens ( R ) and write on the left lens ( L ). 4- Put the lens in the lens cutting machine and we determine on the screen of the machine where the lens is cut because it varies according to the type of frame whether it is frame is full frame or half frame or glass or against breakage ( polycarbonate ). 5- Give the machine an operation and then drop the lens on the machine stone with water running on the lens for not breaking it and facilitate the shear, take about a minute and a half then go to the polishing stage. 6- Drill the lens blade to be installed in the frame. 7- The lens is installed in the frame. 8- Wear the glasses in the face.
Blue Sail Medical Co ltd | الصين | China | ME0000005165SFDAA00003 | Vinyl Examination gloves | Personal Protective Equipment | Personal Protective Equipment
Guangdong Kaiyang Medical Technology Group Co. Ltd. | الصين | China | ME0000022840SFDAA00004 | K Wheelchair | K Wheelchair | K Wheelchair | كرسي متحرك
jiangsu keling medical appliances co. ltd | الصين | China | ME0000022020SFDAA00002 | Folding Stretcher | Folding Stretcher | Folding Stretcher
Guangdong Kaiyang Medical Technology Group Co. Ltd. | الصين | China | ME0000022840SFDAA00003 | Commode Chair | Commode Chair | Commode Chair
Guangdong Kaiyang Medical Technology Group Co. Ltd. | الصين | China | ME0000022840SFDAA00007 | Emergency Trolley | Emergency Trolley | Emergency Trolley
ZHEJIANG BANGLI MEDICAL PRODUCTS CO., LTD. | الصين | China | ME0000000481SFDAA00007 | SafaMed | Corn Plaster | Plaster | لاصق مسامير
Guangdong Kaiyang Medical Technology Group Co. Ltd. | الصين | China | ME0000022840SFDAA00006 | Tranfusion Chair | Tranfusion Chair | Tranfusion Chair
Shanghai Kinmed Import & Export Co., Ltd. | الصين | China | ME0000005711SFDAA00009 | DISPOSABLE NITRILE GLOVES POWDER FREE LONG CUFF | DISPOSABLE NITRILE GLOVES POWDER FREE LONG CUFF | Nitrile Examination Gloves Powder Free Long cuff is used for simple external examination and protection.
Shandong Intco Medical Products Co., Ltd | الصين | China | ME0000006346SFDAA00002 | INTCO MEDICAL (HK) CO.,LIMITED | Medical Vinyl Gloves | Medical Vinyl gloves | قفازات للاستخدام الطبي
Shanghai Kinmed Import & Export Co. Ltd. | الصين | China | ME0000014546SFDAA00002 | KABAYAN Probe Cover | Probe Cover | To protect the probe, less contact with the probe will prolong the service life of the ear thermometer
Firstar Healthcare Co., Ltd | الصين | China | ME0000010764SFDAA00011 | FIRST AID KIT | FIRST AID KIT | FIRST AID KIT WITH CONTENTS
Hyegiir Medical Supply Co., Ltd. | الصين | China | ME0000000308SFDAA00009 | Nahdi NASAL STRIP Plaster | Nasal Strip Plaster | Nahdi Plaster nasal strips | يساعد على التخلص من الاحتقان ويحارب الحساسية من خلال عدم السماح له بدخول ممر الأنف. شرائط الأنف سهلة الاستخدام متوفرة بأحجام صغيرة وكبيرة. يساعد على فتح الممر الأنفي لتسهيل التنفس بشكل أفضل
BANDEX INDUSTRIAL CORPORATION | الصين | China | ME0000020391SFDAA00005 | SafaMed | Adhesive Bandages for kids | Bandages | لاصق جروح للأطفال
S.E.S Healthacare Products (Hefei) Co., Ltd. | الصين | China | ME0000006352SFDAA00002 | Vision | Disposable Drape | Disposable Drape
Shandong YZM Intelligent Technology Co., Ltd. | الصين | China | ME0000006406SFDAA00001 | Nursing Underpad | Nursing Underpad | Nursing Underpad
Yangzhou Super Union Import & Export Co., Ltd. | الصين | China | ME0000019503SFDAA00003 | GYPSOMED POP BANDAGE | GYPSOMED POP BANDAGE | BANDAGE PLASTER OF PARIS USING FOR BONE FRACTURES | عبارة عن جبيرة تستخدم في تجبير كسور العظام
Yangzhou Super Union Import & Export Co., Ltd. | الصين | China | ME0000019539SFDAA00009 | SOFFMED Natural under cast padding | SOFFMED Natural under cast padding | SOFFMED Natural under cast padding is to prevent the bandages in the process of curing exothermic, burn the skin, suitable for patients who need to use POP bandage | سوفميد قطن تحت الجبس طبيعي يستخدم تحت جبيرة الكسور للعظام
Henan Lusterdent Medical Instrument Co., Ltd | الصين | China | ME0000021877SFDAA00005 | Prophy Brushes and Cups | Prophy Brushes and Cups | Dental Instruments | بروفي برش اند كب
JIANGYIN MYWELL SAFETY EQUIPMENT CO. LTD. | الصين | China | ME0000016360SFDAA00021 | IV STAND WITH WHEEL | IV STAND WITH WHEEL | IV STAND WITH WHEEL
unimax medical products co ltd | الصين | China | ME0000008885SFDAA00001 | KAIZMED | Medical Face Mask Type II | 3 Layers Medical Face Mask | كمامات طبية عالية الجودة
Henan Lusterdent Medical Instrument Co., Ltd | الصين | China | ME0000021877SFDAA00004 | Diamond Burs | diamond burs | Dental Instruments | دايموند بيرز
JIANGYIN MYWELL SAFETY EQUIPMENT CO. LTD. | الصين | China | ME0000016360SFDAA00022 | Oxygen Cylinder Trolley | Oxygen Cylinder Trolley | Oxygen Cylinder Trolley
Foshan Hongfeng Co., Ltd | الصين | China | ME0000006317SFDAA00004 | Air Compression Therapy System | Air Compression Therapy System | Reducing swelling and preventing thrombosis in the lower extremies or treatment to truncal or arm
hengshui zhukang medical instrument co .,ltd | الصين | China | ME0000007100SFDAA00008 | HEMIPLEGIA WALKER | HEMIPLEGIA WALKER | used for disabled or frail people ,who need additional support to maintain balance or stability while walking
Henan Lusterdent Medical Instrument Co., Ltd | الصين | China | ME0000021877SFDAA00002 | carbide burs | carbide burs | dental instruments | كاربيد بيرز
Yangzhou Super Union Import & Export Co., Ltd. | الصين | China | ME0000019539SFDAA00016 | BECMED Zinc oxide tape | BECMED Zinc oxide tape | BECMED Zinc oxide adhesive tape is mainly suitable for the fixation of dressings, needles, catheters and other products | بيكمد لاصق يستخدم لتثبيت الضمادات والإبر والقسطرة وغيرها من المنتجات
Alleva Medical Ltd. | الصين | China | ME0000003822SFDAA00005 | Vide Suction Canister | Canister | Temporary storage container for removed parts of the human body.
Danyang Mega Optical Co,,Ltd | الصين | China | ME0000006495SFDAA00014 | Mega Optical | Optical Lens | Corrective Lens for Eye Glasses
Alleva Medical Ltd. | الصين | China | ME0000003822SFDAA00006 | Vide Bag Liners | Bag Liners | Surgical suction for storage of fluids.
HEFEI HONGWEI MEDICAL DEVICE CO LTD | الصين | China | ME0000006199SFDAA00015 | WINHYCARE | ARM SLEEVE COVER PE | ARM SLEEVE COVER SINGLE USE
HEFEI HONGWEI MEDICAL DEVICE CO LTD | الصين | China | ME0000006199SFDAA00014 | WINHYCARE | ARM SLEEVE COVER | ARM SLEEVE COVER NON WOVEN
HEFEI MEDICON PLASTIC PRODUCTS CO.,LTD | الصين | China | ME0000021191SFDAA00004 | KABAYAN Dental Bib | Dental Bib | dental bib may have multiple uses in dental practice. Primarily, a dental bib is employed to protect a patient's garments from liquid and/or solid debris generated during a dental procedure. | فوط اسنان
HEFEI MEDICON PLASTIC PRODUCTS CO.,LTD | الصين | China | ME0000021191SFDAA00006 | KABAYAN Dental Chair Cover | Dental Chair Cover | Dental Chair Cover plastic to cover the chair protecting from damages | غطاء كرسي اسنان
Guangdong Kaiyang Medical Technology Group Co. Ltd. | الصين | China | ME0000022840SFDAA00008 | Commode Wheelchair | Commode Wheelchair | Commode Wheelchair
HEFEI MEDICON PLASTIC PRODUCTS CO. LTD | الصين | China | ME0000014374SFDAA00003 | MEDPROTECT GAUZE SWAB | GAUZE SWAB | GAUZE SWAB
Anhui Intco Medical Products Co.,Ltd | الصين | China | ME0000006288SFDAA00001 | Dr gloves | medical gloves | Vinyl Examination Gloves | قفازات فحص الفينيل
Danyang Mega Optical Co,,Ltd | الصين | China | ME0000006495SFDAA00015 | Mega Optical | Optical Lens | Corrective Lens for Eye Glasses
HEFEI MEDICON PLASTIC PRODUCTS CO.,LTD | الصين | China | ME0000021191SFDAA00005 | KABAYAN Dental Micro Applicator | Dental Micro Applicator | Microbrushes are used for applying dental materials | ميكروبرش
Danyang Mega Optical Co,,Ltd | الصين | China | ME0000006542SFDAA00015 | Mega Optical | Optical Lens | Corrective Lens for Eye Glasses
Ningbo Greetmed medical instruments Co. Ltd | الصين | China | ME0000008067SFDAA00019 | Isolation gown | Isolation gown | Isolation gown
Anping Shiheng medical Instruments Co., Ltd. | الصين | China | ME0000002265SFDAA00020 | Finger Joint Activator | Orthosis for finger | Orthosis for finger
HEFEI MEDICON PLASTIC PRODUCTS CO.,LTD | الصين | China | ML0000000337SFDAA00003 | Medprotect Prophy brush | Prophy brush | Dental brush to clean and polish teeth .
Anhui Intco Medical Products Co., Ltd. | الصين | China | ME0000020481SFDAA00006 | KANZCARE Disposable Vinyl Exam Gloves | Disposable Vinyl Exam Gloves | Disposable Vinyl Exam Gloves .
Hubei Qianjiang Kingphar Medical Material Co., Ltd. | الصين | China | ME0000007084SFDAA00004 | QJMDM NON WOVEN SWAB (Alcohol Swab) | Alcohol non woven swab | Swab pad for cleaning wound.
Anping Shiheng medical Instruments Co., Ltd. | الصين | China | ME0000002265SFDAA00018 | Shoulder Abduction fixation brace | Orthosis for shoulder | Orthosis for shoulder
ZHONGSHAN A&J MEDICAL EQUIPMENT CO., LTD. | الصين | China | ME0000013339SFDAA00002 | PCC 1610 Electric Wheelchair | Electric Wheelchair | Assistive Electric Wheelchair for person with disability | كرسي كهربائي مساعد للأشخاص ذوي الإعاقة
A&I INDUSTRIES LTD SHUNDE FOSHAN | الصين | China | ME0000012321SFDAA00028 | Standard Commode Shower Chair EUAL 2405 | Commode Shower Chair | Standard Manual Commode Shower Chair for people who cannot stand and Walk. | كرسي حمام
Guangzhou Longest Science&Technology Co.,Ltd | الصين | China | ME0000006631SFDAA00169 | Active and Passive Trainer for upper and lower limbs | Active and Passive Trainer for upper and lower limbs | Active and Passive Trainer for upper and lower limbs
BLZ Technology (Wuhan) Co LTD | الصين | China | ME0000000594SFDAA00004 | Vein Finder | portable instrument | It is a portable instrument
A&I INDUSTRIES LTD SHUNDE FOSHAN | الصين | China | ME0000012321SFDAA00024 | SRELS Manual Wheelchair | Manual Wheelchair | Manual Wheelchair for people who have walking difficulties. | كرسي متحرك
A&I INDUSTRIES LTD SHUNDE FOSHAN | الصين | China | ME0000012321SFDAA00029 | RELEX Severe Disability Wheelchair | Severe Disability Wheelchair | Special Disability Wheelchair for handicapped people who cannot walk. | كرسي الشديدة للإعاقة
Changzhou Yuefeng Plastic Product Co., Ltd | الصين | China | ME0000006420SFDAA00169 | PERSONA Hot Water Bag | Water Bag | Keeps hot for long period of time | قربة الماء للكمادات حارة وباردة
Hyegiir Medical Supply Co., Ltd. | الصين | China | ME0000014229SFDAA00002 | Nahdi Kids Plaster Disney Design | Kids Plaster Disney Design | Non Stick Pad Protects Small Wounds | ضمادة غير لاصقة تحمي الجروح الصغيرة
A&I INDUSTRIES LTD SHUNDE FOSHAN | الصين | China | ME0000012321SFDAA00026 | ENAL Standard Manual Wheelchair | Standard Manual Wheelchair | Standard Manual Wheelchair for people who have difficulty in walking. | كرسي متحرك
Anping Shiheng medical Instruments Co., Ltd. | الصين | China | ME0000002265SFDAA00019 | Adjustable knee brace | Orthosis for knee | Orthosis for knee
A&I INDUSTRIES LTD SHUNDE FOSHAN | الصين | China | ME0000012321SFDAA00033 | Severe disability Wheelchair Relax 2474B (37-41) | Wheelchair | Special Wheelchair for severe disable people who cannot walk. | كرسي متحرك شديد الإعاقة
A&I INDUSTRIES LTD SHUNDE FOSHAN | الصين | China | ME0000012321SFDAA00025 | RWLT 3211P Manual Reclining Wheelchair | Manual Reclining Wheelchair | Manual Reclining wheelchair for people who have difficulty in walking. | كرسي متحرك
A&I INDUSTRIES LTD SHUNDE FOSHAN | الصين | China | ME0000012321SFDAA00030 | Pediatric Manual Wheelchair VSDS 2206 | Pediatric Manual Wheelchair | Pediatric Manual Wheelchair for children who cannot walk. | كرسي متحرك للأطفال
A&I INDUSTRIES LTD SHUNDE FOSHAN | الصين | China | ME0000012321SFDAA00032 | Push Chair ALSTR 12-1/207Q | Push Chair | push chair for children who cannot walk and need assistance. | كرسي دفع
Hubei Qianjiang Kingphar Medical Material Co., Ltd. | الصين | China | ME0000007084SFDAA00006 | QJMDM UNDERPADS | UNDERPAD | A flat piece of absorbent fabric material [e.g., non-woven polyethylene (PE), cellulose] intended to be placed on a surface (e.g., bed mattress, table, floor) and underneath a patient to absorb bodily fluids resulting from surgical procedures, childbirth and/or incontinence; it does not include an antimicrobial agent(s). It is intended to be used in the healthcare facility and in the home. This is a single-use device.
Ningbo Greetmed Medical Instruments Co., Ltd. | الصين | China | ME0000006889SFDAA00039 | LUXI CARE Gauze Swabs | Gauze Swab | Swabs for absorbing the blood and exudant.
A&I INDUSTRIES LTD SHUNDE FOSHAN | الصين | China | ME0000012321SFDAA00027 | Standard Shower Commode Chair EUAL 0505 | Shower Commode Chair | Standard Shower Commode chair for people who cannot stand and walk. | كرسي حمام
A&I INDUSTRIES LTD SHUNDE FOSHAN | الصين | China | ME0000012321SFDAA00031 | Pediatric Manual Wheelchair LT 3207P | Pediatric Manual Wheelchair | Pediatric Manual Wheelchair for children who cannot walk. | كرسي متحرك للأطفال
Shenzhen HugeMed Medical Technical Development Co Ltd | الصين | China | ME0000011505SFDAA00011 | Disposable Laryngoscope Blade | Laryngoscope Blades (video Laryngoscope accessory) | Laryngoscope Blades (video Laryngoscope accessory)
HEFEI MEDICON PLASTIC PRODUCTS CO.,LTD | الصين | China | ME0000021191SFDAA00007 | KABAYAN saliva ejector | saliva ejector | saliva ejector is a small and low volume tube that is used for suctioning from the mouth during a less invasive oral procedure | ماص لعاب
Hubei Qianjiang Kingphar Medical Material Co., Ltd. | الصين | China | ME0000007084SFDAA00005 | QJMDM Non-Woven Swab | non woven swab | A non-medicated device in the form of a patch or swab (also referred to as a sponge) made from non-woven material (e.g., rayon/polyester) and primarily designed to absorb fluids for medical purposes. It is typically used to cover/clean wounds or abrasions and absorb their exudates, absorb body-surface exudates, or to apply topical medications; it is intended to produce less lint and be less adherent than basic woven gauze pads; it does not include petrolatum. This is a single-use device.
ZHONGSHAN A&J MEDICAL EQUIPMENT CO., LTD. | الصين | China | ME0000013339SFDAA00003 | Pediatric Electric Wheelchair PCV 1410 | Pediatric Electric Wheelchair | Electric Wheelchair for children who cannot walk and propel. | كرسي كهربائي للأطفال
Wuhan Pakcare Bio-Technology Co.,Ltd | الصين | China | ME0000006110SFDAA00066 | HOT / COLD PACK | HOT / COLD PACK | REUSABLE HOT COLD PACK | كمادة جل ساخنه وباردة
HEFEI HONGWEI MEDICAL DEVICE CO LTD | الصين | China | ME0000006199SFDAA00008 | WINHYCARE | VISITOR COAT NON WOVEN | VISITOR COAT NON WOVEN
Zhejiang Haisheng Medical Device Co., Ltd | الصين | China | ME0000006703SFDAA00001 | Medical Soda Lime | Absorbent of Carbon Dioxide | Soda Lime is essential for CO2 Absorption in Inhalation anesthesia machine with rebreathing system. | الصودا الجير ضروري لامتصاص ثاني أكسيد الكربون في آلة التخدير عن طريق الاستنشاق مع نظام إعادة التنفس
Ningbo Greetmed medical instruments Co. Ltd | الصين | China | ME0000008067SFDAA00015 | Disposable Medical Razor | Disposable Medical Razor | Disposable Medical Razor
Shenzhen Baofengtong Electrical Appliances Manufacturing Co.,Ltd | الصين | China | ME0000006710SFDAA00001 | DASH | cordless oral irrigator | Cordless oral irrigator
NANTONG RUNYUE PLASTIC PRODUCTS CO., LTD | الصين | China | ME0000005358SFDAA00003 | Disposable Medical Face Shield, | Disposable Medical Face Shield | to be used in food industry, low risk healthcare tasks, to keep face safe from contamination.
Ningbo Greetmed Medical Instruments Co., Ltd. | الصين | China | ME0000006889SFDAA00040 | LUXI CARE ORTHOPEDIC WOOL PADDING | ORTHOPEDIC WOOL PADDING | Wool Padding to protect skin during hot temperature when setting time.
Ningbo Greetmed Medical Instruments Co., Ltd. | الصين | China | ME0000006889SFDAA00041 | LUXI CARE CREPE BANDAGE | CREPE BANDAGE | Bandages to provide binding force to wound excipients or limbs for bandaging and fixation.
HUIZHOU VIDEYA TECHNOLOGY CO., LTD. | الصين | China | ME0000000157SFDAA00195 | PRODENTY PASTE CARRIERS | Dental Root-Canal Instruments | This product is a dental restoration medical devices, for the treatment of various pulpitis, pulp necrosis and other conventional root canal shaping &cleaning and filling.
HUIZHOU VIDEYA TECHNOLOGY CO., LTD. | الصين | China | ME0000000157SFDAA00194 | PRODENTY NERVE BROACHES | Dental Root-Canal Instruments | This product is a dental restoration medical devices, for the treatment of various pulpitis, pulp necrosis and other conventional root canal shaping &cleaning and filling.
Ningbo Greetmed medical instruments Co. Ltd | الصين | China | ME0000008067SFDAA00018 | Doctor cap | Doctor cap | Doctor cap
Ningbo Greetmed medical instruments Co. Ltd | الصين | China | ME0000008067SFDAA00013 | Cotton Elastic Bandage | Cotton Elastic Bandage | Cotton Elastic Bandage
HUIZHOU VIDEYA TECHNOLOGY CO., LTD. | الصين | China | ME0000000157SFDAA00193 | PRODENTY GATES DRILLS | dental Root-Canal Instruments | This product is a dental restoration medical devices, for the treatment of various pulpitis, pulp necrosis and other conventional root canal shaping &cleaning and filling.
Yangzhou Super Union Medical Material Co | الصين | China | ME0000012096SFDAA00002 | Gauze swab -non sterile | Gauze swab non sterile | 5x5 -7.5x7.5-10x10cm 10x20 cm -Gauze maked like swabs have many play | مسحات شاش غير معقمة
Ningbo Greetmed medical instruments Co. Ltd | الصين | China | ME0000008067SFDAA00028 | Gauze Roll | Gauze Roll | Gauze Roll
HEFEI MEDICON PLASTIC PRODUCTS CO.,LTD | الصين | China | ME0000021191SFDAA00012 | Medprotect Dental full chair sleeve | Plastic Sleeves | Dental full chair sleeve.
Ningbo Greetmed medical instruments Co. Ltd | الصين | China | ME0000008067SFDAA00014 | High Elastic Bandage | High Elastic Bandage | High Elastic Bandage
Ningbo Greetmed medical instruments Co. Ltd | الصين | China | ME0000008067SFDAA00016 | Orthopedic Wool Padding | Orthopedic Wool Padding | Orthopedic Wool Padding
Ningbo Greetmed medical instruments Co. Ltd | الصين | China | ME0000008067SFDAA00022 | Dental Bib | Dental Bib | Dental Bib
Ningbo Greetmed medical instruments Co. Ltd | الصين | China | ME0000008067SFDAA00011 | Spandex Elastic Bandage | Spandex Elastic Bandage | Spandex Elastic Bandage
Ningbo Greetmed medical instruments Co. Ltd | الصين | China | ME0000008067SFDAA00027 | Alcohol pad | Alcohol pad | Alcohol pad
ZHEJIANG BANGLI MEDICAL PRODUCTS CO., LTD. | الصين | China | ME0000000481SFDAA00008 | SafaMed | IV dressing | IV dressing | لاصق أبر وريدية
Ningbo Greetmed medical instruments Co. Ltd | الصين | China | ME0000008067SFDAA00025 | Sharp container | Sharp container | Sharpe container
Ningbo Greetmed medical instruments Co. Ltd | الصين | China | ME0000008067SFDAA00020 | Shoe cover | Shoe cover | Shoe cover
Yangzhou Super Union Import & Export Co., Ltd. | الصين | China | ME0000019539SFDAA00007 | EASYMED PBT BANDAGE | EASYMED PBT BANDAGE | EASYMED PBT BANDAGE is for treatment, after-care and prevention of recurrence of working and sports injuries | أيزيميد شاش قطني رول مخصص للعلاج والرعاية اللاحقة والوقاية من تكرار إصابات العمل والرياضة
Yangzhou Super Union Import & Export Co., Ltd. | الصين | China | ME0000019539SFDAA00017 | BECMED net tubular bandage | BECMED net tubular bandage | BECMED net Tubular bandages are designed to hold medical dressings in place and can also be used under fixed plaster and synthetic splints to protect the skin, It is non-invasive and does not come into direct contact with skin wounds or wounds | بيكمد مثبت ضماد شبكي انبوبي لتثبيت الضمادات الطبية في مكانها ويمكن أيضًا استخدامها تحت الجص الثابت والجبائر الاصطناعية لحماية الجلد
HEFEI MLUSH SANITARY PRODUCTS CO., LTD | الصين | China | ME0000005592SFDAA00003 | SKILLED NURSE DENTAL BIB | DENTAL BIB | Dental bibs are made of paper intended to absorb saliva or moisture from the oral cavity during dental procedures.
HEFEI MLUSH SANITARY PRODUCTS CO., LTD | الصين | China | ME0000020766SFDAA00001 | SKILLED NURSE SALIVA EJECTOR | SALIVA EJECTOR | Saliva ejector is a device intended for painless suction of the patient´s saliva during dental procedures.
INTCO | الصين | China | ME0000015392SFDAA00011 | Yk9031 Kid Wheelchair | Wheelchair | Wheelchair for kids who have difficulty in walking and need assistance. | كرسي متحرك أطفال
Yangzhou Super Union Import & Export Co., Ltd. | الصين | China | ME0000019539SFDAA00008 | SOFFMED Synthetic undercast padding | SOFFMED Synthetic undercast padding | used for fixation in orthopedics, suitable for patients who need to use POP bandage | سوفميد قطن تحت الجبس صناعي يستخدم تحت جبيرة الكسور للعظام
Yangzhou Super Union Import & Export Co., Ltd. | الصين | China | ME0000019539SFDAA00011 | BECMED casting tape | BECMED casting tape | BECMED casting tape is an upgraded product of traditional gypsum bandage, It is mainly composed of imported polyurethane, polyester and polymer fiber. It is hygienic, simple, light, fast hardening, not afraid of water, non-toxic, and no side effects, It is orthopedic external fixation, Ideal fixing material. | بيكمد فايبرجلاس لكسور العظام
HEFEI MLUSH SANITARY PRODUCTS CO., LTD | الصين | China | ME0000005592SFDAA00006 | SKILLED NURSE DENTAL MICRO BRUSH | MICRO BRUSH | Micro brush Applicators are single use, utilized during dental procedures for the application amount of material in areas of difficult access within the oral Cavity.
Henan Lusterdent Medical Instrument Co., Ltd | الصين | China | ME0000021877SFDAA00001 | Barbed Broaches | Endodontic instruments | dental instruments | منتجات للاسنان
Yangzhou Super Union Medical Material Co | الصين | China | ME0000012096SFDAA00003 | lap sponge non sterile | lap sponge nonserile | lap sponge made by many pay 4 -6-8-10-12 and many sizes 30x30 cm 45x45 cm | شاش بطن غير معقم
Guangdong Shunde Jaeyong Hardware Co., Ltd. | الصين | China | ME0000006910SFDAA00001 | Jaeyong | Jaeyong | المنتجات عبارة عن كراسي متحركة يدوية للمعوقين وكبار السن
MEDCAPTAIN MEDICAL TECHNOLOGY CO., LTD. | الصين | China | ME0000006811SFDAA00001 | Vein illuminator | Vein illuminator | A portable professional medical device for vein imaging, the NAVI-30/NAVI-60 vein illuminator detects veins beneath the skin by using infrared light and then vindicates the vein positions on the skin surface above the veins by using light during operation
HEFEI MLUSH SANITARY PRODUCTS CO., LTD | الصين | China | ME0000005592SFDAA00004 | SKILLED NURSE BARRIER FILM | BARRIER FILM | The dental barrier film are disposable protective film which is used to protect the equipment and instruments from contamination during use.
Shijiazhuang Wally Plastic CO.,Ltd | الصين | China | ME0000007053SFDAA00001 | Anaaml Powder Free Nitrile Synthetic Gloves | Powder Free Nitrile Synthetic Gloves | Powder Free Nitrile Synthetic Gloves
Anhui Intco Medical Products Co., Ltd. | الصين | China | ME0000006152SFDAA00005 | Intco Synguard Nitrile Exam Gloves Powder Free | Nitrile Exam Gloves | Nitrile Exam Gloves
Danyang Mega Optical Co,,Ltd | الصين | China | ME0000006495SFDAA00016 | Optical lenses | Optical lenses | Optical lenses
Shijiazhuang Aofeite Medical Device co., Ltd. | الصين | China | ME0000004902SFDAA00008 | Relieve 3 IN 1 Postpartum Support | 3 IN 1 Postpartum Support | This postpartum belt was especially designed for a woman’s post pregnancy body. Made with skin friendly and breathable fabric ,Super elastic and adjustable , innovative design to fit around the belly , waist and hips so that to help to shrink down to the Pre-pregnancy curve . | ثلاثة أحزمة صممت خصيصا لجسم المرأة في مرحلة ما بعد الولادة ، مصنوعة من مواد مناسبة للجلد وأنسجة نفاذة للهواء .وبتصميم يناسب الخصر ، البطن والحوض لتساعد على عملية إرجاع البطن كما كان قبل الولادة قدر الإمكان .
Wenzhou Zhantai Glasses Co.,Ltd | الصين | China | ME0000007067SFDAA00004 | Anti Blue light glasses | Anti Blue light glasses | Blue-ray protection glasses prevent blue light from irritating the eyes. Special anti-blue light glasses can effectively isolate UV and radiation and can filter blue light. Suitable for use when watching computer, TV or mobile phone | تمنع نظارات الحماية من الأشعة الزرقاء الضوء الأزرق من تهيج العينين. يمكن للنظارات الخاصة المضادة للضوء الأزرق أن تعزل بشكل فعال الأشعة فوق البنفسجية والإشعاع ويمكنها تصفية الضوء الأزرق. مناسب للاستخدام عند مشاهدة الكمبيوتر أو التلفزيون أو الهاتف المحمول
DRAGON MEDICAL CO.,LTD | الصين | China | ME0000002250SFDAA00005 | Electric 3 Function Hospital bed | Electric 3 Function Hospital bed | Electric 3 Function Hospital bed
Wuhan Huawei Technology Co Ltd | الصين | China | ME0000007015SFDAA00001 | BRUISAID HOT SENSATION/COLD SENSATION | ADHESIVE BANDAGE | Bruisaid hot sensation / cold sensation | لصقة توضع على أماكن محددة من الجسم لتخفيف الألم
THE CHALING FEIPENG BAMBOO INDUSTRY LIMITED | الصين | China | ME0000004186SFDAA00239 | Latex gloves | Latex Examination Gloves | Latex Glove
Dongpin Beauty & Medical Co., Ltd | الصين | China | ME0000007077SFDAA00002 | Examination Chair | Examination Chair | Examination Chair
Yangzhou Super Union Import & Export Co., Ltd. | الصين | China | ME0000019539SFDAA00020 | BECMED SHOWER CAP | BECMED SHOWER CAP | keep hairs from getting wet, and prevent water from getting inside ears | غطاء رأس يحمي الشعر من البلل ويمنع دخول الماء للأذن
Dongpin Beauty & Medical Co., Ltd. | الصين | China | ME0000007076SFDAA00006 | Examination Table | Examination Table | Examination Table
Xiang Fa Li Technology (Xiamen) Co.,Ltd | الصين | China | ME0000007145SFDAA00001 | Electric lift transfer chair | Electric lift transfer chair | It is a kind of device to transfer patient from bed to toilet , or from bed to sofa | هو نوع من الأجهزة لنقل المريض من سرير إلى مرحاض ، أو من سرير إلى أريكة
Xiang Fa Li Technology (Xiamen) Co.,Ltd | الصين | China | ME0000007145SFDAA00001 | Electric lift transfer chair | Electric lift transfer chair | It is a kind of device to transfer patient from bed to toilet , or from bed to sofa | هو نوع من الأجهزة لنقل المريض من سرير إلى مرحاض ، أو من سرير إلى أريكة
Ningbo Greetmed medical instruments Co. Ltd | الصين | China | ME0000008067SFDAA00008 | Cotton Ball | Cotton Ball | Cotton Ball
Shenzhen HugeMed Medical Technical Development Co.,Ltd | الصين | China | ME0000002129SFDAA00003 | Video Laryngoscope | Video Laryngoscope | Device for use in industrial environments, because of VL3R conduction and radiation harassment, in other environments it is essential to ensure that EMC may have the potential difficulties or not
JINHUA JINGDI MEDICAL SUPPLIES CO., LTD | الصين | China | ME0000005893SFDAA00018 | Silva | SILVA TIGER | قطعة بلاستر حارة و باردة | قطعة بلاستر حارة وباردة
Hefei Medicon Plastic Products Co., Ltd | الصين | China | ME0000007131SFDAA00001 | Najd Sterile Flat Reel | Sterilization Reel | Sterilization Reel
Hefei Medicon Plastic Products Co., Ltd | الصين | China | ME0000007132SFDAA00004 | Najd Sterilization Self-Sealing Pouch | Sterilization Self-Sealing Pouch | Sterilization Self-Sealing Pouch
Hefei Medicon Plastic Products Co., Ltd | الصين | China | ME0000007130SFDAA00129 | Najd Self Sealing Sterilization Pouch | Sterilization Pouch | Sterilization Pouch
Hefei Medicon Plastic Products Co., Ltd | الصين | China | ME0000007128SFDAA00001 | Najd Clip Cap | Clip Cap | Protective and Isolation Nurse Cap
JINHUA JINGDI MEDICAL SUPPLIES CO., LTD | الصين | China | ME0000005893SFDAA00004 | Cool Patch | Cool Patch | plaster sheet | قطعة بلاستر
Jinhua Jingdi Medical Supplies Co.,Ltd | الصين | China | ME0000007178SFDAA00005 | Silva Bandage | Silva Bandage | قطعة بلاستر متعددة المقاسات | قطعة بلاستر مقاوم للماء
SUMBOW MEDICAL INSTRUMENTS CO.,LTD. | الصين | China | ME0000000407SFDAA00028 | SUMBOW | Gauze Roll | NON STERILE SINGLE USE GAUZE
Anhui Anheng Paper & Plastic Products Co.,Ltd. | الصين | China | ME0000020876SFDAA00009 | NONWOVEN SLEEVEW | NONWOVEN SLEEVEW | NONWOVEN SLEEVEW
CHANGZHOU QUIFENG ORTHOPEDICS INSTRUMENTS CO., LTD | الصين | China | ME0000007106SFDAA00001 | Sharp hook | Surgical instrument | Surgical instrument
SUMBOW MEDICAL INSTRUMENTS CO.,LTD. | الصين | China | ME0000000407SFDAA00029 | SUMBOW | Strip Cap | non sterile single use head cap
XIAMEN YARUI OPTICAL Co.,Ltd. | الصين | China | ME0000005665SFDAA00002 | MOLSION SUNGLASS | Sunglasses | Sunglasses and protective filters
CHANGZHOU QUIFENG ORTHOPEDICS INSTRUMENTS CO., LTD | الصين | China | ME0000007107SFDAA00001 | instrument case | Surgical Instrument | Surgical instrument
CHANGZHOU QUIFENG ORTHOPEDICS INSTRUMENTS CO., LTD | الصين | China | ME0000007102SFDAA00002 | Hollow reamer | Surgical Instrument | Surgical instrument
CHANGZHOU QUIFENG ORTHOPEDICS INSTRUMENTS CO., LTD | الصين | China | ME0000007103SFDAA00002 | Extraction Bolt | Surgical Instrument | Surgical instrument
CHANGZHOU QUIFENG ORTHOPEDICS INSTRUMENTS CO., LTD | الصين | China | ME0000007104SFDAA00001 | Handle Quick Coupling | Surgical Instrument | Surgical Instrument
Wuhan Pakcare Bio-Technology Co.,Ltd | الصين | China | ME0000006110SFDAA00068 | tece - Hot And Cold Gel Pack | Hot And Cold Gel Pack | Hot And Cold Gel Pack To Relieve pain and stress
Ningbo Yingmed Medical Instruments Co., Ltd. | الصين | China | ME0000020654SFDAA00003 | Verona | Anesthesia Breathing System | Anesthesia Breathing System
Conod Medical Co., Limited | الصين | China | ME0000017366SFDAA00016 | Irrigation Syringe | Blub Syringe, Piston Syringe | bulb irrigation syringe Designed with a soft pliable bulb that supports one handed administration
JAMJOOM FULLCARE CORPORATION | الصين | China | ME0000005373SFDAA00209 | DIAPATCH DRESSING | DIAPATCH DRESSING | DIAPATCH DRESSING | لصقات دياباتش للسكري
TIANJIN CITY TAISITE INSTRUMENT CO.,LTD | الصين | China | ME0000007113SFDAA00003 | Manual wheelchair | Manual wheelchair | Manual wheelchair | كرس متحرك
Shanghai Joy Crown Industry Co Ltd | الصين | China | ME0000007824SFDAA00010 | Under Pad | Under pad | Under pad
Shanghai Joy Crown Industry Co Ltd | الصين | China | ME0000007824SFDAA00007 | Silk Surgical Tape | Tape | Silk Surgical Tape
MEDIWISH CO., LTD. | الصين | China | ME0000021602SFDAA00003 | KABAYAN Bowie & Dick Test Pack | Bowie & Dick Test Pack | For Use in Steam Sterilizers Operating at 121°C to 135°C (250°F to 276°F) to Give a Visible Indication that Sterilization Conditions Have Been Met | باودك
Hengshui New Century Medical Devices Co.,Ltd. | الصين | China | ME0000001967SFDAA00046 | Hospital Bed | Hospital Bed | Used In ICU, Emergency Rooms and other wards It is used for diagnoses and treatment of adult patient under medical supervision
Hefei Medicon Plastic Products Co., Ltd | الصين | China | ME0000007129SFDAA00054 | Najd Saliva Ejector | Saliva Ejector | Saliva Ejector
SUMBOW MEDICAL INSTRUMENTS CO.,LTD. | الصين | China | ME0000000407SFDAA00027 | SUMBOW | Crepe Bandage | NON STERILE ELASTIC BANDAGE
Hefei Mlush Sanitary Products Co.,Ltd | الصين | China | ME0000016603SFDAA00003 | Medprotect fiber post | Fiber Post | Fiber Post
Anhui Anheng Paper & Plastic Products Co.,Ltd. | الصين | China | ME0000020876SFDAA00008 | PE Apron | PE Apron | PE Apron
XIAMEN YARUI OPTICAL Co.,Ltd. | الصين | China | ME0000005665SFDAA00003 | MOLSION OPTICAL FRAME | Optical frames | Optical frames
Anhui MedPurest Medical Technology Co., Ltd. | الصين | China | ME0000007205SFDAA00003 | Decontamination Gown | Decontamination Gown | the Decontamination Gowns are constructed of breathable material for liquid barrier performance and includes a high-level strikethrough resistance in the most vulnerable zone, protecting healthcare workers from soil and bioburden when cleaning items. | أردية إزالة التلوث مصنوعة من مواد قابلة للتنفس لأداء حاجز السائل وتتضمن مقاومة عالية المستوى في المنطقة الأكثر ضعفًا ، مما يحمي العاملين في مجال الرعاية الصحية من التربة والحمل الحيوي عند تنظيف العناصر.
Jiangsu Maslech Medical Technology Co.,Ltd | الصين | China | ME0000007275SFDAA00001 | Manual Suction Unit | Manual Suction Unit | Extraction of hematocele and hydrops in conventional medical rescue
hubei excelmed non-woven products co., ltd | الصين | China | ME0000009677SFDAA00013 | Shoe Cover Plastic | Shoe Cover Plastic | Shoe Cover Plastic Disposable
Xiamen yarui optical Co., LTD. | الصين | China | ME0000006629SFDAA00001 | BOLON SUNGLASS | Sunglasses | Sunglasses and protective filters
SUMBOW MEDICAL INSTRUMENTS CO.,LTD. | الصين | China | ME0000000407SFDAA00026 | SUMBOW | Embossed Dressing Pad/dental bib | non sterile single use dental towel
Hefei Mlush Sanitary Products Co.,Ltd | الصين | China | ME0000006885SFDAA00001 | MEDPROTECT Suction Tip | Suction Tip | Suction Tip
Leboo Healthcare Products Limited | الصين | China | ME0000007136SFDAA00021 | Lab coat | Lab coat | Gowns to protect skin and personal clothing from incidental contact and small splashes.
JINHUA JINGDI MEDICAL SUPPLIES CO., LTD | الصين | China | ME0000005893SFDAA00020 | Silva Plaster | Silva | شريط لاصق متعدد القياسات
Yangzhou Super Union Import & Export Co., Ltd. | الصين | China | ME0000019539SFDAA00010 | BECMED SKIN TRACTION KIT (STK) | BECMED SKIN TRACTION KIT (STK) | BECMED SKIN TRACTION KIT (STK) use for the limbs, sprains, soft tissue injuries bandaged, joint pain and so have a good secondary treatment, in the physical exercise also can play a protective role, instead of non-elastic gauze bandages, and blood circulation, get good protection. | بيكمد طقم شد يستخدم كدعم وتقويم للأطراف
DANYANG SELO OPTICAL CO., LTD. | الصين | China | ME0000007310SFDAA00002 | Spectra | Spectacle Lenses | Spectacle Lenses
DANYANG SELO OPTICAL CO., LTD. | الصين | China | ME0000007310SFDAA00002 | Spectra | Spectacle Lenses | Spectacle Lenses
Hefei Mlush Sanitary Products Co.,Ltd | الصين | China | ME0000016603SFDAA00002 | Medprotect dental polishing discs | Dental Polishing Discs | Dental Polishing Discs
DRAGON MEDICAL CO.,LTD | الصين | China | ME0000002303SFDAA00009 | MEDICATION CART | MEDICATION CART | MEDICATION CART
ZHANGZHOU RECARING MEDICAL INSTRUMENT CO., LTD | الصين | China | ME0000005945SFDAA00011 | ASTN ADJUSTABLE LENGTH POST OP KNEE BRACE | ASTN ADJUSTABLE LENGTH POST OP KNEE BRACE | ADJUSTABLE LENGTH POST OP KNEE BRACE
Huanghua Promisee Dental Co., Ltd | الصين | China | ME0000007316SFDAA00013 | COTISEN Prophy Brush and Prophy Cup | Prophy Brush and Prophy Cup | This product is composed of metal handle and working end, metal handle and dental hand piece connected, the working end is brush. Nonsterile, free of abrasive polishing material. the brush head made of nylon or bristles and the rod is made of nickel-plated brass is suitable for the removal of the polishing, grinding and unnecessary parts of the prosthesis, or the cleaning of the implant, it is also used to remove dirt and polish the surface of the teeth
Jianlian Homecare Products Co. Limited | الصين | China | ME0000009188SFDAA00015 | Walking Stick | Walking Stick | The purpose of the walking stick to help people to aid walking
Henan Lusterdent Medical Instrument Co., Ltd | الصين | China | ME0000001698SFDAA00024 | Tapered Ni-Ti Rotary Files. | Endodontic instruments | dental instruments | مستهلكات للاسنان
Henan Lusterdent Medical Instrument Co., Ltd | الصين | China | ME0000021877SFDAA00003 | Paste Carriers | Endodontic Instruments | paste carriers | مستهلكات للاسنان
Henan Lusterdent Medical Instrument Co., Ltd | الصين | China | ME0000001698SFDAA00025 | Peeso Reamers Gates Drills | Endodontic instruments | dental instruments | مستهلكات للاسنان
DANYANG WISHFUL OPTICAL CO. LTD. | الصين | China | ME0000013845SFDAA00004 | Wishful Reading glasses | Wishful Reading glasses | Wishful Reading glasses
Nanchang Dental Bright Technology Co.,Ltd | الصين | China | ME0000007179SFDAA00003 | wixana | TEETH WHITENING KIT | TEETH WHITENING
Qingdao Minghao Metal Products Co. Ltd | الصين | China | ME0000007000SFDAA00002 | FASCIQ | IASTM Tools | Instrument Assisted Soft Tissue Mobilization
Danyang New Hope Medical Equipment Co., Ltd. | الصين | China | ME0000008298SFDAA00011 | 3FUNCTION Hospital bed | Hospital bed | Hospital bed
Sunshine Healthcare Co., Ltd. | الصين | China | ME0000007453SFDAA00083 | Daily Living | Daily Living | To Assist With Picking up objects
XIAMEN YARUI OPTICAL Co.,Ltd. | الصين | China | ME0000005665SFDAA00004 | BOLON OPTICAL FRAME | OPTICAL FRAME | Optical frames
hubei excelmed non-woven products co., ltd | الصين | China | ME0000009677SFDAA00014 | Medical Air Bubble Mattress | Medical Air Bubble Mattress | Medical Air Bubble Mattress
INTCO MEDICAL(HK) CO., LTD | الصين | China | ME0000005996SFDAA00004 | Manual Wheelchair | Manual Wheelchair | Manual Wheelchair | كرسي متحرك
China Medical Solution Limited | الصين | China | ME0000007449SFDAA00001 | Vein Finder | Vein Finder | find superficial vein location
INTCO MEDICAL(HK) CO., LTD | الصين | China | ME0000005996SFDAA00003 | Commode chair | Commode chair | Commode chair
INTCO MEDICAL(HK) CO., LTD | الصين | China | ME0000005996SFDAA00005 | Stair Wheelchair | Stair Wheelchair | Stair Wheelchair
JIANGXI RAINBOW MEDICAL PRODUCTS CO., LTD | الصين | China | ME0000021953SFDAA00005 | Disposable vinyl gloves | Disposable vinyl gloves | MEDICAL EXAMINATION GLOVES
DRAGON MEDICAL CO.,LTD | الصين | China | ME0000002303SFDAA00010 | NURSING CART | NURSING CART | NURSING CART
Shanghai Channelmed Import & Export Co., Ltd | الصين | China | ME0000008893SFDAA00038 | Examination Vinyl Gloves | Vinyl Examination Gloves | For Daily examination and protection.
Foshan Coxo Medical Instrument Co., Limited | الصين | China | ME0000011811SFDAA00002 | Operating Microscope | Operating Microscope | Operating Microscope
GuangDong Kangshen Medical Technology Co.,Ltd | الصين | China | ME0000005293SFDAA00002 | K- CARE | HOSPITAL BED | Patient Room use in houses , hospitals and medical care places
POLYBELL (GUANGZHOU) LIMITED | الصين | China | ME0000007306SFDAA00002 | Twistshake Anti-Colic Teat | Teats for feeding bottle | A teat, or nipple, is the flexible part of the bottle that the baby will suck from, and contains a hole through which the milk will flow.
ZHENGZHOU HUAER ELECTRO OPTICS TECHNOLOGY CO LTD | الصين | China | ME0000005596SFDAA00002 | BASMA Impression Kit | Impression Kit | Plastic trays used to take measurements of teeth.
jiangsu minnuo group co.,ltd | الصين | China | ME0000000099SFDAA00078 | oxygen cylinder | oxygen cylinder | USED OF COMPRESSED GAZ
jiangsu minnuo group co.,ltd | الصين | China | ME0000000099SFDAA00078 | oxygen cylinder | oxygen cylinder | USED OF COMPRESSED GAZ
Sumbow Medical Instruments Co., Ltd. | الصين | China | ME0000005771SFDAA00329 | AFS | Disposable Ear Thermometer probe covers | Disposable Ear Thermometer probe covers
Sumbow Medical Instruments Co., Ltd. | الصين | China | ME0000005771SFDAA00325 | AFS | Microporous PE Surgical Tape | Surgical Tape
NINGBO SHUANER MEDICAL EQUIPMENT CO , LTD | الصين | China | ME0000007110SFDAA00003 | Power Wheelchair | Power Wheelchair | Power Wheelchair | كرسي متحرك كهربائي
Danyang Newhope Medical Equipment Co.,Ltd | الصين | China | ME0000007195SFDAA00002 | MAYO TABLE/HYDRAULIC INSTRUMENT TROLLY | Instrument trolley | Instrument trolley to be used in a healthcare facility
Xzhou Kernel MEDICAL EQUIPMENT CO., LTD | الصين | China | ME0000007528SFDAA00002 | Kernel | Wood’s Lamp | Wood's lamp device | جهاز طبي للاضاءة
ZHEJIANG HUIKANG MEDICINAL ARTICLES CO.,LTD | الصين | China | ME0000000040SFDAA00004 | NURSE | FIRST AID PLASTER | First aid Plaster | للجروح الصغيرة والخدوش
Sumbow Medical Instruments Co., Ltd. | الصين | China | ME0000005771SFDAA00328 | AFS | White Cotton Ball | Single use Cotton Ball
Sumbow Medical Instruments Co., Ltd. | الصين | China | ME0000005771SFDAA00327 | AFS | High Elastic Bandage | single use High Elastic Bandage
GUANGZHUO TOPMEDI COMPANY LIMITED | الصين | China | ME0000007554SFDAA00001 | COMMODE CHAIR | COMMODE CHAIR | A wide-ranged folding design saves labor and reduces waist bearing. Assisting the mobility impaired in moving from a wheelchair to sofa, bed, bathroom and other places so that they can do washing, showering and treating themselves. | مساعدة ضعاف الحركة في الانتقال من الكرسي المتحرك إلى الأريكة والسرير والحمام وأماكن أخرى حتى يتمكنوا من الاغتسال والاستحمام والعلاج بأنفسهم. تصميم قابل للطي واسع النطاق يحمي العمالة ويقلل من تحمل الخصر
Ningbo Shuaner Medical Equipment Co., Ltd. | الصين | China | ME0000007539SFDAA00001 | Electric Medical Bed | Electric Medical Bed | Electric Medical Bed | سريرطبي كهربائي
Sumbow Medical Instruments Co., Ltd. | الصين | China | ME0000005771SFDAA00326 | AFS | Flat Sterilization Reel | single use Flat Sterilization Reel
Danyang Newhope Medical Equipment Co.,Ltd | الصين | China | ME0000007196SFDAA00002 | SCRUB SINK | stainless steel interument | Instrument Sink use in the healthcare facility
GUANGZHUO TOPMEDI COMPANY LIMITED | الصين | China | ME0000007555SFDAA00001 | Manual Wheelchair | Manual Wheelchair | Aluminum Light Weight Wheelchair，apply to paralysis, long-term Bedridden, people who are recovering or mobility inconvenience, double brake design, double brake parking more stable, front handle brake, rear brake handle brake form, convenient for users to travel safely. 100kg load-bearing, suitable for most people, small size, light weight, high load-bearing, fast folding, suitable for a variety of places | كرسي متحرك من الألومنيوم خفيف الوزن، للمصابين بالشلل ، او طريح الفراش على المدى الطويل ، الأشخاص الذين يتعافون أو يعانون من صعوبة في الحركة ، تصميم مزدوج للفرامل ، فرامل مزدوجة أكثر ثباتًا ، فرامل المقبض الأمامي ، شكل فرامل مقبض الفرامل الخلفي ، مناسب للمستخدمين للسفر بأمان. حاملة 100 كجم ، مناسبة لمعظم الأشخاص ، صغيرة الحجم ، خفيفة الوزن ، عالية التحمل ، قابلة للطي بسرعة ، مناسبة لمجموعة متنوعة من الأماكن
TIANJIN GRAND PAPER INDUSTRY CO. LTD. | الصين | China | ME0000012779SFDAA00006 | GRAND EEG PAPER | EEG PAPER | EEG PAPER
TIANJIN GRAND PAPER INDUSTRY CO. LTD. | الصين | China | ME0000012779SFDAA00003 | GRAND CTG PAPER | CTG PAPER | CTG PAPER
TIANJIN GRAND PAPER INDUSTRY CO. LTD. | الصين | China | ME0000012779SFDAA00002 | GRAND ECG PAPER | ECG PAPER | ECG PAPER
Sumbow Medical Instruments Co., Ltd. | الصين | China | ME0000005771SFDAA00333 | AFS | Silk Surgical Tape | Silk Surgical Tape | لاصق طبي حراري
JIANGSU AOGANG OPTICAL GLASSES CO., LTD. | الصين | China | ME0000006337SFDAA00010 | spectacle lenses / optical lenses | spectacle lenses / optical lenses | Spectacle lenses made of plastic to be used in glasses. | عدسات شفافة للنظارات
TIANJIN GRAND PAPER INDUSTRY CO. LTD. | الصين | China | ME0000012779SFDAA00005 | GRAND USG PAPER | USG PAPER | USG PAPER
GUANGZHUO TOPMEDI COMPANY LIMITED | الصين | China | ME0000007557SFDAA00002 | Powered Wheelchair | Powered Wheelchair | This series of electric wheelchairs are powered by a Li-ion battery, driven by a DC motor. Users control the direction and adjust speed by joystick control. It is suitable for application of low speed, good road condition and small slope | يتم تشغيل هذه السلسلة من الكراسي المتحركة الكهربائية بواسطة بطارية Li-ion ، مدفوعة بمحرك DC. يتحكم المستخدمون في الاتجاه وضبط السرعة عن طريق التحكم في عصا التحكم. إنها مناسبة لتطبيق السرعة المنخفضة وحالة الطريق الجيدة والمنحدرات الصغيرة.
GUANGZHUO TOPMEDI COMPANY LIMITED | الصين | China | ME0000007556SFDAA00001 | Walking Aids/ Rollator | Walking Aids/ Rollator | Walking aids with rollators and aluminum-coated frame easily folded for storage and travel, folding footrest, easily squeeze and release hand brakes | مساعدات المشي مع بكرات وإطار مطلي بالألمنيوم يمكن طيه بسهولة للتخزين والسفر ومسند قدم قابل للطي والضغط بسهولة وتحرير فرامل اليد
TIANJIN GRAND PAPER INDUSTRY CO. LTD. | الصين | China | ME0000012779SFDAA00004 | GRAND THERMAL PAPER | THERMAL PAPER | THERMAL PAPER
WEIHAI DINGXIN OPTICAL Co. LTD | الصين | China | ME0000020923SFDAA00002 | Optical World International | Optical Lens | to fix the vision problem
Philips Goldway (Shenzhen) Industrial Inc. | الصين | China | ME0000003244SFDAA00013 | Rechargeable Lithium Ion Battery | Rechargeable Lithium Ion Battery | The rechargeable Li-ion battery pack is intended to be installed in Intrepid Monitor/Defibrillator to provide power to operation of intrepid monitor/defibrillator
Shucheng Kaichao Medical Technology Co., Ltd | الصين | China | ME0000007664SFDAA00001 | Verona | Steam Indicator Strip | Steam Indicator Strip
DRAGON MEDICAL CO.,LTD | الصين | China | ME0000005712SFDAA00026 | Transport Chair | Transport Chair | Transport Chair
Sunshine Healthcare Co., Ltd. | الصين | China | ME0000007257SFDAA00003 | WALKER | WALKER | To help patients walk unaided
jiangsu junshi optica co., LTD. | الصين | China | ME0000007632SFDAA00047 | HORIZON | optical lenses | OPTICAL LENSES IN SEVERAL POWERS | عدسات بمقاسات متنوعه للقص والتركيب على اطارات النظارات
Sumbow Medical Instruments Co., Ltd. | الصين | China | ME0000005771SFDAA00334 | Tmax | FootStool | Medical Foot Stool
TRIBEST DENTAL PRODUCTS CO. LTD | الصين | China | ME0000019644SFDAA00029 | Micro Applicator | Micro Applicator | Used as dental material applicator
Guilin Woodpecker Medical Instruments Co., Ltd. | الصين | China | ME0000010181SFDAA00012 | Digital Intraoral Imaging System | Intraoral Imaging System | Digital intraoral imaging sensor for oral two-dimensional case diagnosis.
CHANGZHOU QUIFENG ORTHOPEDICS INSTRUMENTS CO., LTD | الصين | China | ME0000007105SFDAA00002 | Screwdriver | Surgical instrument | Surgical instrument
FIRSTAR HEALTHCARE COMPANY LTMITED (GUANGZHOU) | الصين | China | ME0000002637SFDAA00010 | Firstar Waterproof Cast/Bandage Protector | Waterproof Cast/Bandage Protector | Waterproof Cast/Bandage Protector
FIRSTAR HEALTHCARE COMPANY LTMITED (GUANGZHOU) | الصين | China | ME0000002637SFDAA00010 | Firstar Waterproof Cast/Bandage Protector | Waterproof Cast/Bandage Protector | Waterproof Cast/Bandage Protector
JingFang Precision Medical Device(Shenzhen) Co.,Ltd. | الصين | China | ME0000007686SFDAA00001 | Reusable Needle Guides | Needile | Reusable Needle
RENEW MEDICAL Inc. | الصين | China | ME0000018926SFDAA00003 | Aquaflush Self Retaining Cone | Aquaflush Transanal Irrigation | Anal and Stoma Irrigation
SUMBOW MEDICAL INSTRUMENTS CO.,LTD. | الصين | China | ME0000021094SFDAA00003 | BG | Spirometer | Non Sterile device used for normal breathing restored training for the patients who has just done splanchnocoele operation | جهاز تدريب الجهاز التنفسي
DRAGON MEDICAL CO.,LTD | الصين | China | ME0000002303SFDAA00008 | EMERGENCY TROLLEY | EMERGENCY TROLLEY | EMERGENCY TROLLEY
Chengdu Cryo-Push Medical Technology Co., Ltd., | الصين | China | ME0000018132SFDAA00004 | Waterproof Cast & Bandage Protector | CRYOPUSH | Protects cast or bandage away from wet during shower or bathe | حامي ضمادة وغطاء مقاوم للماء
TIANTAI BIOLIFE PLASTIC Co., Ltd. | الصين | China | ME0000007739SFDAA00010 | Rigid Sterilization Container Tamper Evident Lock | Container Lock | Tamper Evident Seals for use with closed sterilization containers, easily seal and break by hand. Available with indicator Dots ( Class-1 ) | عبث مانع للتسرب للاستخدام مع حاويات تعقيم مغلقة ، يسهل إحكام الغلق والكسر باليد. متوفر بنقاط مؤشر (الفئة 1)
taian Dalu Medical Instrument Co.,LTD | الصين | China | ME0000011774SFDAA00001 | Free Breath | Spacer For Aerosol | Spacer metered dose inhaler.
taian Dalu Medical Instrument Co.,LTD | الصين | China | ME0000011774SFDAA00001 | Free Breath | Spacer For Aerosol | Spacer metered dose inhaler.
INTCO MEDICAL(HK) CO., LTD | الصين | China | ME0000005996SFDAA00006 | Electric wheelchair | Y207D | كرسي متحرك كهربائي
Jianlian Homecare Products Co.,LTD | الصين | China | ME0000005921SFDAA00123 | WALKING STICK | WALKING STICK | Help patients with disability to walk
Jianlian Homecare Products Co.,LTD | الصين | China | ME0000005921SFDAA00123 | WALKING STICK | WALKING STICK | Help patients with disability to walk
Guilin Woodpecker Medical Instruments Co., Ltd. | الصين | China | ME0000010181SFDAA00017 | Curing Light | Dental Curing Light | Dental Curing Light Equipment
SHENZHEN COMEN MEDICAL INSTRUMENTS CO.,LTD | الصين | China | ME0000010097SFDAA00015 | LED Surgical Light | Surgical Light | LED Surgical Light is mainly composed of hoisting assemblies, cross arm, spring arm, and light holder along with optional shadow management function, central control camera, external camera, display, wall control, remote control.
SHENZHEN COMEN MEDICAL INSTRUMENTS CO.,LTD | الصين | China | ME0000010097SFDAA00014 | Infant Bassinet | Infant Bassinet | It is a passive product, consisting of a support, a basin frame, a basin, a mattress, a mesh basket and casters.
Yangzhou Super Union Import & Export Co., Ltd. | الصين | China | ME0000019539SFDAA00023 | BECMED gauze swab | BECMED Non-Sterile gauze swab | To sop up the blood and extravagant during the operation and to clean the wound | بيكمد شاش قطع يستخدم في تضميد وتنظيف الجروح
Jiangsu Junshi Optics Co.,Ltd | الصين | China | ME0000007251SFDAA00001 | Global Optical Plastic 1.56 | Ophthalmic Lens | Ophthalmic Lens | عدسات طبيه لتصحيح النظر
SHENZHEN COMEN MEDICAL INSTRUMENTS CO.,LTD | الصين | China | ME0000010097SFDAA00016 | Operating Table | Table | The operating table is mainly composed of the table and accessories
Shucheng Kaichao Medical Technology Co., Ltd | الصين | China | ME0000007664SFDAA00002 | Verona | B-D Test Pack | single use Bowie Dick Test Pack
Ningbo Shield Medical Technology Co., Ltd | الصين | China | ME0000007751SFDAA00002 | Sealing Machine | Sealing Machine | Sealing Machine
Ningbo Shield Medical Technology Co., Ltd | الصين | China | ME0000007751SFDAA00002 | Sealing Machine | Sealing Machine | Sealing Machine
Ningbo Pinmed Instruments Co., Ltd. | الصين | China | ME0000007565SFDAA00003 | Stethoscope | Professional Stethoscope | The stethoscope is an acoustic medical device for auscultation or listening to the internal sounds of a human body
Qingdao DMD medical technology Co., Ltd | الصين | China | ME0000000164SFDAA00023 | Connecting Tube | connecting instrument | connecting instrument
Hefei YuChen Plastic Products Co., Ltd | الصين | China | ME0000007858SFDAA00006 | Disposable isolation gown | Disposable isolation gown | is soft, airy, with strong (anti-leaking) absorption ability
DANYANG SPIRIT OPTICAL GLASSES CO.LTD | الصين | China | ME0000006820SFDAA00001 | Bianka | Bianka | عدسات مصحح لنظر
Anhui Intco Medical Products Co., Ltd. | الصين | China | ME0000006152SFDAA00006 | NOUVETA NUTOUCH FREEDOM GLOVES | NOUVETA NUTOUCH FREEDOM GLOVES | Medical Disposal Examination Vinyl Gloves, Poly Vinyl Chloride Glove | نوتتش فريدم قفازات مصنعة فائقة النعومة
Beijing Anchorfree Technology | الصين | China | ME0000005446SFDAA00003 | Synergy+ | Synergy+ | The scientific name of this device is Hydrafacial , is a facial treatment using a patented device to deliver exfoliation, cleansing, extraction, and hydration to the face. This system uses a vortex swirling action to deliver hydration and to remove dead skin, dirt, debris, and impurities while cleaning and soothing the skin , Many of this device type can use at home and other have advanced features used in clinics | الاسم العلمي للجهاز هيدرافيشيال وهو جهاز يستخدم لتنظيف وترطيب البشرة باستخدام الماء لإزالة الجلد الميت والشوائب من البشرة تساعد هذه العملية الفريدة في تحسين مظهر العديد من مشاكل البشرة ، بما في ذلك الخطوط الدقيقة والتجاعيد ، وثبات الجلد ، والملمس ، واحتقان المسام. مناسب لجميع أنواع البشرة ، هذا العلاج المجدد لطيف وغير جراحي وفعال على الفور.
Shenzhen Hugemed Medical Technical Development Co. Ltd. | الصين | China | ME0000001013SFDAA00031 | Video Laryngoscope | Video Laryngoscope | Video Laryngoscope
ZHEJIANG HUIKANG MEDICINAL ARTICLES CO.,LTD | الصين | China | ME0000000040SFDAA00005 | STAR BAND AID | First Aid Plaster | لاصق جروح للجروح الصغيرة والخدوش
Shenzhen Hugemed Medical Technical Development Co. Ltd. | الصين | China | ME0000001013SFDAA00032 | Reusable Laryngoscope Blade | Laryngoscope Blades | Laryngoscope Blades
SUMBOW MEDICAL INSTRUMENT CO .,LTD | الصين | China | ME0000014047SFDAA00016 | SUMBOW HIGH ELASTIC BANDAGE | HIGH ELASTIC BANDAGE | HIGH ELASTIC BANDAGE | رباط ضاغط
Ningbo Shield Medical Technology Co., Ltd | الصين | China | ME0000007751SFDAA00003 | ultrasonic cleaner | ultrasonic cleaner | Ultrasonic Cleaner
Ningbo Shield Medical Technology Co., Ltd | الصين | China | ME0000007751SFDAA00003 | ultrasonic cleaner | ultrasonic cleaner | Ultrasonic Cleaner
Shenzhen Balinda Technology Co. Ltd. | الصين | China | ME0000000014SFDAA00003 | Adora Portable rechargable water Flosser | Adora Portable rechargable water Flosser | بخاخ ماء لتنظيف الاسنان قابل للشحن | بخاخ ماء قابل للشحن
SHENZHEN DENCO MEDICAL CO | الصين | China | ME0000000030SFDAA00047 | DENTAL ROOT CANAL INSTRUMENTS | DENTAL ROOT CANAL INSTRUMENTS | Root Canal Instruments
SHENZHEN DENCO MEDICAL CO | الصين | China | ME0000000030SFDAA00047 | DENTAL ROOT CANAL INSTRUMENTS | DENTAL ROOT CANAL INSTRUMENTS | Root Canal Instruments
Hengshui junyuan medical instrument Co.,Ltd. | الصين | China | ME0000007905SFDAA00004 | THREE FUNCTIONS ELECTRIC BED | THREE FUNCTIONS ELECTRIC BED | THREE FUNCTIONS ELECTRIC BED
ZHONGHONG PULIN MEDICAL PRODUCTS CO., LTD. | الصين | China | ME0000007282SFDAA00003 | ِVinyl Exam Gloves | ِVinyl Exam Gloves | Disposable vinyl gloves for single use size S, M, L, XL
ZHONGHONG PULIN MEDICAL PRODUCTS CO., LTD. | الصين | China | ME0000007282SFDAA00003 | ِVinyl Exam Gloves | ِVinyl Exam Gloves | Disposable vinyl gloves for single use size S, M, L, XL
Sumbow Medical Instruments Co., Ltd. | الصين | China | ME0000005771SFDAA00339 | Verona | Muti-TRAUMA Dressing | non sterile muti-TRAUMA Dressing
One Top Protective Products Co Ltd | الصين | China | ME0000009250SFDAA00009 | MAX CARE | NITRILE GLOVES | non sterile examination nitrile gloves
HeFei JingCheng Plastic products co;ltd | الصين | China | ME0000009253SFDAA00017 | COTTON ROLL | COTTON ROLL | COTTON ROLL
Zhangjiagang Medi Medical Equipment Co., Ltd. | الصين | China | ME0000007803SFDAA00012 | Emergency & Medication Trolley | Emergency & Medication Trolley | Emergency & Medication Trolley used as primarily for cardiac pulmonary resuscitation and other emergency conditions in all hospital units,
Changzhou Sifary Medical Technology Co.,Ltd. | الصين | China | ME0000010172SFDAA00013 | Intraoral Scanner | Intraoral Scanner | Dental Scanner
Zhangjiagang Medi Medical Equipment Co., Ltd. | الصين | China | ME0000007803SFDAA00010 | Exam Couch | Exam Couch | It is a Exam Couch , Treatment Table for a patient examination
Zhangjiagang Medi Medical Equipment Co., Ltd. | الصين | China | ME0000007803SFDAA00009 | Medical Bed | Medical Bed | It is a Medical Bed use for patient at hospital has many position for patient care & comfort
SUMBOW MEDICAL INSTRUMENT CO .,LTD | الصين | China | ME0000014047SFDAA00017 | sumbow crepe elastic bandage | crepe elastic bandage | CREPE ELASTIC BANDAGE | كريب باندج
HeFei JingCheng Plastic products co;ltd | الصين | China | ME0000009253SFDAA00014 | SELF SEALING POUCH | SELF SEALING STERILIZATION POUCH | SELF SEALING POUCH /STERILIZATION FLAT REEL
Shining 3D Tech Co., Ltd | الصين | China | ME0000005733SFDAA00018 | 3D printer | 3D printer | 3D printer
Medcaptain Medical Technology Co., Ltd. | الصين | China | ME0000015363SFDAA00010 | Vein Illuminator | Vein Illuminator | Vein Illuminator
Medcaptain Medical Technology Co., Ltd. | الصين | China | ME0000015363SFDAA00010 | Vein Illuminator | Vein Illuminator | Vein Illuminator
Medcaptain Medical Technology Co., Ltd. | الصين | China | ME0000015363SFDAA00010 | Vein Illuminator | Vein Illuminator | Vein Illuminator
Align Technology (Sichuan) Medical Equipment Co., Ltd. | الصين | China | ME0000002687SFDAA00056 | iTero Element 5D Plus | iTero Element 5D Plus | intraoral Scanner Optical Impression Device
Wuhan Topmed Trading Co.,Ltd | الصين | China | ME0000012439SFDAA00009 | Nonwoven Pants | Nonwoven Pants | Pants to be wear by patients
Alltion (Guangxi) Instrument Co., Ltd | الصين | China | ME0000017392SFDAA00003 | Surgical Microscope | Surgical Microscope | Surgical Microscope
HeFei JingCheng Plastic products co;ltd | الصين | China | ME0000009253SFDAA00018 | B-D TEST PACK | BOWIE DICK TEST PACK | SINGLE USE BOWIE DICK TEST
Align Technology (Sichuan) Medical Equipment Co., Ltd. | الصين | China | ME0000002687SFDAA00058 | iTero Element 5D Plus Mobile | iTero Element 5D Plus Mobile | Intraoral Scanner Optical Impression Device
Shanghai Kinmed Import & Export Co., Ltd. | الصين | China | ME0000002566SFDAA00083 | STERILIZATION REEL | STERILIZATION REEL | Sterilization Roll
HI-LIFE TECHNOLOGY(HEBEI) CO.,LTD | الصين | China | ME0000000058SFDAA00025 | Electric Delivery Bed | Electric Delivery Bed | Electric Delivery Bed
Shining 3D Tech Co., Ltd | الصين | China | ME0000005733SFDAA00017 | Intraoral Scanner | Intraoral Scanner | Intraoral Scanner
Ningbo Pinmed Instruments Co., Ltd. | الصين | China | ME0000007565SFDAA00004 | Disposable Enteral Feeding Set | Disposable Enteral Feeding Set | Disposable Enteral Feeding Set Gravity
HEFEI MEDICON PLASTIC PRODUCTS CO.,LTD | الصين | China | ME0000021191SFDAA00018 | Medprotect Handpiece cover | Handpiece cover | Handpiece cover
Huanghua Promisee Dental Co., Ltd | الصين | China | ME0000007316SFDAA00014 | Cotisen Micro Applicator | Micro Applicator | The Micro Applicator takes the form of plastic handle and nylon applicator hair This product is used to apply dental materials, such as etchants, adhesives, etc. on the teeth during dental treatment Economical one-time use , angle and length can be easily adjusted as required
HeFei JingCheng Plastic products co;ltd | الصين | China | ME0000009253SFDAA00019 | FULL CHAIR COVER LDPE | FULL DENTAL CHAIR COVER | DENTAL FULL CHAIR COVER
Zhenjiang CV Optical Co.,Ltd | الصين | China | ME0000007304SFDAA00003 | Global Optical Crystal Plus 1.56 UV420 Photogray Blue Cut SHMC | Ophthalmic Lens | Ophthalmic Lens | عدسات طبيه لتصحيح النظر
Shanghai Kinmed Import & Export Co., Ltd. | الصين | China | ME0000002566SFDAA00087 | VINYL GLOVES | POWDER FREE VINYL GLOVE NON STERILE | EXAMINATION POWDER FREE VINYL GLOVES NON STERILE
Zhenjiang CV Optical Co.,Ltd | الصين | China | ME0000007304SFDAA00006 | Global Optical Crystal Plus 1.56 Impact SHMC | Ophthalmic Lens | Ophthalmic Lens | عدسات طبيه لتصحيح النظر
Zhenjiang CV Optical Co.,Ltd | الصين | China | ME0000007304SFDAA00007 | Global Optical Crystal Plus 1.61 HMC | Opthalmic Lens | Ophthalmic Lens | عدسات طبيه لتصحيح النظر
Zhenjiang CV Optical Co.,Ltd | الصين | China | ME0000007304SFDAA00002 | Global Optical Crystal Plus 1.56 UV420 Blue Cut HMC | Ophthalmic Lense | Ophthalmic Lens | عدسات طبيه لتصحيح النظر
Tianjin Tairuibosi Medical Appliance Co.,Ltd | الصين | China | ME0000008987SFDAA00004 | Cervical Thoracic Orthosis | Orthosis for neck | Orthosis for neck
HEFEI MEDICON PLASTIC PRODUCTS CO.,LTD | الصين | China | ME0000021191SFDAA00016 | Medprotect Impression Plastic trays | Impression Plastic trays | Impression Plastic trays
INTCO MEDICAL(HK) CO., LTD | الصين | China | ME0000005996SFDAA00007 | Commode lift | Y406 | جهاز لرفع المريض لتسهيل عمليه نقله
Wuxi Yuqing Medical Instrument Factory | الصين | China | ME0000007564SFDAA00008 | STETHOSCOPE | STETHOSCOPE | The stethoscope is an acoustic medical device for auscultation or listening to the internal sounds of a human body.
Micro-Tech (Nanjing) Co., Ltd | الصين | China | ME0000008809SFDAA00067 | CatchAll TM Transport Pad | CatchAll TM Transport Pad | Surgical Instruments
A&I INDUSTRIES LTD SHUNDE FOSHAN | الصين | China | ME0000012321SFDAA00034 | Stroller | Manual wheelchair | These products are used by people who can not walk because of Illness, an accident or disability. | لمساعدة ذوي الاحتياجات الخاصة
Anhui Province De Ji Tang Pharmaceutical Co,. Ltd | الصين | China | ME0000000050SFDAA00011 | Silva | Xcorn | patch foot | لصاقة للقدم
Zhenjiang CV Optical Co.,Ltd | الصين | China | ME0000007304SFDAA00005 | Global Optical Crystal Plus 1.56 PhotoGray HMC | Ophthalmic Lens | Ophthalmic Lens | عدسات طبيه لتصحيح النظر
Zhenjiang CV Optical Co.,Ltd | الصين | China | ME0000007304SFDAA00004 | Global Optical Crystal Plus 1.56 PhotoBrown HMC | Opthalmic Lens | Ophthalmic Lens | عدسات طبيه لتصحيح النظر
Shanghai Kinmed Import & Export Co., Ltd. | الصين | China | ME0000002566SFDAA00088 | Self Sealing Sterilization Pouch | Self Sealing Sterilization Pouch | Self Sealing Sterilization Pouch
Zhende Medical Co., Ltd. | الصين | China | ME0000000072SFDAA00014 | Zhende Gauze SWAB | Gauze SWAB | Gauze Swab
YIWU EMPORIA TRADING CO., LTD | الصين | China | ME0000013527SFDAA00035 | Micro applicators | Micro applicators | Micro applicators
Ecoeon Technology Co., Ltd | الصين | China | ME0000000128SFDAA00026 | Neohealar | Neohealar | soothing wipes | مناديل ملطفة
Zhenjiang CV Optical Co.,Ltd | الصين | China | ME0000007304SFDAA00001 | Global Optical Crystal Plus 1.49 Uncoated | Ophthalmic Lense | Ophthalmic Lens | عدسات طبيه لتصحيح النظر
HEFEI MEDICON PLASTIC PRODUCTS CO.,LTD | الصين | China | ME0000021191SFDAA00017 | Medprotect Digital X Ray sensor sleeves | Digital X Ray sensor sleeves | Digital X Ray sensor sleeves
Tianchang Guomao Plastic Co., Ltd. | الصين | China | ME0000000082SFDAA00004 | Self Sealing Sterilization Pouches | Medical Pouches | Self Sealing Sterilization Pouches
HEFEI MEDICON PLASTIC PRODUCTS CO.,LTD | الصين | China | ME0000021191SFDAA00019 | Medprotect Nurse Cap | Nurse Cap | Nurse Cap
Zhangjiagang Medi Medical Equipment Co., Ltd. | الصين | China | ME0000007803SFDAA00011 | Grab Bar | Grab Bar | It is Grab Bar to use for patient at Hospital & Clinics for Stand & Balancing for injured & older people
Shanghai Kinmed Import & Export Co., Ltd. | الصين | China | ME0000002566SFDAA00085 | Dental Cotton Roll | Dental Cotton Roll | Dental Cotton Roll
Anhui Province De Ji Tang Pharmaceutical Co,. Ltd | الصين | China | ME0000000053SFDAA00018 | SILVA | SILVE TIGER KNEE | Patch for knee
ANHUI GUOHONG INDUSTRIAL&TRADING CO.,LTD. | الصين | China | ME0000007263SFDAA00008 | TOP ONE | Vinyl Examination Gloves | Vinyl Examination Gloves | قفازان طبيه فينيل للاستخدام الواحد غير جراحيه خاليه من البودره
ChengDu Pulse Optical-Tech Co., Ltd. | الصين | China | ME0000000066SFDAA00004 | PULSE Cryo Tubes | PULSE Cryo Tubes | Containers of different sizes allowing to stock samples.
FOSHAN SOCO PRECISION INSTRUMENT CO., LTD | الصين | China | ME0000007785SFDAA00009 | Endodontic hand files | Endodontic hand files | Hand files are fabricated from strong, yet flexible stainless steel or nickel-titanium to allow them to clean and shape root canals.
Shanghai Channelmed Import & Export Co., Ltd | الصين | China | ME0000008893SFDAA00039 | Gauze Swabs without x-ray Non sterile | Gauze Swabs without x-ray Non sterile | Gauze Swabs without x-ray Non sterile
shanghai kinmed import & export co.,ltd | الصين | China | ME0000009606SFDAA00003 | SafaMed | Dental Bib | Dental Bib Puts Around Patients Neck | قطعة من القماش توضع على رقبة المريض لوقايته .
Shanghai Kinmed Import & Export Co., Ltd. | الصين | China | ME0000002566SFDAA00089 | Dental Bib | Dental Bib | Dental Bib
Nanning Baolai Medical Instrument CO., LTD | الصين | China | ME0000004999SFDAA00037 | Scaler Tip | Scaler Tip | Tip is a component of Ultrasonic Scaler
Nanning Baolai Medical Instrument CO., LTD | الصين | China | ME0000004999SFDAA00037 | Scaler Tip | Scaler Tip | Tip is a component of Ultrasonic Scaler
Nanning Baolai Medical Instrument CO., LTD | الصين | China | ME0000004999SFDAA00037 | Scaler Tip | Scaler Tip | Tip is a component of Ultrasonic Scaler
Nanning Baolai Medical Instrument CO., LTD | الصين | China | ME0000004999SFDAA00037 | Scaler Tip | Scaler Tip | Tip is a component of Ultrasonic Scaler
Guangdong Kaiyang Medical Technology Group Co. Ltd. | الصين | China | ME0000022840SFDAA00009 | Wheelchair | Wheelchair | Manual Wheelchair
Zhenjiang CV Optical Co.,Ltd | الصين | China | ME0000007304SFDAA00008 | Global Optical Crystal Plus 1.67 UV 420 Blue Cut HMC | Ophthalmic Lens | Ophthalmic Lens | عدسات طبيه لتصحيح النظر
ChengDu Pulse Optical-Tech Co., Ltd. | الصين | China | ME0000000065SFDAA00005 | PULSE Pipette Tips | PULSE Pipette Tips | The disposable pipette tip is convenient and clean, which can replace the permanent tips to avoid cross-contamination, and ensure the accuracy and reliability of the experimental results.
Zhenjiang Jinghu Optical Classes Co., Ltd. | الصين | China | ME0000000296SFDAA00039 | Marco Speed | Marco Speed | Hard Coat Lenses
Shanghai Kinmed Import & Export Co., Ltd. | الصين | China | ME0000002566SFDAA00090 | ISOLATION GOWN | ISOLATION GOWN | ISOLATION GOWN
Guangdong Kaiyang Medical Technology Group Co. Ltd. | الصين | China | ML0000000384SFDAA00001 | COMMODE WHEELCHAIR | COMMODE WHEELCHAIR | COMMODE WHEELCHAIR
Shanghai Kinmed Import & Export Co., Ltd. | الصين | China | ME0000002566SFDAA00103 | DISPOSABLE ISOLATION GOWN | DISPOSABLE ISOLATION GOWN | DISPOSABLE ISOLATION GOWN, COLLAR-TIE, ELASTIC CUFF, SUITABLE FOR HOSPITAL RESEARCH INSTITUTION LABORATORY AND OTHER PUBLIC HEALTH INSTITUTION | ثوب العزلة حزام مطاطي
Huanghua Promisee Dental Co., Ltd | الصين | China | ME0000007316SFDAA00017 | COTISEN SAFETY GLASSES FACE SHEILD WITH FRAME | SAFETY GLASSES FACE SHEILD WITH FRAME | Patient protective device are tools for protecting patients from splash infections during oral therapy. Safety Glasses Face Shield With Frame Consists of a frame and an eye/face protection shield, which is used to protect the eyes or face from liquid or droplets or Strong light during medical examinations and treatments
Hefei Medicon Plastic Products Co., Ltd | الصين | China | ME0000007129SFDAA00055 | Najd Cotton Roll | Cotton Roll | Cotton Roll
Huanghua Promisee Dental Co., Ltd | الصين | China | ME0000007316SFDAA00018 | : Cotisen Silicone Rubber Mixing Tips | Silicone Rubber Mixing Tips | The product consists of a spiral inner core, an outer tube, and a positioning cap. This product replaces manual mixing and avoids uneven mixing. It can fully mix two dental materials and then deliver them to get the ideal dental material effect.
Suzhou Sunmed Co,Ltd | الصين | China | ME0000005851SFDAA00023 | Verona | Military field dressing | Military field dressing
DRAGON MEDICAL CO.,LTD | الصين | China | ME0000002303SFDAA00012 | COMMODE CHAIR | COMMODE CHAIR | COMMODE CHAIR | كرسي حمام عادي
DRAGON MEDICAL CO.,LTD | الصين | China | ME0000002303SFDAA00011 | MANUAL WHEELCHAIR | MANUAL WHEELCHAIR | MANUAL WHEELCHAIR
Anhui Intco Medical Products Co., Ltd. | الصين | China | ME0000020481SFDAA00007 | INTCO DISPOSIBLE VINYL EXAM GLOVES | Disposable Vinyl Exam Gloves | DISPOSIBLE VINYL EXAM GLOVES
Suqian Green Glove Co. Ltd | الصين | China | ME0000005728SFDAA00004 | Evosafe Disposable Vinyl Examination Gloves | Evosafe Disposable Vinyl Examination Gloves | Gloves used in food process, chemical industry etc.
Huanghua Promisee Dental Co., Ltd | الصين | China | ME0000007316SFDAA00016 | COTISEN DISPOSABLE DENTAL AIR WATER SYRINGE TIP | DISPOSABLE DENTAL AIR WATER SYRINGE TIP | Disposable air water dental syringe tip, as the necessary consumer goods of dental chair, are essential fittings of dental treatment. Generally including internal &amp; external Casing and independent plastic pipe. New products with multi tube structure or double-barreled structure both have water vapor channel which can make good Atomization and gas drier. You can get water, gas and mist through controlling the Air Water Gun for rinsing cleaning and drying.
Hefei Medicon Plastic Products Co., Ltd | الصين | China | ME0000007130SFDAA00130 | Najd Air water syringe tips | Air water syringe tips | Air water syringe tips
Anping Shiheng medical Instruments Co., Ltd. | الصين | China | ME0000002265SFDAA00023 | Children's Infusion Board | Orthosis for hand | Orthosis for hand
Anping Shiheng medical Instruments Co., Ltd. | الصين | China | ME0000002265SFDAA00022 | Sponge Collar | Orthosis for neck | Orthosis for neck
Anping Shiheng medical Instruments Co., Ltd. | الصين | China | ME0000002265SFDAA00021 | Stress Relief Shoes | Orthosis for foot | Orthosis for foot
Shenzhen Rogin Medical Co., Ltd | الصين | China | ME0000003083SFDAA00081 | Layan ® Glass Fiber Post | Root Canal Post | Root canal Post
Advance International Corp. | الصين | China | ME0000009120SFDAA00007 | Disposable Vinyl Gloves | Disposable Vinyl Gloves | Gloves to ensure protecting against oily substances, acids and other liquids.
Advance International Corp. | الصين | China | ME0000009120SFDAA00007 | Disposable Vinyl Gloves | Disposable Vinyl Gloves | Gloves to ensure protecting against oily substances, acids and other liquids.
INTCO MEDICAL(HK) CO., LTD | الصين | China | ME0000005996SFDAA00008 | Manual Weelchair | Manual Weelchair | MANUAL CHAIR FOR DISABILITY | يساعد تنقل المرضى من مكان للاخر ويساعد ايضا ذوي الاحتياجات الخاصه والاعاقه الحركيه
JiaXing Linhwa Medical Materials Co., Ltd. | الصين | China | ME0000000427SFDAA00002 | Nahdi Eye Patch | Non Woven Eye Patch | Eye Patch Used for surgery, Trauma, wounds | ضمادة عين غير منسوجة
NINGBO SEAGO ELECTRIC CO., LTD | الصين | China | ME0000000512SFDAA00023 | SEAGO | TOOTHBRUSH AND CASE | ELECTRIC TOOTHBRUSH AND CASE | فرشاة أسنان كهربائية وغطاء فرشاة الاسنان بالاشعة فوق البنفسجية
NICEFEEL MEDICAL DEVICE TECHNOLOGY CO., LTD | الصين | China | ME0000019077SFDAA00003 | CleanOs | oral irrigator | Portable Water Flosser | فلوسر مائي محمول
SWORDENTAL CO., LTD | الصين | China | ME0000000483SFDAA00004 | Layan ® Dental burs | Dental burs | Dental Burs
POLYBELL ( GUANGZHOU ) LIMITED | الصين | China | ME0000000453SFDAA00013 | Baby Zone | Breast Pump | Suck Milk
Anping Shiheng medical Instruments Co., Ltd. | الصين | China | ME0000002265SFDAA00024 | Fracture splint | Orthosis | Orthosis
YANGZHOU SUPER UNION IMPORT & EXPORT CO., LTD | الصين | China | ME0000000415SFDAA00002 | Cotton roll | Cotton roll | Cotton roll
YIWU EMPORIA TRADING CO., LTD | الصين | China | ME0000013527SFDAA00036 | Barrier Envelop | Barrier Envelop | Barrier Envelop
hengshui zhukang medical instrument co..ltd | الصين | China | ME0000000560SFDAA00006 | COMMODE CHAIR | COMMODE CHAIR | COMMODE CHAIR
Shenzhen Yabeikang Technology Co., Ltd | الصين | China | ME0000000588SFDAA00007 | Cordless Oral Irrigator | Cordless Oral Irrigator | This cordless water flosser have 5 modes with pressure range of 30-110PSI , allows to select a most suitable pressure according oral care needs at different section, not only suit for deep cleaning, but also suit for sensitive teeth need. H- With best 1200 times/minute high pressure water pulse and 6 different jet water flosser, which is 360°rotating long nozzle. The professional cordless water flosser can powerful cleaning 99.99% food debris and plaque every corner precisely that traditional brushing can not reach. Specifically designed for braces, periodontitis.
HI-LIFE TECHNOLOGY(HEBEI) CO.,LTD | الصين | China | ME0000000058SFDAA00030 | Operating Table | Operating Table | Operating Table
HI-LIFE TECHNOLOGY(HEBEI) CO.,LTD | الصين | China | ME0000000058SFDAA00026 | Electric Hospital Bed | Electric Hospital Bed | Electric Hospital Bed
SUMBOW MEDICAL INSTRUMENT CO.,LTD. | الصين | China | ME0000012289SFDAA00001 | GAUZE ROLL | GAUZE ROLL | NON STERILE GAUZE ROLL | شاش رول غير معقم
NEW PHENIX HOME PRODUCTS MANUFACTORY CO.,LTD. | الصين | China | ME0000000604SFDAA00001 | B&D | Dental Floss and Interdental brush | Cleaning teeth | خيط وفرشاه تنظيف الاسنان
DRAGON MEDICAL CO.,LTD | الصين | China | ME0000002303SFDAA00013 | TURNOVER | TURNOVER | TURNOVER | دوران اسفنجي
HI-LIFE TECHNOLOGY(HEBEI) CO.,LTD | الصين | China | ME0000000058SFDAA00029 | Multifunction Transfer Trolley | Multifunction Transfer Trolley | Multifunction Transfer Trolley
HI-LIFE TECHNOLOGY(HEBEI) CO.,LTD | الصين | China | ME0000000058SFDAA00027 | Examination Couch | Examination Couch | Examination Couch
hengshui zhukang medical instrument co..ltd | الصين | China | ME0000000589SFDAA00007 | ULTRA LOW THREE FUNCTION ELECTRIC HOSPITAL BED | ULTRA LOW THREE FUNCTION ELECTRIC HOSPITAL BED | ULTRA LOW THREE FUNCTION ELECTRIC HOSPITAL BED
Anhui Anheng Paper & Plastic Products Co.,Ltd. | الصين | China | ME0000020876SFDAA00012 | YNM Nitrile Examination Gloves | Disposable Nitrile Gloves | Nitrile Examination Gloves
HI-LIFE TECHNOLOGY(HEBEI) CO.,LTD | الصين | China | ME0000000058SFDAA00028 | Mattress | Mattress | Mattress
GYANGDONG XINHUAFENG MEDIACAL TECHNOLOGY | الصين | China | ME0000001154SFDAA00001 | Wheelchair | Wheelchair | كرسي معاقين 18 إنش Wheel Chair | كرسي معاقين 18 إنش
Danyang Shengtal Optical Lens Co., Ltd | الصين | China | ME0000001791SFDAA00057 | Spectra | Spectra | Spectacle Lenses
GCMEDICA ENTERPRISE LTD.(WUXI) | الصين | China | ME0000018199SFDAA00004 | PRESSURE INFUSER BAG | PRESSURE INFUSER BAG | PRESSURE INFUSER BAG
Hefei Medicon Plastic Products Co Ltd | الصين | China | ME0000009254SFDAA00014 | Clips for Bibs | Clips for Bibs | Clips for Bibs
Hefei Medicon Plastic Products Co Ltd | الصين | China | ME0000009254SFDAA00022 | Air Water Syringe Tips | Air Water Syringe Tips | Air Water Syringe Tips
Hangzhou Westlake Biomaterial Co. Ltd | الصين | China | ME0000007630SFDAA00013 | Orthodontic Plier | Orthodontic Plier | Metal Instruments for Orthodontic treatment
Shanghai Joy Crown Industry Co., Ltd. | الصين | China | ME0000001907SFDAA00145 | Cohesive bandage | Bandage | Cohesive Bandage
Shanghai Joy Crown Industry Co Ltd | الصين | China | ME0000007824SFDAA00008 | Transparent PE Tape | Tape | Transparent PE Tape
Shanghai Joy Crown Industry Co., Ltd. | الصين | China | ME0000001934SFDAA00007 | Fixed Dressing Plaster | Tape | Fixed Dressing Plaster
HUIZHOU VIDEYA TECHNOLOGY CO., LTD. | الصين | China | ME0000000157SFDAA00200 | EZOdent Dental Root Canal Instruments | Dental Root Canal Instruments | Stainless Steel or Nickel Titanium hand use instruments for endodontic tratment
Blue sail medical Co, LTD | الصين | China | ME0000000180SFDAA00042 | MAX CHAMP | NITRILE GLOVES | Disposable examination Nitrile Gloves Powder Free
Great Glove (Xin Hua) Co. Ltd. | الصين | China | ME0000010081SFDAA00007 | TOP WAYZ | VINYL EXAMINATION GLOVES | VINYL EXAMINATION GLOVES
Shining 3D Tech Co., Ltd | الصين | China | ME0000005733SFDAA00019 | 3D Scanner | 3D Scanner | 3D Scanner
Ningbo Shuaner Medical Equipment Co., Ltd. | الصين | China | ME0000007539SFDAA00003 | Electric Medical Bed | Electric Medical Bed | Electric Medical Bed | سرير طبي كهربائي
Align Technology (Sichuan) Medical Equipment Co., Ltd. | الصين | China | ME0000002687SFDAA00059 | Service Parts - iTero Element 5D Family | Service Parts - iTero Element 5D Family | Service Parts and Accessories for Intraoral Scanner Optical Impression Device. 214003 (DOA Kit, Element 5D) 214005 (DOA Kit, Element 5D Plus) 206954 (Packed Panel PC ASSY) 214019 RMA PPC, Element 5D MIC Service - NMII) 212265 Packed iTero Computing Units RMA 5D Plus) 214021 EMA PPC, Element 5D Plus Mobile MIC Service - NMII) 214020 RMA PPC, Element 5D Plus MIC service -NMII) 212266 (Packed iTero Mobile PPC RMA 5D Plus) 206955 (iTero Element 5D Scanning Unit, service) 214016 (RMA Want, Element 5D MIC Service)
Align Technology (Sichuan) Medical Equipment Co., Ltd. | الصين | China | ME0000002687SFDAA00057 | iTero Element 5D | iTero Element 5D | intraoral Scanner Optical Impression Device
Shanghai Kinmed Import & Export Co., Ltd. | الصين | China | ME0000000270SFDAA00002 | DENTAL BIB | DENTA BIB | مريلة الصدر تستخدم للمريض عند الكشف علي اسنانه لحماية ملابسه من الاتساخ للاستخدام الخارجي فقط | مريلةتستخدم لعدم اتساخ الملابس في عيادة الاسنان
Guangdong Kaiyang Medical Technology Group Co. Ltd. | الصين | China | ME0000007518SFDAA00015 | Hospital Bed | Hospital Bed | Hospital Bed
Xi'an Friendship Medical Electronics Co., Ltd. | الصين | China | ME0000007816SFDAA00028 | Medical EEG Gold Cup Electrode | Medical EEG Gold Cup Electrode | Medical EEG Gold Cup Electrode
Xi'an Friendship Medical Electronics Co., Ltd. | الصين | China | ME0000007816SFDAA00032 | Cables for EMG Monopolar Needle Electrodes | Cables for EMG Monopolar Needle Electrodes | Cables for EMG Monopolar Needle Electrodes
Xi'an Friendship Medical Electronics Co., Ltd. | الصين | China | ME0000007816SFDAA00036 | Digital Ring Electrode | Digital Ring Electrode | Digital Ring Electrode
Xi'an Friendship Medical Electronics Co., Ltd. | الصين | China | ME0000007816SFDAA00030 | Shielded Crocodile Clip Cable | Shielded Crocodile Clip Cable | Shielded Crocodile Clip Cable
Xi'an Friendship Medical Electronics Co., Ltd. | الصين | China | ME0000007816SFDAA00033 | Cable for EMG Concentric Needle Electrodes | Cable for EMG Concentric Needle Electrodes | Cable for EMG Concentric Needle Electrodes
Xi'an Friendship Medical Electronics Co., Ltd. | الصين | China | ME0000007816SFDAA00029 | Medical EEG Silver Cup Electrode | Medical EEG Silver Cup Electrode | Medical EEG Silver Cup Electrode
Shanghai Kinmed Import & Export Co., Ltd | الصين | China | ME0000000595SFDAA00027 | BARRIER FILM | BARRIER FILM | يستخدم لتغليف كراسي الاسنان والادوات | لتغليف وحماية الادوات والكراسي بعيادات الاسنان
Xi'an Friendship Medical Electronics Co., Ltd. | الصين | China | ME0000007816SFDAA00026 | Disposable Pre- Gelled Surface Electrode | Disposable Pre- Gelled Surface Electrode | Disposable Pre- Gelled Surface Electrode
Xi'an Friendship Medical Electronics Co., Ltd. | الصين | China | ME0000007816SFDAA00034 | Crocodile Clip Cable | Crocodile Clip Cable | Crocodile Clip Cable
ZHONGSHAN A&J MEDICAL EQUIPMENT CO., LTD. | الصين | China | ME0000013339SFDAA00004 | 3 Position Recliner | 3 Position Recliner | 3 Position Recliner | كرسي مرافق ٣ حركات
Shining 3D Tech Co., Ltd | الصين | China | ME0000005733SFDAA00023 | Surgical Guide Resin | Acrylic and methacrylic acid esters | Acrylic and methacrylic acid esters
Xi'an Friendship Medical Electronics Co., Ltd. | الصين | China | ME0000007816SFDAA00027 | Medical EEG Ag/AgCI Cup Electrodes | Medical EEG Ag/AgCI Cup Electrodes | Medical EEG Ag/AgCI Cup Electrodes
Xi'an Friendship Medical Electronics Co., Ltd. | الصين | China | ME0000007816SFDAA00031 | Shielded Electrode Cable | Shielded Electrode Cable | Shielded Electrode Cable
Xi'an Friendship Medical Electronics Co., Ltd. | الصين | China | ME0000007816SFDAA00035 | Medical Extension Lead Wires | Medical Extension Lead Wires | Medical Extension Lead Wires
Anhui Province De Ji Tang Pharmaceutical Co,. Ltd | الصين | China | ME0000000052SFDAA00009 | SILVA | SILVA TIGER Neck | patch for neck
Shucheng Kaichao Medical Technology Co., Ltd | الصين | China | ME0000007664SFDAA00003 | Steam Indicator Strip | Steam Indicator Strip | Steam Indicator Strip
Shining 3D Tech Co., Ltd | الصين | China | ME0000005733SFDAA00024 | Cast Resin | Acrylic and methacrylic acid esters | Acrylic and methacrylic acid esters
Shining 3D Tech Co., Ltd | الصين | China | ME0000005733SFDAA00020 | Dental Model Resin | Acrylic and methacrylic acid esters | Acrylic and methacrylic acid esters
NINGBO HAISHU ESCO MEDICAL TECHNOLOGY CO., LTD. | الصين | China | ME0000018290SFDAA00007 | AMALGAMATOR | AMALGAMATOR | computerized mixing system that works under the control of a microprocessor
Zhangjiagang Medi Medical Equipment Co., Ltd. | الصين | China | ME0000007803SFDAA00015 | IV Stand | IV Stand | It is stand IV stand use at hospital for hold solution for patient
Anhui JBH Medical Apparatus Co.,Ltd | الصين | China | ME0000000791SFDAA00002 | Power Wheelchair | Power Wheelchair | Power Wheelchair | كرسي متحرك كهربائي
Shining 3D Tech Co., Ltd | الصين | China | ME0000005733SFDAA00022 | Ortho Model Resin | Acrylic and methacrylic acid esters | Acrylic and methacrylic acid esters
Anping Shiheng medical Instruments Co., Ltd. | الصين | China | ME0000002269SFDAA00027 | Restraint Belt | Orthosis | Orthosis
Hangzhou DTC Medical Apparatus Co., Ltd. | الصين | China | ME0000000838SFDAA00001 | Lingual Button Bondable | Lingual buttons | Lingual buttons
INTCO | الصين | China | ME0000015392SFDAA00013 | ACTIVE Wheelchair | Wheelchair | This chair is intended for those with walking limitations and who have the ability to propel themselves with their upper limbs | كرسي متحرك رياضي
Yangzhou Super Union Import & Export Co., Ltd. | الصين | China | ME0000019539SFDAA00024 | BOWIE AND DICK TEST PACK | BOWIE AND DICK TEST PACK | BOWIE AND DICK TEST PACK
Shining 3D Tech Co., Ltd | الصين | China | ME0000005733SFDAA00021 | Gingiva Resin | Acrylic and methacrylic acid esters | Acrylic and methacrylic acid esters
Shining 3D Tech Co., Ltd | الصين | China | ME0000005733SFDAA00025 | Tray Resin | Acrylic and methacrylic acid esters | Acrylic and methacrylic acid esters
Jiangsu Keling Medical Appliances Co., Ltd | الصين | China | ME0000008935SFDAA00010 | Wheelchair | Wheelchair | Wheelchair for walking disability . | كرسي لمساعدة ذوي الاحتيجات الخاصة للتحرك بنفسهم او بمساعدة شخص اخر
Changzhou Sifary Medical Technology Co.,Ltd. | الصين | China | ME0000006877SFDAA00002 | Hand-Held Dental X-ray System | Hand-Held Dental X-ray System | Dental Curing Lights
CHANGZHOU CARE-DE SANITARY MATERIAL CO.,LTD | الصين | China | ME0000000531SFDAA00011 | Pad | Incontinence pads | Collect body waste
Danyang New Hope Medical Equipment Co., Ltd. | الصين | China | ME0000000743SFDAA00008 | 3 Function Hospital Bed | 3 Function Hospital Bed | Hospital bed that can be adjusted as a whole bed body lift up and down with balance, backside lifts up and down, leg bends and extends, legs lift up and down, etc.
Anhui Province Dejitang Pharmaceutical Co. Lt | الصين | China | ME0000000166SFDAA00001 | 7ala | Disposable Vinyl Gloves | A single use vinyl gloves. Comes in different sizes (S, M, L)
FOSHAN HONGFENG CO., LTD | الصين | China | ME0000000127SFDAA00001 | Power CompMist | Mattress | Medical air mattress with pump
FOSHAN HONGFENG CO., LTD | الصين | China | ME0000000127SFDAA00001 | Power CompMist | Mattress | Medical air mattress with pump
IHotel Guest Amenities Co.,Ltd | الصين | China | ME0000000145SFDAA00003 | ART SUITE Dental kit | Dental kit | ART SUITE Dental kit | فرشاة اسنان
Xiantao Lingyang Plastic Co., Ltd | الصين | China | ME0000000046SFDAA00003 | Isolation Gown | Isolation Gown | An Isolation Gown for healthcare providers as well as patients to ware in the hospital environment
Danyang Huayun Optical Glasses Co.,Ltd | الصين | China | ME0000006340SFDAA00009 | EYE DEAR | Optical Lenses | 1- Be sure to measure the lens. 2- The lens is set and 3 dots are placed in the middle of the lens exactly according to the axis determined by the doctor (line of sight). 3- Write on the right lens ( R ) and write on the left lens ( L ). 4- Put the lens in the lens cutting machine and we determine on the screen of the machine where the lens is cut because it varies according to the type of frame whether it is frame is full frame or half frame or glass or against breakage ( polycarbonate ). 5- Give the machine an operation and then drop the lens on the machine stone with water running on the lens for not breaking it and facilitate the shear, take about a minute and a half then go to the polishing stage. 6- Drill the lens blade to be installed in the frame. 7- The lens is installed in the frame. 8- Wear the glasses in the face.
Hefei Jingcheng Plastic Products Co., Ltd. | الصين | China | ME0000011746SFDAA00081 | Isolation Gown | Isolation Gown | Isolation Gown
Danyang Huayun Optical Glasses Co.,Ltd | الصين | China | ME0000006340SFDAA00010 | BRILLIANT | Optical Lenses | 1- Be sure to measure the lens. 2- The lens is set and 3 dots are placed in the middle of the lens exactly according to the axis determined by the doctor (line of sight). 3- Write on the right lens ( R ) and write on the left lens ( L ). 4- Put the lens in the lens cutting machine and we determine on the screen of the machine where the lens is cut because it varies according to the type of frame whether it is frame is full frame or half frame or glass or against breakage ( polycarbonate ). 5- Give the machine an operation and then drop the lens on the machine stone with water running on the lens for not breaking it and facilitate the shear, take about a minute and a half then go to the polishing stage. 6- Drill the lens blade to be installed in the frame. 7- The lens is installed in the frame. 8- Wear the glasses in the face.
Jiangsu Keling Medical Appliances Co., Ltd | الصين | China | ME0000008935SFDAA00011 | Hospital bed - Three cranks | Hospital Bed | Hospital bed - Three cranks
Suzhou Jasking medical equipment Co., Ltd | الصين | China | ME0000000829SFDAA00076 | Wheelchair | Wheelchair | Medical Wheelchair | كرسي متحرك طبي
SINCE HOUSEHOLD CARE CO.,LTD | الصين | China | ME0000006448SFDAA00011 | Silicone Heel Wedge With Gel | Heel Wedge With Gel | Silicone Heel Wedge With Gel
Shanghai Yuechen Medical Supply Co. ,Ltd. | الصين | China | ME0000007822SFDAA00003 | Disposable tense electrodes | Tense electrodes | Disposable tense electrodes
DANYANG HUNGSUN OPTICALGLASS CO .LTD | الصين | China | ME0000001029SFDAA00035 | COCO LENESS | COCO LENESS | عدسات نظارات لتصحيح النظر | عدسلا نظارات طبية لتصحيح النظر
Hangzhou Rejoin Mastin Medical Device Co., Ltd | الصين | China | ML0000000621SFDAA00013 | EliTool Suture Lasso | Surgical Instrument | Surgical instrument
Hefei Jingcheng Plastic Products Co., Ltd. | الصين | China | ME0000011746SFDAA00080 | Chair sleeve | Chair sleeve | Full Chair sleeve
Changsha Easyinsmile Intelligence Technology Co. Ltd. | الصين | China | ME0000000879SFDAA00007 | Matrix Profect | Dental Matrix | Dental Matrix
Hefei Jingcheng Plastic Products Co., Ltd. | الصين | China | ME0000011746SFDAA00079 | Cotton Roll | Cotton Roll | Single use Cotton Roll
GUANGZHOU PIDEGREE MEDICAL TECHNOLOGY CO., LTD. | الصين | China | ME0000000894SFDAA00001 | Aljaser | Vinyl gloves | Vinyl gloves for medical use | قفازات للاستخدام الطبي
Shanghai Siyi Inttelligent Techonology Co. Ltd.d | الصين | China | ME0000000851SFDAA00006 | soft Rehabititation Glove | soft Rehabititation Glove | جهاز تمارين يدوي للكف يعمل بالبطارية 12 فولت و امبير 1.5 | جهاز كف يدوي يعمل بالفولت المنخفض
Hefei Medicon Plastic Products Co Ltd | الصين | China | ME0000009254SFDAA00036 | Dental box | Dental box | Single Use Dental box
Hefei Medicon Plastic Products Co Ltd | الصين | China | ME0000009254SFDAA00032 | Rubber Bowl | Rubber Bowl | Rubber Bowl
Hefei Medicon Plastic Products Co Ltd | الصين | China | ME0000009254SFDAA00028 | Aspirator tip | Aspirator tip | Aspirator tip
Hefei Medicon Plastic Products Co Ltd | الصين | China | ME0000009254SFDAA00024 | Polish cup | Polish cup | Polish cup
Hefei Medicon Plastic Products Co Ltd | الصين | China | ME0000009254SFDAA00020 | Dental Instruments Kit | Dental Instruments Kit | Dental Instruments Kit
Hefei Medicon Plastic Products Co Ltd | الصين | China | ME0000009254SFDAA00016 | Surgical Blade | Surgical Blade | Surgical Blade
Hefei Medicon Plastic Products Co Ltd | الصين | China | ME0000009254SFDAA00011 | Barrier Film | Barrier Film | Barrier Film
Hefei Medicon Plastic Products Co Ltd | الصين | China | ME0000009254SFDAA00011 | Barrier Film | Barrier Film | Barrier Film
Hefei Jingcheng Plastic Products Co., Ltd. | الصين | China | ME0000011746SFDAA00085 | Syringe Sleeves | Syringe Sleeves | Syringe Sleeves
Hefei Medicon Plastic Products Co Ltd | الصين | China | ME0000009254SFDAA00034 | Surgical Cap | Surgical Cap | Single Use Surgical Cap
Hefei Medicon Plastic Products Co Ltd | الصين | China | ME0000009254SFDAA00030 | Mainteniance Brush With Brass | Mainteniance Brush With Brass | Mainteniance Brush With Brass
Hefei Medicon Plastic Products Co Ltd | الصين | China | ME0000009254SFDAA00018 | Dental Needle | Dental Needle | Dental Needle
Hefei Medicon Plastic Products Co Ltd | الصين | China | ME0000009254SFDAA00018 | Dental Needle | Dental Needle | Dental Needle
Hefei Medicon Plastic Products Co Ltd | الصين | China | ME0000009254SFDAA00026 | Bowie Dick Test | Bowie Dick Test | Bowie Dick Test
Hefei Medicon Plastic Products Co Ltd | الصين | China | ME0000009254SFDAA00026 | Bowie Dick Test | Bowie Dick Test | Bowie Dick Test
Hefei Medicon Plastic Products Co Ltd | الصين | China | ME0000009254SFDAA00017 | Safety Glasses | Safety Glasses | Safety Glasses
Hefei Medicon Plastic Products Co Ltd | الصين | China | ME0000009254SFDAA00025 | Indicator Card | Indicator Card | Indicator Card
Hefei Medicon Plastic Products Co Ltd | الصين | China | ME0000009254SFDAA00025 | Indicator Card | Indicator Card | Indicator Card
Hefei Medicon Plastic Products Co Ltd | الصين | China | ME0000009254SFDAA00029 | Dental Trays | Dental Trays | Dental Trays
Hefei Medicon Plastic Products Co Ltd | الصين | China | ME0000009254SFDAA00033 | Cheek Retractor | Cheek Retractor | Cheek Retractor
Hefei Medicon Plastic Products Co Ltd | الصين | China | ME0000009254SFDAA00037 | Intra Oral Tip | Intra Oral Tip | Intra Oral Tip
Shanghai Joy Crown Industry Co., Ltd. | الصين | China | ME0000001912SFDAA00003 | Surgical Paper Tape | Tape | Surgical Paper Tape
Shanghai Joy Crown Industry Co., Ltd. | الصين | China | ME0000001937SFDAA00021 | Band Aid | Band Aid | Band Aid
Hongkong Thando International Limited | الصين | China | ME0000001931SFDAA00003 | Gel Pad | Gel Pad | Gel Pad
Shenzhen Redy-Med Technology Co., Ltd | الصين | China | ME0000001969SFDAA00002 | Disposable Spo2 Sensor | Disposable Spo2 Sensor | The SpO2 SENSORS are intended for continuous noninvasive monitoring of functional oxygen saturation of arterial hemoglobin (SpO2) and pulse rate (PR).
A&I INDUSTRIES LTD SHUNDE FOSHAN | الصين | China | ME0000012321SFDAA00035 | Standard Steel Wheelchair Bariatric | Manual Standard Wheelchair Bariatric | Manual Standard Wheelchair Bariatric for people who have walking difficulties.
MEDIWISH CO., LTD. | الصين | China | ME0000021602SFDAA00002 | KABAYAN Emulating Chemical Indicator | Emulating Chemical Indicator | A sterilization indicator designed to be placed within a sterilizing chamber, and to respond with a characteristic chemical and/or physical change to one or more of the physical conditions within the chamber, to validate the sterilization process. It may be presented in one of a variety of forms (e.g., tape, test pack.) | شريط مؤشر
SUMBOW MEDICAL INSTRUMENTS CO.,LTD. | الصين | China | ME0000000407SFDAA00030 | SUMBOW | Gauze Swab | NON STERILE GAUZE SWAB
Zhejiang Bangli Medical Products Co., Ltd | الصين | China | ME0000008888SFDAA00011 | Adhesive Tape | Bandage | Bandage
Shandong Hengfa Hygienic Products Co. Ltd. | الصين | China | ME0000000866SFDAA00009 | Pad | Incontinence pads | Collect body waste
Zhongshan Kangdebao(KDB) Rehabilitation Equipment Co., Ltd. | الصين | China | ME0000001858SFDAA00007 | WEIYIKANG | WEIYIKANG | Intended to be used to help senior and disabled people in toilet and transportation.
CHANGZHOU TONGDA MEDICAL APPLIANCE CO., LTD | الصين | China | ME0000010314SFDAA00003 | commode chair | commode chair | FOR AIDING DISABLED PEOPLE IN BATHROOM
Ziyang Freqty Medical Equipment Co., Ltd | الصين | China | ME0000002016SFDAA00003 | PANDA | PANDA P2 | Intraoral Digital Impression Instrument 3D Intraoral Scanner | جهاز تصوير فموي
CHANGZHOU TONGDA MEDICAL APPLIANCE CO., LTD | الصين | China | ME0000010314SFDAA00004 | walking aid | walking aid | FOR AIDING MOVING OF DISABLED PEOPLE
Hefei Medicon Plastic Products Co Ltd | الصين | China | ME0000009254SFDAA00021 | Micro Brush | Micro Brush | Dental Micro Brush
Hefei Medicon Plastic Products Co Ltd | الصين | China | ME0000009254SFDAA00021 | Micro Brush | Micro Brush | Dental Micro Brush
Shanghai Joy Crown Industry Co., Ltd. | الصين | China | ME0000001911SFDAA00025 | Plaster of Paris Bandage | Bandage | Plaster of Paris Bandage
Shanghai Joy Crown Industry Co Ltd | الصين | China | ME0000007824SFDAA00009 | Zinc Oxide Adhesive Tape | Tape | Zinc Oxide Adhesive Tape.
Shanghai Joy Crown Industry Co., Ltd. | الصين | China | ME0000001935SFDAA00021 | Silicone Surgical Tape | Tape | Silicone Surgical Tape
Anji SPENQ Industrial Co. Ltd | الصين | China | ME0000005497SFDAA00004 | MEDICAL PROTECTIVE GOGGLES | MEDICAL PROTECTIVE GOGGLES | IT PLAYS A PROTECTIVE ROLE DURING EXAMINATION AND TREATMENT, IT CAN BLOCKS THE SPLASHINGOR SPLASHING OF BODY FLUID AND BLOOD
Hefei Medicon Plastic Products Co Ltd | الصين | China | ME0000009254SFDAA00015 | Flouride Trays | Flouride Trays | Flouride Trays
Hefei Medicon Plastic Products Co Ltd | الصين | China | ME0000009254SFDAA00019 | Irrigation Needle | Irrigation Needle | Irrigation Needle
Hefei Medicon Plastic Products Co Ltd | الصين | China | ME0000009254SFDAA00023 | Polish Brush | Polish Brush | Polish Brush
Hefei Medicon Plastic Products Co Ltd | الصين | China | ME0000009254SFDAA00027 | Wood Tongue Depressor | Wood Tongue Depressor | Wood Tongue Depressor
Hefei Medicon Plastic Products Co Ltd | الصين | China | ME0000009254SFDAA00031 | Plastic Spatula | Plastic Spatula | Plastic Spatula
Hefei Medicon Plastic Products Co Ltd | الصين | China | ME0000009254SFDAA00035 | Mix Tip | Mix Tip | Single Use Mix Tip
Hefei Medicon Plastic Products Co Ltd | الصين | China | ME0000009254SFDAA00038 | Face Shield | Face Shield | Face Shield
Anhui Intco Medical Products Co., Ltd | الصين | China | ME0000005774SFDAA00005 | Verona | Vinyl Examination Gloves | Vinyl Examination Gloves
Ningbo Yingmed Medical Instruments Co., Ltd. | الصين | China | ME0000020654SFDAA00004 | Verona | SPACER FOR AEROSOL | SPACER FOR AEROSOL
Anji SPENQ Industrial Co. Ltd | الصين | China | ME0000005497SFDAA00003 | FACE SHIELD | FACE SHIELD | it plays a protective role during examination and treatment,it can blocks the splashing or splashing ofbody fluid and blood
Chengdu Sani Medical Equipment Co.LTD | الصين | China | ME0000001968SFDAA00004 | Diamond Burs | Diamond Burs | Diamond Burs FG
shenzhen BFT Electrical Appliances Manufacturing Co.,Ltd | الصين | China | ME0000002002SFDAA00004 | JEVMA | cordless oral irrigator | Oral care, teeth cleaning | جهاز الخيط السني المائي المتنقل
CHANGZHOU TONGDA MEDICAL APPLIANCE CO., LTD | الصين | China | ME0000010314SFDAA00002 | bath bench | bath bench | FOR AIDING PATIENT IN HOSPITAL
HUANGHUA PROMISEE DENTAL CO.,LTD | الصين | China | ME0000002055SFDAA00005 | Barrier film | Cotisen | A shield or cover used to cover tools and handles in dental clinics and public clinics
Pinsheng Electronics Co., Ltd. | الصين | China | ME0000002040SFDAA00003 | Hydra Beauty Super Micro Bubble Beauty Instrument | Super Micro Bubble Beauty Instrument | Blackhead Remover: Using air pump technology, pore , to ensure strong suction, effectively remove blackheads, acne and enlarged pores.
Dongguan China Effort Healthcare Products Co., Ltd | الصين | China | ME0000002074SFDAA00121 | Patient Bed Mattress | Patient Bed Mattress | Patient Bed Mattress | مرتبة طبية
CHANGZHOU TONGDA MEDICAL APPLIANCE CO., LTD | الصين | China | ME0000010314SFDAA00005 | weel chair | weel chair | FOR AIDING MOVING OF DISABLED PEOPLE
Hefei Medicon Plastic Products Co Ltd | الصين | China | ME0000009254SFDAA00013 | Dental Bib | Dental Bib | Dental Bib
Hefei Medicon Plastic Products Co Ltd | الصين | China | ME0000009254SFDAA00013 | Dental Bib | Dental Bib | Dental Bib
Zhejiang Longterm Medical Technology Co. Ltd | الصين | China | ME0000002807SFDAA00005 | Le CRACK Gel | scar reducing emollient | Le crack is a medical device self-drying silicone gel
Shenzhen Rogin Medical Co., Ltd | الصين | China | ME0000003083SFDAA00082 | Rogin Dental | Diamond Bur FG | Diamond Bur FG
Tribest Dental Products Co., Ltd. | الصين | China | ME0000001803SFDAA00023 | Impression tray, ABS | Impression trays | Impression trays
Nanchang Smile Technology Co., Ltd | الصين | China | ME0000001699SFDAA00003 | Hom Teeth Whitening Kit | Hom Teeth Whitening Kit | for teeth whitening/cleaning
Nanchang Smile Technology Co., Ltd | الصين | China | ME0000001699SFDAA00003 | Hom Teeth Whitening Kit | Hom Teeth Whitening Kit | for teeth whitening/cleaning
Hefei DentaFilm Medical Equipment Co., Ltd | الصين | China | ME0000002066SFDAA00002 | Surgical Microscopes | Surgical Microscopes | Surgical Microscopes
HEFEI JING CHENG PLASTIC PRODUCTS CO;LTD., | الصين | China | ME0000002104SFDAA00002 | Tmax | sleeves | sleeves
Jiaxing U-Life Medical Device Technology CO.,ltd | الصين | China | ME0000001249SFDAA00003 | Vinyl Gloves | Examination Glove | It is used for Medical Examination
Hengshui New Century Medical Devices Co.,Ltd. | الصين | China | ME0000001967SFDAA00047 | Electric Wheelchair | Electric Wheelchair | Applies for hospitals, homes and personal use for patients to help in mobility
Jiaxing U-Life Medical Device Technology CO.,ltd | الصين | China | ME0000001249SFDAA00004 | Isolation Gown | Gown | It is a protective apparel.
Shandong Hengfa Hygienic Products Co Ltd | الصين | China | ME0000002114SFDAA00002 | ANKEXIN Pull up diapers | ANKEXIN Pull up diapers | ANKEXIN Pull up diapers
Shenzhen Baolijie Technology Co., Ltd | الصين | China | ME0000002046SFDAA00003 | JEVMA | Elctric Toothbrush | Oral care, teeth cleaning | فرشاة أسنان كهربائية
Zhejiang Gongdong Medical Technology Co,.Ltd. | الصين | China | ME0000021567SFDAA00001 | Verona | Single-use Ear Specula | Single use Ear Specula
Tribest Dental Products Co., Ltd. | الصين | China | ME0000001802SFDAA00161 | Dental Cotton Roll | Dental Cotton Roll | Dental Cotton Roll
Changjing rehabilitation appliances co ., ltd | الصين | China | ME0000002131SFDAA00070 | Electric Wheel Chair | Electric Wheel Chair | power wheelchair with rechargeable battery | يساعد على الحركة للأشخاص الغير القادرين على الحركة
Jiaxing U-Life Medical Device Technology CO.,ltd | الصين | China | ME0000001249SFDAA00002 | Gauze Swab | Gauze swab | It is used for wound cleaning
Shandong Hengfa Hygienic Products Co Ltd | الصين | China | ME0000002115SFDAA00057 | ANKEXIN Diapers Adult | ANKEXIN Diapers Adult | ANKEXIN Diapers Adult
Anji SPENQ Industrial Co. Ltd | الصين | China | ME0000005497SFDAA00002 | HUMIDIFIER BOTTLE | HUMIDIFIER BOTTLE | the medical staff can intuitiveiy observe the dynamics of oxygen inhalation and theirritationof flow,moisten the airway to prevent the irrtation of gas to the mucosa, moisten the aleoli, increase the activity of alveoliand facilitate gas exchange
Hengshui New Century Medical Devices Co.,Ltd. | الصين | China | ME0000001967SFDAA00048 | Manual Wheelchair | Manual Wheelchair | Applies for hospitals, homes and personal use for patients to help in mobility
Hefei Medicon Plastic Products Co Ltd | الصين | China | ME0000009254SFDAA00012 | Saliva Ejector | Saliva Ejector | Saliva Ejector
Hefei Medicon Plastic Products Co Ltd | الصين | China | ME0000009254SFDAA00012 | Saliva Ejector | Saliva Ejector | Saliva Ejector
Shanghai Joy Crown Industry Co., Ltd. | الصين | China | ME0000002205SFDAA00047 | Bandage Elastic Adhesive | Bandage | Bandage Elastic Adhesive
Yong kang good brother industry& trade co.ltd | الصين | China | ME0000002122SFDAA00006 | electric wheelchair | electric wheelchair | electric wheelchair | كرسي متحرك كهربائي
Shanghai Kinmed Import & Export Co., Ltd. | الصين | China | ME0000002179SFDAA00003 | Vinyl Gloves | Vinyl Gloves | non sterile products they are use for simple external examination and protection they can be used safely without any such instruction | للاستخدامات البسيطة مثل الفحص والتنظيف
ZHEJIANG HAND IN HAND INTELLIGENT HEALTH TECHNOLOGY CO., LTD | الصين | China | ME0000005813SFDAA00002 | Electric wheelchair | Electric wheelchair | Electric wheelchair | كرسي متحرك كهربائي
SHENZHEN LEIPING TECHNOLOGY CO., LTD | الصين | China | ME0000002189SFDAA00002 | Laser Safety Glasses | Laser Safety Glasses | Glasses to provide safe working conditions from laser radiation
Hengshui New Century Medical Devices Co.,Ltd. | الصين | China | ME0000001967SFDAA00049 | Commode Chair | Commode Chair | Mobile Toilet that can be placed in your vicinity and is often used by those who are unable to cover the distance to the bathroom due to frailty or any other disease
Zhejiang Carebao Co., Ltd | الصين | China | ME0000002132SFDAA00003 | Manual Breast Pump | Manual Breast Pump | Manual Breast Pump
Jiangsu Medplus Non-Woven Manufacturer Co., Ltd | الصين | China | ME0000010145SFDAA00099 | Disposable Caps | Disposable Caps | Used to cover the heads of medical personnel working in an operation room
hengshui plus medical devices technology co. ltd | الصين | China | ME0000002172SFDAA00020 | Electric Wheelchair | Electric Wheelchair | Designed for those with disabilities or whit out walking ability (Obesity Free)
hengshui plus medical devices technology co. ltd | الصين | China | ME0000002172SFDAA00020 | Electric Wheelchair | Electric Wheelchair | Designed for those with disabilities or whit out walking ability (Obesity Free)
Shumeijie Rehabilitation Apparatus Hebei Co., Ltd., | الصين | China | ME0000002289SFDAA00017 | GraceMedy Electric three function hospital bed | Electric three function hospital bed | It is suitable for patient nursing and recuperation, and facilitate the daily care to patient
Shenzhen TMI Medical Supplies Co., Ltd | الصين | China | ME0000006086SFDAA00002 | Disposable Tourniquet | Disposable Tourniquet | Disposable Tourniquet
Hubei Yinkang Medical Equipment Co., Ltd. | الصين | China | ME0000007957SFDAA00009 | Hospital Bed | Hospital Furniture | Device for elderly and disabled person
Shanghai Joy Crown Industry Co., Ltd | الصين | China | ME0000002261SFDAA00017 | Fixed Dressing Plaster | Fixed Dressing Plaster | Fixed Dressing Plaster
Shanghai Joy Crown Industry Co., Ltd | الصين | China | ME0000002256SFDAA00004 | Surgical Paper Tape | Surgical Paper Tape | Surgical Paper Tape
Leboo HealthCare Products Limited | الصين | China | ME0000002231SFDAA00027 | Surgeon Cap | Surgeon Cap | Disposable Surgeon Cap
HUANGHUA PROMISEE DENTAL CO.,LTD | الصين | China | ME0000002055SFDAA00015 | Dispenser Gun | Cotisen | Dispenser Gun It is used to apply dental materials
Shanghai Joy Crown Industry Co., Ltd, | الصين | China | ME0000002258SFDAA00009 | Silk Surgical Tape | Silk Surgical Tape | Silk Surgical Tape
JIANGSU YISHUN MEDICAL EQUIPMENT CO. LTD | الصين | China | ME0000002206SFDAA00015 | TECE HOT WATER BOTTLE | TECE HOT WATER BOTTLE | Fill it and put it on your body hot or cold
Shanghai Kinmed Import & Export Co., Ltd | الصين | China | ME0000002175SFDAA00023 | Disposable Underpad | Disposable Underpad | As the devices in this Application are Class I non sterile products, they are just for water absorb , they can be used safely without any such instructions. | يوضع اسفل المريض للعزل من السوائل
JIANGYIN MYWELL SAFETY EQUIPMENT CO. LTD. | الصين | China | ME0000016360SFDAA00023 | AED CABINET EMPTY | AED CABINET | AED CABINET EMPTY
JIANGYIN MYWELL SAFETY EQUIPMENT CO. LTD. | الصين | China | ME0000016360SFDAA00024 | NURSING TROLLEY PLASTIC WITH WHEEL | NURSING TROLLEY | NURSING TROLLEY PLASTIC WITH WHEEL
HUANGHUA PROMISEE DENTAL CO.,LTD | الصين | China | ME0000002055SFDAA00014 | Silicone Rubber Mixing Tips | Cotisen | Silicone Rubber Mixing Tips It can fully mix two dental materials
Jiaxing U-Life Medical Device Technology CO.,ltd | الصين | China | ME0000001249SFDAA00006 | NO WOVEN SHOE COVER | Show Cover | Shoe Covers is intended for wearing by doctor or other medical personnel or patient.
Shanghai Joy Crown Industry Co., Ltd | الصين | China | ME0000002257SFDAA00004 | Silicone Surgical Adhesive Tape | Silicone Surgical Adhesive Tape | Silicone Surgical Tape
SUMBOW MEDICAL INSTRUMENTS CO.,LTD. | الصين | China | ME0000000407SFDAA00031 | SUMBOW | Urine Bag | NON STERILE SINGLE USE URINE BAG
Feellife Health Inc. | الصين | China | ME0000003668SFDAA00007 | Angle T-tube | Angle T-tube | Disposable angled T-tube
Feellife Health Inc. | الصين | China | ME0000003668SFDAA00012 | Trigger Module | Trigger Module | Trigger Module for nebulizer system
HUANGHUA PROMISEE DENTAL CO.,LTD | الصين | China | ME0000002055SFDAA00013 | Micro Applicator | Cotisen | Micro Applicator It is used to apply dental materials, such as etchants
ANJI YUANDONG MEDICAL PRODUCTS CO., LTD. | الصين | China | ME0000005878SFDAA00002 | Self Adhesive Elastic Bandage | Self Adhesive Elastic Bandage | Self Adhesive Elastic Bandage | ضمادة لاصقة ذاتية اللصق
shijiazhuang aofeite imp&exp co.ltd | الصين | China | ME0000003105SFDAA00011 | Double pull Lumbar back brace | Back support belt | Back support belt | مساعدة تحسين تقويم الظهر
Zhaoqing Gaoyao Recende Medical Equipment Co.,LTD | الصين | China | ME0000005575SFDAA00008 | Tmax | Mixing Tips | Mixing Tips
Jan Mao Industries Co., LTD | الصين | China | ME0000002307SFDAA00054 | Posterior Walker | Walker | An Assistive walking device for children that provide support.
Aike (Shanghai) Medical Instrument Co., Ltd. | الصين | China | ME0000002306SFDAA00004 | External Fixation Device | External Fixation Device | External Fixation Device
Hubei Yinkang Medical Equipment Co., Ltd. | الصين | China | ME0000007957SFDAA00010 | Shower chair | Hospital Furniture | Device for elderly and disabled person
Harbin Hengwei Technology Co. ltd | الصين | China | ME0000002298SFDAA00006 | Gel Pad | Gel Pad | Medical Gel Pad
Zhaoqing Gaoyao Recende Medical Equipment Co.,LTD | الصين | China | ME0000005575SFDAA00006 | Tmax | articulating paper | articulating paper
XINYANG YIHE NON-WOVEN CO.,LTD | الصين | China | ME0000001798SFDAA00018 | PP sleeve | PP sleeve | PP sleeve for medical use | غطاء طبي لليد
SUMBOW MEDICAL INSTRUMENTS CO.,LTD. | الصين | China | ME0000000407SFDAA00032 | SUMBOW | Probe Cover | NONE STERILE SINGLE USE PROBE COVER
Zibo Sunrise Medical Co., Ltd | الصين | China | ME0000002276SFDAA00002 | Warming Blanket | Warming Blanket | Warming Blanket
Anhui Intco Medical Products Co., Ltd | الصين | China | ME0000005774SFDAA00006 | AMCARE DISPOSABLE NITRILE EXAM GLOVES | AMCARE DISPOSABLE NITRILE EXAM GLOVES | DISPOSABLE NITRILE EXAM GLOVES | قفازات نتريل خالية من البودرة استخدام مرة واحدة
HeFei JingCheng Plastic products co;ltd | الصين | China | ME0000009253SFDAA00021 | Tmax | Dental Bib clip | Dental Bib clip
Feellife Health Inc. | الصين | China | ME0000003668SFDAA00008 | Neonate T-tube | Neonate T-tube | T-tube for nebulizer system
Zhaoqing Gaoyao Recende Medical Equipment Co.,LTD | الصين | China | ME0000005575SFDAA00007 | Tmax | Fiber Post | Fiber Post
HUIZHOU VIDEYA TECHNOLOGY CO., LTD. | الصين | China | ME0000000157SFDAA00202 | EZOdent PAPER POINT | PAPER POINT | Cone of variable width and taper made of paper product
BSS MEDICAL SUPPLY CO., LIMITED | الصين | China | ME0000002370SFDAA00022 | Disposable ECG Electrode | ECG Electrode | Dynamic and resting electrocardiograph monitoring electrodes.
Leboo Healthcare Products Limited | الصين | China | ME0000002233SFDAA00077 | Surgeon Cap Hood | Surgeon Cap Hood | Disposable Surgeon Cap Hood
HUANGHUA PROMISEE DENTAL CO.,LTD | الصين | China | ME0000002055SFDAA00012 | Intral oral tip | Cotisen | Intral oral tip It is used in conjunction with the silicone rubber mixing tips
Shanghai Joy Crown Industry Co., Ltd, | الصين | China | ME0000002254SFDAA00073 | Zinc Oxide Adhesive Tape | Zinc Oxide Adhesive Tape | Zinc Oxide Adhesive Tape
Shanghai Joy Crown Industry Co., Ltd | الصين | China | ME0000002260SFDAA00019 | Transparent PE Tape | Transparent PE Tape | Transparent PE Tape
FIRSTAR HEALTHCARE COMPANY LTMITED (GUANGZHOU) | الصين | China | ME0000002637SFDAA00025 | Stretcher | Stretcher | To transfer the injured person
Shenzhen Lifotronic Technology Co., Ltd. | الصين | China | ME0000002565SFDAA00111 | Lifotronic Warming Blanket | Warming Blanket | he warming blanket is inflated and warmed by the connection hose, which can apply high convection gas of certain temperature to the body surface of the patient's non-surgical area to increase the patient’s body surface temperature, to prevent intraoperative hypothermia. It is suitable for caring patients with hypothermia, and for warming the surgical patients before, during and after surgery
HUIZHOU VIDEYA TECHNOLOGY CO., LTD. | الصين | China | ME0000000157SFDAA00201 | EZOdent GUTTA PERCHA | GUTTA PERCHA | Rubbery substance derived from the latex
GUANGDONG KAIYANG MEDICAL TECHNOLOGY GROUP CO LTD | الصين | China | ME0000008201SFDAA00013 | WHEELCHAIR | WHEELCHAIR | WHEELCHAIR | كرسي متحرك
HUANGHUA PROMISEE DENTAL CO.,LTD | الصين | China | ME0000002055SFDAA00017 | Disposable Saliva Ejectors | Cotisen | Disposable Saliva Ejectors It is connected to suction pipe for aspiration
Zhaoqing Gaoyao Recende Medical Equipment Co.,LTD | الصين | China | ME0000004532SFDAA00006 | Tmax | File | File
Yangzhou Super Union Import & Export Co.,Ltd. | الصين | China | ME0000002282SFDAA00022 | Najd non-sterile gauze swab | non-sterile gauze swab | non-sterile gauze swab
Suzhou Suning Underpad Co., Ltd | الصين | China | ME0000002162SFDAA00051 | Paper for Examination Couch | Paper for Examination Couch | Disposable examination couch paper roll
Zhaoqing Gaoyao Recende Medical Equipment Co.,LTD | الصين | China | ME0000004532SFDAA00007 | Tmax | Melding Wax | Melding Wax
Hefei Jingcheng Plastic Products Co., Ltd. | الصين | China | ME0000003264SFDAA00002 | Tmax | MICRO APPLICATORS | MICRO APPLICATORS
Yangzhou Super Union Import & Export Co.,Ltd. | الصين | China | ME0000002281SFDAA00001 | Najd Isolation Gown | Isolation Gown | Isolation Gown
HUANGHUA PROMISEE DENTAL CO.,LTD | الصين | China | ME0000002055SFDAA00016 | Disposable Dental Air Water Syringe Tips | Cotisen | Air Water Syringe Tips It is connected to air water syringe to blow air and water
Zhaoqing Gaoyao Recende Medical Equipment Co.,LTD | الصين | China | ME0000004532SFDAA00008 | Tmax | Screw Post Kit | Screw Post Kit
ZHEJIANG MEDIUNION HEALTHCARE GROUP CO.,LTD | الصين | China | ME0000017300SFDAA00002 | Disposable Diaper | Diaper | Collect body wastes
Hubei Hongkong Protective Products Co., Ltd | الصين | China | ME0000001726SFDAA00014 | Hairnet | hairnet | Hairnet for medical use | غطاء شعر
Zhuhai Aicreate Medical Technology Co., Ltd. | الصين | China | ME0000002397SFDAA00007 | Digital Intraoral Camera | Intraoral Camera | The camera, shaped like a large pen, is moved around the inside of the mouth
Foshan Nanhai KJT Rehabilitation Equipment Co Ltd | الصين | China | ME0000007748SFDAA00022 | Manual Wheelchair | Manual Wheelchair | Manual Wheelchair | كرسي متحرك
Foshan Nanhai KJT Rehabilitation Equipment Co Ltd | الصين | China | ME0000007748SFDAA00025 | Commode | Commode | Commode | كرسي حمام
Shenzhen Redy-Med Technology Co., Ltd. | الصين | China | ME0000003931SFDAA00011 | ECG Cable | ECG Cable | Patient monitor electrocardiograph cable
NINGBO SHUANER MEDICAL EQUIPMENT CO , LTD | الصين | China | ME0000007110SFDAA00004 | Hospital Bed | Electric Bed | It is suitable for patient nursing and recuperation, and facilitate the daily care to patient
Shenzhen Redy-Med Technology Co., Ltd. | الصين | China | ME0000003931SFDAA00010 | Temperature Probe | Temperature Probe | Temperature probe
Shanghai Kinmed Import & Export Co., Ltd. | الصين | China | ME0000002566SFDAA00109 | GAUZE SWAB | GAUZE SWAB | Non sterile Gauze Swab
NINGBO HAISHU ESCO MEDICAL TECHNOLOGY CO., LTD. | الصين | China | ME0000018290SFDAA00008 | Phantom Head | Phantom Head | The phantom head is affixed to a dental operating unit with a torso
Shanghai Kinmed Import & Export Co., Ltd. | الصين | China | ME0000002566SFDAA00111 | PULL OUT A VACUUM APPARATUS | PULL OUT A VACUUM APPARATUS | PULL OUT A VACUUM APPARATUS
Anqing Kangmingna Packaging Co.,Ltd | الصين | China | ME0000017695SFDAA00023 | BOWIE-DICK TEST PACK | B-D TEST PACK | BOWIE-DICK TEST PACK 115MM*125MM
Hubei Qianjiang Kingphar Medical Material Co., Ltd. | الصين | China | ME0000007084SFDAA00008 | Under pad | Under pad | Underpad is to absorb fluid and protect the surface they are plaved on ,to keep bedidden patients clean or prevent
HUANGHUA PROMISEE DENTAL CO.,LTD | الصين | China | ME0000002055SFDAA00019 | dental retractor | Cotisen | dental retractor it is used for protecting during dental examination or treatment
Danyang Huayun Optical Glasses Co.,Ltd | الصين | China | ME0000006340SFDAA00018 | ATY | Optical Lenses | 1- Be sure to measure the lens. 2- The lens is set and 3 dots are placed in the middle of the lens exactly according to the axis determined by the doctor (line of sight). 3- Write on the right lens ( R ) and write on the left lens ( L ). 4- Put the lens in the lens cutting machine and we determine on the screen of the machine where the lens is cut because it varies according to the type of frame whether it is frame is full frame or half frame or glass or against breakage ( polycarbonate ). 5- Give the machine an operation and then drop the lens on the machine stone with water running on the lens for not breaking it and facilitate the shear, take about a minute and a half then go to the polishing stage. 6- Drill the lens blade to be installed in the frame. 7- The lens is installed in the frame. 8- Wear the glasses in the face.
Foshan Nanhai KJT Rehabilitation Equipment Co Ltd | الصين | China | ME0000007748SFDAA00023 | Walker | Walker | Walker | مشاية
Shenzen Perfect Medical Instruments Co., Ltd. | الصين | China | ME0000001819SFDAA00001 | TAC PERFECT | CARBIDE BUR | Low Risk Carbide burs are made from tungsten carbide and three times more robust than steel. Due to the hardness of the metal, they are ideally suited to cutting work such as preparing cavities, cutting through metal fillings, They are also often used for crown removal during endodontic procedures. for dental use only | سنابل - مثقاب كاربيد
Shanghai Channelmed Import & Export Co., Ltd | الصين | China | ME0000008893SFDAA00042 | gauze swabs without x-ray Non sterile | gauze swabs without x-ray Non sterile | gauze swabs without x-ray Non sterile
BAO-HEALTH MEDICAL INSTRUMENT CO., LTD | الصين | China | ME0000002032SFDAA00007 | One Piece Open Ostomy Bag | One Piece Open Ostomy Bag | One Piece Open Ostomy Bag
Shanghai Kinmed Import & Export Co., Ltd. | الصين | China | ME0000005711SFDAA00010 | Probe Covers | Probe Covers | Probe Covers
Zhejiang Rehan Medical Manufacturing Co., Ltd | الصين | China | ME0000002446SFDAA00001 | Anti-embolism Stocking Super Ortho | Anti-embolism Stocking Super Ortho | Anti-embolism Stocking Super Ortho
Zhaoqing Gaoyao Recende Medical Equipment Co.,LTD | الصين | China | ME0000004532SFDAA00004 | Tmax | Dental Wedge | Dental Wedge
HeFei JingCheng Plastic products co;ltd | الصين | China | ME0000009253SFDAA00022 | Aposterosi | Type 6 Sream | CSSD PRODUCTS providing quality patient care
Foshan Nanhai KJT Rehabilitation Equipment Co Ltd | الصين | China | ME0000007748SFDAA00024 | Crutch | Crutch | Crutch | عكاز
Anhui Intco Medical Products Co., Ltd | الصين | China | ME0000005774SFDAA00007 | Verona | Vinyl Examination Gloves | Vinyl Examination Gloves
Zhaoqing Gaoyao Recende Medical Equipment Co.,LTD | الصين | China | ME0000004532SFDAA00003 | TMAX | Dental burs | Dental burs
GUANGDONG KAIYANG MEDICAL TECHNOLOGY GROUP CO LTD | الصين | China | ME0000008201SFDAA00014 | ELECTRIC WHEELCHAIR | ELECTRIC WHEELCHAIR | ELECTRIC WHEELCHAIR | الكرسي المتحرك الكهربائي
Shanghai Fourier Intelligence Co., Ltd | الصين | China | ME0000017952SFDAA00002 | Cycle Motus | Active Passive Training System for upper and lower limbs | Device used for Active and passive training of the upper and lower limbs | جهاز يستخدم للتدريب النشط والسلبي للأطراف العلوية والسفلية
PIDEGREE ENTERPISE LIMITED | الصين | China | ME0000015656SFDAA00002 | HEARTMED | VINYL GLOVES | VINYL GLOVES
Hefei Jingcheng Plastic Products Co., Ltd. | الصين | China | ME0000011746SFDAA00086 | Tmax | High speed handpiece sleeves label | High speed hand piece sleeves label
HeFei JingCheng Plastic products co;ltd | الصين | China | ME0000009253SFDAA00023 | Aposterosi | Bowie Dick | CSSD PRODUCTS providing quality patient care
Danyang Huayun Optical Glasses Co.,Ltd | الصين | China | ME0000006340SFDAA00017 | BEST WAY | Optical Lenses | 1- Be sure to measure the lens. 2- The lens is set and 3 dots are placed in the middle of the lens exactly according to the axis determined by the doctor (line of sight). 3- Write on the right lens ( R ) and write on the left lens ( L ). 4- Put the lens in the lens cutting machine and we determine on the screen of the machine where the lens is cut because it varies according to the type of frame whether it is frame is full frame or half frame or glass or against breakage ( polycarbonate ). 5- Give the machine an operation and then drop the lens on the machine stone with water running on the lens for not breaking it and facilitate the shear, take about a minute and a half then go to the polishing stage. 6- Drill the lens blade to be installed in the frame. 7- The lens is installed in the frame. 8- Wear the glasses in the face.
Guangzhou Medsinglong Co., Ltd, | الصين | China | ME0000002584SFDAA00017 | MSL WARMING BLANKET | MSL WARMING BLANKET | The Temperature Management System has the function of in vitro physical heating of the human body to achieve the purpose of auxiliary adjustment of the human body temperature
Foshan Shunkangda Medical Tech Co.,Ltd | الصين | China | ME0000002601SFDAA00001 | Cane&Crutch | Cane&Crutch | Cane Crutch
Shanghai Kinmed Import & Export Co., Ltd. | الصين | China | ME0000002566SFDAA00114 | Nurse Cap | Protective garment | Protective garment
Shanghai Kinmed Import & Export Co., Ltd. | الصين | China | ME0000002566SFDAA00115 | Isolation gown | Protective garment | Protective garment
GUANGDONG KAIYANG MEDICAL TECHNOLOGY GROUP CO LTD | الصين | China | ME0000008201SFDAA00020 | SHOWER CHAIR | SHOWER CHAIR | SHOWER CHAIR | كرسي الاستحمام
Shijiazhuang Aofeite Medical Device co., Ltd. | الصين | China | ME0000004902SFDAA00010 | POSTURE CORRECTOR | POSTURE CORRECTOR | Back support belt | حزام دعم تقويم استقامة الظهر
Zhejiang Bangli Medical Products Co., Ltd. | الصين | China | ME0000011345SFDAA00003 | BL | Zinc Oxide Tape | Bind Up tape
SUMBOW MEDICAL INSTRUMENTS CO.,LTD. | الصين | China | ME0000021094SFDAA00004 | verona | Gauze Swab | Gauze Swab
Foshan Shunkangda Medical Tech Co.,Ltd | الصين | China | ME0000002601SFDAA00004 | WHEELCHAIR | WHEELCHAIR | MEDICAL WHEELCHAIR
Shanghai Kinmed Import & Export Co., Ltd. | الصين | China | ME0000002566SFDAA00113 | Shoe Cover | Disposable Garment | Disposable Garment
NANJING J SUN TRADING CO.LTD | الصين | China | ME0000009079SFDAA00005 | Disposable sleeve | D CARE | the non woven sleeve is used in nonhazardous environment to cover arms, keep them from being contaminated. it provided disposable and non-sterile.
GUANGDONG KAIYANG MEDICAL TECHNOLOGY GROUP CO LTD | الصين | China | ME0000008201SFDAA00018 | I.V. STAND | I.V. STAND | I.V. STAND | حامل محاليل
Shanghai Kinmed Import & Export Co., Ltd. | الصين | China | ME0000002566SFDAA00121 | SafaMed | Powder Free Vinyl Examination Gloves | Hand Gloves
Zhaoqing Gaoyao Recende Medical Equipment Co.,LTD | الصين | China | ME0000004532SFDAA00005 | Tmax | Dental Dam | Dental Dam
PIDEGREE ENTERPISE LIMITED | الصين | China | ME0000015656SFDAA00001 | HEARTMED | NITRILEGLOVES | NITRILE GLOVES
Jiangyin Huashi Medical Equipment Co ltd | الصين | China | ME0000002629SFDAA00001 | Recliner | Recliner | Recliner
Zhejiang Bangli Medical Products Co., Ltd. | الصين | China | ME0000011345SFDAA00001 | BL | Non Woven Tape | Bind up tape
Shanghai Kinmed Import & Export Co., Ltd. | الصين | China | ME0000002566SFDAA00118 | SafaMed | Nurse Caps | Hair cover
GUANGDONG KAIYANG MEDICAL TECHNOLOGY GROUP CO LTD | الصين | China | ME0000008201SFDAA00019 | COMMODE CHAIR | COMMODE CHAIR | COMMODE CHAIR | كرسي الحمام
Zhejiang Bangli Medical Products Co., Ltd. | الصين | China | ME0000011345SFDAA00002 | BL | Non Woven Fixation Tape | Bind up tape
Shenzhen Risun Technology Co., Ltd | الصين | China | ME0000001270SFDAA00002 | Nerfona | Sonic Electronic Toothbrush | Electric toothbrush
Shanghai Kinmed Import & Export Co., Ltd. | الصين | China | ME0000002566SFDAA00119 | SafaMed | Shoe Cover | Shoes cover
NICEFEEL MEDICAL DEVICE TECHNOLOGY’ CO.LTD. | الصين | China | ME0000002249SFDAA00009 | portable Oral Irrigator | Oral Irrigator | portable Oral Irrigator | اداة لتنظيف الاسنان
Wen’an Wantong Medical Device Co., Ltd., | الصين | China | ME0000002585SFDAA00003 | Electric Wheelchair | GraceMedy Electric Wheelchair | It is suitable for disabled, the sick and the elderly and the infirm, or without complete walking ability(Obesity free)
Shenzen Perfect Medical Instruments Co., Ltd. | الصين | China | ME0000002490SFDAA00009 | TAC PERFECT | Diamond Bur | Low Risk non Serial Diamond bur | سنابل
Shanghai Fourier Intelligence Co., Ltd | الصين | China | ME0000017952SFDAA00004 | Ankle Motus | Upper and Lower limbs Rehabilitation Equipment | Device use for rehabilitation of the upper and lower limbs | جهاز يستخدم في إعادة تأهيل الأطراف العلوية والسفلية
NANJING J SUN TRADING CO.LTD | الصين | China | ME0000009079SFDAA00004 | Non woven clip cap | D CARE | the non woven clip cap is intended to proven dust particles from escaping from the head, also prevents external dustfrom entering the hair layer.
YLX Beauty Technology Co.,LTD | الصين | China | ME0000001288SFDAA00005 | Hismile | Hismile whitening kit | المنتج يستخدم لتبيض الأسنان | منتج لتبييض الأسنان
DRAGON MEDICAL CO.,LTD | الصين | China | ME0000005075SFDAA00016 | Transfer Chair | Transfer Chair | Transfer Chair
Hefei XingCheng Sanitary Products Co.,Ltd | الصين | China | ME0000002416SFDAA00003 | disposable surgical blade | disposable surgical blade | Surgical DISPOSABLE blade is firmly worked in knife handle of medical application, applied to incision soft tissues on human body
Zhangjiagang Braun Industry Co., Ltd | الصين | China | ME0000002724SFDAA00002 | IV. Stand | IV. Stand | IV. Stand
Zhenjiang Rapid Rehab & Instrument Co.,LTD | الصين | China | ME0000002706SFDAA00001 | Rollator | Rollator | Rollator | مشاية
GUANGDONG KAIYANG MEDICAL TECHNOLOGY GROUP CO LTD | الصين | China | ME0000008201SFDAA00021 | WALKER | WALKER | WALKER | مشاية - المساعدة للمشي
Shanghai Kinmed Import & Export Co., Ltd. | الصين | China | ME0000002566SFDAA00117 | SafaMed | Isolation Gown | Protection cover for the body from pollution
Shanghai Kinmed Import & Export Co., Ltd. | الصين | China | ME0000002566SFDAA00122 | KINMED Microscope slide | Microscope slide | for laboratory use
Foshan Shunkangda Medical Tech Co.,Ltd | الصين | China | ME0000002601SFDAA00003 | WALKER | WALKER | WALKER DEVICE
Winner Medical Co., Ltd. | الصين | China | ME0000005421SFDAA00047 | Adhesive Remover pad | Adhesive Remover pad | To minimize trauma caused by adhesive removal. To remove adhesive residue from skin.
TIANJIN ,YIYE MEDICAL DEVICES CO.,LTD | الصين | China | ME0000002727SFDAA00001 | MANUAL WHEELCHAIR | MANUAL WHEELCHAIR | MANUAL WHEELCHAIR كرسي متحرك | كرسي متحرك بعجلات
DANYANG KANGJU OPTICAL GLASSES CO.,LTD | الصين | China | ME0000010536SFDAA00003 | SOLUTIONS | Solutions | Plastic lenses to correct eyesight | عدسات مصنعة من البلاستيك مختلف الدرجات المستخدمة بالنظارات الطبية
Zhaoqing Gaoyao Recende Medical Equipment Co., Ltd | الصين | China | ME0000006255SFDAA00027 | Layan ® Sterilization Indicator | Sterilization Indicator | Steam Sterilization Indicator Strips
DANYANG KANGJU OPTICAL GLASSES CO.,LTD | الصين | China | ME0000010536SFDAA00004 | SOLUTIONS | Solutions | Plastic lenses to correct eyesight | عدسات مصنعة من البلاستيك مختلف الدرجات المستخدمة بالنظارات الطبية
DANYANG KANGJU OPTICAL GLASSES CO.,LTD | الصين | China | ME0000010536SFDAA00005 | SOLUTIONS | Solutions | Plastic lenses to correct eyesight | عدسات مصنعة من البلاستيك مختلف الدرجات المستخدمة بالنظارات الطبية
Zhangjiagang Braun Industry Co., Ltd | الصين | China | ME0000002723SFDAA00002 | Medicine Cart | Medicine Cart | Medicine Cart
Foshan Shunkangda Medical Tech Co.,Ltd | الصين | China | ME0000002601SFDAA00002 | Commode Chair | Commode Chair | Commode Chair
Sumbow Medical Instruments Co., Ltd. | الصين | China | ME0000005771SFDAA00351 | verona | Microporous non woven surgical tape | Microporous non woven surgical tape
JIANLIAN HOMECARE PRODUCTS CO., Ltd. | الصين | China | ME0000002811SFDAA00055 | ELECTRIC WHEELCHAIR | ELECTRIC WHEELCHAIR | electric wheelchair, also called electric-powered wheelchair, any seating surface with wheels affixed to it that is propelled by an electrically based power source, typically motors and batteries
Hefei Jingcheng Plastic Products Co., LTD | الصين | China | ME0000019948SFDAA00004 | TMAX | AIR WATER SYRING | AIR WATER SYRING
JIANLIAN HOMECARE PRODUCTS CO., Ltd. | الصين | China | ME0000002814SFDAA01550 | WALKING STICK, WALKER | WALKING STICK, WALKER | Mobility aids like walkers and walking sticks are tools that are used by seniors to maintain their balance and stability while they carry out their daily activities.
SUMBOW Medical Instruments Co. , LTD. | الصين | China | ME0000005920SFDAA00050 | VERONA | EXAMINATION LIGHT/OPERATION | EXAMINATION LIGHT/OPERATION
Hefei Medicon Plastic Products Co., Ltd | الصين | China | ME0000000585SFDAA00018 | Impression tray | Dental Trays | Fixed dental materials, preparing for dental restoration
Hefei Medicon Plastic Products Co., Ltd | الصين | China | ME0000000585SFDAA00016 | Syringe Sleeve | Plastic film cover | Use to cover the Air/water Syringe ,protection against the cross infection of environmental exposure,allows for quick and easy placement and removal
Hefei Medicon Plastic Products Co., Ltd | الصين | China | ME0000000585SFDAA00014 | Handpiece Sleeves | Plastic film covers | Protects equipment from harmful chemicals by minimizing disinfection requirements
Hefei Medicon Plastic Products Co., Ltd | الصين | China | ME0000000585SFDAA00012 | FULL CHAIR SLEEVE | Plastic film cover | covered on areas that are not easy to sterilize, protection against the crossinfection of environmental exposure, allows for quick and easy placement and
Ningbo Trustmomed Medical Instruments Company Ltd. | الصين | China | ME0000018796SFDAA00019 | Pasteur Pipettes | Pasteur Pipettes | Pasteur Pipettes
Ningbo Trustmomed Medical Instruments Company Ltd. | الصين | China | ME0000018796SFDAA00023 | Test Tubes | Test Tubes | Test Tubes
Hefei Medicon Plastic Products Co., Ltd | الصين | China | ME0000000585SFDAA00017 | Sani Tip | Air Water Syringe Tips | :Used to clear away the scrap or remnants between the teeth parties
Hefei Medicon Plastic Products Co., Ltd | الصين | China | ME0000000585SFDAA00009 | Sterilization Pouch | Sterilization Pouch | to wrap medical device which will be sterilized 60x130mm 70x230mm 90x165mm 90x260mm 135x260mm 135x280mm 190x330mm 190x360mm
Detes (GD) Medical Supplier Co., Ltd | الصين | China | ME0000000797SFDAA00001 | Water Unit | Water Unit | Dental Water Unit
Detes (GD) Medical Supplier Co., Ltd | الصين | China | ME0000000797SFDAA00003 | Delivery Unit | Delivery Unit | Dental Delivery Unit
Hefei Medicon Plastic Products Co., Ltd | الصين | China | ME0000000585SFDAA00011 | Dental Cotton Roll | Dental Cotton Roll | Used as singe use device to help control the build up of saliva during dental examination or treatmen
Hefei Medicon Plastic Products Co., Ltd | الصين | China | ME0000000585SFDAA00015 | Headrest Sleeve | Plastic film covers | Applied on dental chair to protect dental chairs from dirt
Hefei Medicon Plastic Products Co., Ltd | الصين | China | ME0000000585SFDAA00019 | Transparent Impression tray | Dental Trays | Fixed dental materials, preparing for dental restoration
JIANLIAN HOMECARE PRODUCTS CO., Ltd. | الصين | China | ME0000002813SFDAA00038 | WHEELCHIAR | WHEELCHIAR | A wheelchair is a chair with wheels, used when walking is difficult or impossible due to illness, injury, problems related to old age, or disability.
Zhangjiagang Braun Industry Co., Ltd | الصين | China | ME0000002577SFDAA00004 | Carts,Anesthesia powder coated column | Carts,Anesthesia powder coated column | Carts,Anesthesia powder coated column
Sterivic Medical Co.Ltd | الصين | China | ME0000017059SFDAA00022 | STERILIZATION PAPER BAGS | STERILIZATION PAPER BAGS | STERILIZATION PAPER BAGS
JIANLIAN HOMECARE PRODUCTS CO., Ltd. | الصين | China | ME0000002809SFDAA00007 | COMMODE CHAIR, Bath Chair | COMMODE CHAIR, Bath Chair | A commode chair is a portable toilet that can be placed at the bedside of a patient whose activity is limited. A Bath Chairs is chair used in bath room for patient whose activity is limited.
GUANGDONG KAIYANG MEDICAL TECHNOLOGY GROUP CO LTD | الصين | China | ME0000008201SFDAA00015 | ELECTRIC BED | ELECTRIC BED | ELECTRIC BED | السرير الكهربائي
JIANGXI RAINBOW MEDICAL PRODUCTS CO. LTD. | الصين | China | ME0000002875SFDAA00001 | VINYL GLOVES POWDER FREE | VINYL GLOVES POWDER FREE | VINYL GLOVES POWDER FREE
Guangdong Vhealth Medical Technology Company Limited | الصين | China | ME0000003003SFDAA00001 | Walker | Walker | Walker is a walking aid that has four points of contact with the ground | ووكر طبي ، للمساعدة على المشي والتنقل بحرية و امان
Intco Medical HK CO Ltd | الصين | China | ME0000009115SFDAA00005 | VERONA | DISOPSABLE ECG ELECTRODE | DISOPSABLE ECG ELECTRODE
Zhaoqing Gaoyao Recende Medical Equipment Co.,LTD | الصين | China | ME0000005575SFDAA00014 | TMAX | High Gloss Detal Porcelain Polising Kit | High Gloss Detal Porcelain Polising Kit
Shanghai Kinmed Import & Export Co., Ltd. | الصين | China | ME0000002961SFDAA00003 | Kinmed Gauze Swab | Non-sterile Gauze Swab | Non-sterile Gauze Swab
DANYANG KANGJU OPTICAL GLASSES CO.,LTD | الصين | China | ME0000010536SFDAA00006 | SOLUTIONS | Solutions | Plastic lenses to correct eyesight | عدسات مصنعة من البلاستيك مختلف الدرجات المستخدمة بالنظارات الطبية
Winner Medical Co., Ltd. | الصين | China | ME0000005421SFDAA00046 | Skin Protective Barrier | protective, waterproof barrier | protective, waterproof barrier
Detes (GD) Medical Supplier Co., Ltd | الصين | China | ME0000000797SFDAA00002 | Lamp Unit | Lamp Unit | Dental Lamp Unit
Hefei Medicon Plastic Products Co., Ltd | الصين | China | ME0000000585SFDAA00008 | Barrier Film | Plastic film cover | to cover surfaces
Winner Medical Co., Ltd. | الصين | China | ME0000005421SFDAA00045 | Silicone scar repair sheet | Silicone scar repair sheet | Silicone scar repair sheet is a thin, flexible, comfortable soft silicone sheet for scar management
Detes (GD) Medical Supplies Co., Ltd | الصين | China | ME0000002857SFDAA00018 | Electric Chair | Electric Chair | Electric Dental Chair
Danyang Huayun Optical Glasses Co.,Ltd | الصين | China | ME0000006340SFDAA00019 | YOOLINE | Optical Lenses | 1- Be sure to measure the lens. 2- The lens is set and 3 dots are placed in the middle of the lens exactly according to the axis determined by the doctor (line of sight). 3- Write on the right lens ( R ) and write on the left lens ( L ). 4- Put the lens in the lens cutting machine and we determine on the screen of the machine where the lens is cut because it varies according to the type of frame whether it is frame is full frame or half frame or glass or against breakage ( polycarbonate ). 5- Give the machine an operation and then drop the lens on the machine stone with water running on the lens for not breaking it and facilitate the shear, take about a minute and a half then go to the polishing stage. 6- Drill the lens blade to be installed in the frame. 7- The lens is installed in the frame. 8- Wear the glasses in the face.
Shanghai Shift Electrics Co., Ltd. | الصين | China | ME0000002937SFDAA00146 | Orex | Rechargeable Electric Toothbrush | Rechargeable Electric Toothbrush
DANYANG KANGJU OPTICAL GLASSES CO.,LTD | الصين | China | ME0000010536SFDAA00007 | SOLUTIONS | Solutions | Plastic lenses to correct eyesight | عدسات مصنعة من البلاستيك مختلف الدرجات المستخدمة بالنظارات الطبية
DANYANG KANGJU OPTICAL GLASSES CO.,LTD | الصين | China | ME0000010536SFDAA00008 | SOLUTIONS | Solutions | Plastic lenses to correct eyesight | عدسات مصنعة من البلاستيك مختلف الدرجات المستخدمة بالنظارات الطبية
DANYANG KANGJU OPTICAL GLASSES CO.,LTD | الصين | China | ME0000010536SFDAA00009 | SOLUTIONS | Solutions | Plastic lenses to correct eyesight | عدسات مصنعة من البلاستيك مختلف الدرجات المستخدمة بالنظارات الطبية
Nan’an Jiedao Electronic Materials Co.,Ltd | الصين | China | ME0000002971SFDAA00002 | Paper Tray Liner Sheets | Paper Tray Liner Sheets | single use tray liners are intended to line the bottom of sterilization trays to absorb excessive moisture. They may also be used to cushion medical devices and protect sharp instruments | الغرض من بطانات الصينية ذات الاستخدام الواحد هو تبطين قاع صواني التعقيم لامتصاص الرطوبة الزائدة. يمكن استخدامها أيضًا لتسكين الأجهزة الطبية وحماية الأدوات الحادة
Foshan Ousidun Personal Care ProductsCo., Ltd | الصين | China | ME0000002053SFDAA00099 | Belleza Teeth Whitening Led Kit | Teeth Whitening Led Kit | Consisting of a compact ultraviolet emitter built into a custom shaped mouthguard The photographic lens weakens stains to make teeth whitening gels more effective.
Hefei Medicon Plastic Products Co., Ltd | الصين | China | ME0000000585SFDAA00010 | Sterilization Flat Reel | Sterilization Reel | a barrier packaging material for medical devices to be sterilized by EO gas 50x200m 55x200m 75x200m 100x200m 150x200m 200x200m 250x200m 17 300x200m
Guangdong Kaiyang Medical Technology Group Co. Ltd. | الصين | China | ME0000022840SFDAA00019 | Rollator/Walker | Rollator/Walker | Walker to assist in walking for the disabled
Guangdong Vhealth Medical Technology Company Limited | الصين | China | ME0000003004SFDAA00002 | MANUAL WHEELCHAIR | MANUAL WHEELCHAIR | Manual wheelchair is a manually operated device designed primarily for use by an individual with a mobility disability | الكرسي المتحرك اليدوي هو جهاز يتم تشغيله يدويًا ومصمم بشكل أساسي للاستخدام من قبل الأشخاص ذوي الإعاقة الحركية
Zhaoqing Gaoyao Recende Medical Equipment Co.,LTD | الصين | China | ME0000005575SFDAA00015 | TMAX | Light Curing Resin Grinders and polising kit | Light Curing Resin Grinders and polishing kit
Shanghai Yuechen Medical Supply Co., Ltd. | الصين | China | ME0000002923SFDAA00002 | Disposable ECG electrodes | Disposable ECG electrodes | ECG electrodes
Winner Medical Co., Ltd. | الصين | China | ME0000005421SFDAA00048 | Hydrogel wound dressing | Hydrogel | Hydrogel wound dressing is an amorphous hydrogel which gently re-hydrates necrotic tissue, facilitating autolytic debridement
Nan’an Jiedao Electronic Materials Co.,Ltd | الصين | China | ME0000002973SFDAA00020 | Lint Free Wipes | Instruments Cleaning wipes | Manual cleaning of endoscopes and other surgical instruments are not only important, but absolutely necessary. Use these non-linting wipes immediately after use, and prior to automated or manual disinfection. These wipes will help ensure proper instrument reprocessing. | مناديل تنظيف الأدوات
Hefei Medicon Plastic Products Co., Ltd | الصين | China | ME0000000585SFDAA00013 | Half Chair sleeve | Plastic film covers | Applied on dental chair to protect dental chairs from dirt
Foshan Feiyang Medical Equipment Co., Ltd. | الصين | China | ME0000007950SFDAA00002 | Commode Chair | Commode Chair | Commode Chair
XianTao YinHong Protective Products Co.,Ltd | الصين | China | ME0000012877SFDAA00003 | Disposable Lab Coat | Disposable Lab Coat | Disposable Lab Coat
Shanghai Shift Electrics Co., Ltd. | الصين | China | ME0000002958SFDAA00003 | Orex | Battery Toothbrush | Battery Toothbrush
Nan’an Jiedao Electronic Materials Co.,Ltd | الصين | China | ME0000002972SFDAA00002 | Soaker Sheet | Soaker sheet | 140gsm Soaker Sheets are for use under trays to protect inner wraps from sharp corners and feet on trays and to absorb condensate during sterilization. | ملاءات معتاد على الثمالة
Jiangsu Yofoke Healthcare Technology co.,Ltd | الصين | China | ME0000002989SFDAA00206 | Moon Light Pants | Adult Pants Diaper | Adult Pants Diaper | حفاضات سروال للكبار
Foshan Shunde Chencun Dunrui Medical Technology Equipment Factory | الصين | China | ME0000008299SFDAA00003 | ABS Emergency Cart | ABS Emergency Cart | Emergency Cart (Furniture)
Suzhou Guanhua Paper Factory | الصين | China | ME0000002969SFDAA00001 | ECG Record Paper | ECG Record Paper | ECG paper is marked with a grid of small and large squares. Each small square represents 40 milliseconds (ms) in time along the horizontal axis and each larger square contains 5 small squares, thus representing 200 ms. Standard paper speeds and square markings allow easy measurement of cardiac timing intervals.
Foshan Shunde Chencun Dunrui Medical Technology Equipment Factory | الصين | China | ME0000008299SFDAA00001 | Five Function Electric Bed | Five Function Electric Bed | Hospital Bed (Furniture)
JERRY MEDICAL INSTRUMENT (SHANGHAI) CO.,LTD. | الصين | China | ME0000011676SFDAA00002 | MANUAL WHEELCHAIR | MANUAL WHEELCHAIR | كرسي متحرك لذوي الاحتياجات الخاصة يدوي | كرسي متحرك يدوي لمساعدة ذوي الاحتياجات الخاصة في الحركة
Anqing Kangmingna Packaging Co.,Ltd | الصين | China | ME0000017695SFDAA00024 | steam indicator strip | steam indicator strip | FOR INDICATOR OF STEAM STERILIZATION RISK CLASS : CLASS 1
STERIVIC Medical Co.,Ltd | الصين | China | ME0000003119SFDAA00022 | Sterilization Flat Roll | Disposable package used to pack sanitized instruments | Disposable package used to pack sanitized instruments
Anqing Baojie Packaging Co Ltd | الصين | China | ME0000005595SFDAA00006 | NEW MAX | Class 6 Indicator Strip PE Coated | INDICATOR STRIP
Anhui MedPurest Medical Technology Co., Ltd. | الصين | China | ME0000007205SFDAA00004 | Protective Gown | Protective Gown | Non-woven material:SMMS 50gsm, length from middle of neckline to bottom, reinforced, level 4 of protection and permeability to liquids, open back design, non sterile, disposable, blue color | مادة غير منسوجة: SMMS 50gsm ، الطول من منتصف خط العنق إلى الأسفل ، مقوى ، المستوى 4 من الحماية والنفاذية للسوائل ، وفتح تصميم خلفي ، غير معقم ، يمكن التخلص منه ، أزرق اللون
Shanghai Sintang Industrial Ltd. | الصين | China | ME0000009974SFDAA00001 | Electric Table | Electric Table | Electric Treatment and Examination Tables
Foshan Dongfang Medical Equipment Manufactory LTD. | الصين | China | ME0000007500SFDAA00048 | Manual Wheelchair | Manual Wheelchair | Intended to help patients and disabled people in mobility | كرسي متحرك يدوي
Foshan Feiyang Medical Equipment Co., Ltd. | الصين | China | ME0000007950SFDAA00003 | Crutch | Crutch | Crutch
Guangdong Vhealth Medical Technology Company Limited | الصين | China | ME0000003001SFDAA00007 | Commode chair | Commode chair | Commode chair is a portable toilet that can be placed at the bedside of a patient whose activity is limited | مرحاض محمول يمكن وضعه بجانب سرير المريض الذي يكون نشاطه محدودًا
INTCO MEDICAL(HK) CO., LTD | الصين | China | ME0000005996SFDAA00009 | Patient Lifter | Patient Lifter | Patient Lifter | رافعة مريض
GUANGZHUO TOPMEDI COMPANY LIMITED | الصين | China | ME0000007555SFDAA00002 | Topmedi | Walker aid | Walker aid
TIANJIN TAIRUIBOSI MEDICAL APPLIANCE CO., LTD., | الصين | China | ME0000003284SFDAA00034 | Children Tri-Panel Knee Immobilizer | Orthosis | Orthosis
TIANJIN TAIRUIBOSI MEDICAL APPLIANCE CO., LTD., | الصين | China | ME0000003212SFDAA00002 | Clavicle Strap | Orthosis | Orthosis
Changzhou Sifary Medical Technology Co.,Ltd. | الصين | China | ME0000010172SFDAA00016 | Endo Inspector Motor | Endo motor | A dental handpiece and accessories is an AC-powered, water-powered, air-powered, or belt-driven, hand-held device that may include a foot controller for regulation of speed and direction of rotation or a contra-angle attachment for difficult to reach areas intended to prepare dental cavities for restorations, such as fillings.
Shanghai Joy Crown Industry Co., Ltd | الصين | China | ME0000002261SFDAA00020 | Bandage Adhesive | Bandage Adhesive | Bandage Adhesive
STERIVIC Medical Co.,Ltd | الصين | China | ME0000003064SFDAA00286 | Heat Sealing Sterilization Pouch | Disposable package used to pack sanitized instruments | it is a disposable package used in a sterilizer to allow penetration of the sterilant to the items placed inside
STERIVIC Medical Co.,Ltd | الصين | China | ME0000003126SFDAA00004 | TYVEK STERILIZATION ROLL | Disposable package used to pack sanitized instruments | Disposable package used to pack sanitized instruments
Jiangsu Moen Industrial Con Ltd | الصين | China | ME0000003304SFDAA00011 | Professional HOT WATER BOTTLE | HOT WATER BOTTLE | fill it and put it on the body cold or hot
STERIVIC Medical Co.,Ltd | الصين | China | ME0000003122SFDAA00004 | Nonwoven Fabric Wrap | Disposable package used to pack sanitized instruments | Disposable package used to pack sanitized instruments
Chongqing Yeasn Science & Technology Co., Ltd. | الصين | China | ME0000001820SFDAA00001 | Yeasn | Vision Tester | It's a vision Tester.
Anhui Intco Medical Products Co., Ltd | الصين | China | ME0000005774SFDAA00010 | NEW MAX | Vinyl Powder Free Medical Disposable Vinyl Exam Gloves | Vinyl Powder Free Medical Disposable Vinyl Exam Gloves
Shanghai Joy Crown Industry Co., Ltd | الصين | China | ME0000002261SFDAA00023 | Cotton Ball | Cotton Ball | Cotton Ball
Shanghai Joy Crown Industry Co., Ltd | الصين | China | ME0000002261SFDAA00019 | Bandage Orthopedic | Bandage Orthopedic | Bandage Orthopedic
Foshan Dongfang Medical Equipment Manufactory LTD. | الصين | China | ME0000007500SFDAA00047 | Walking Aid | Walking Aid | Intended to be used in aiding senior and disabled people in walking | مشايات لمساعدة كبار السن والمعاقين والمرضى على المشي
TIANJIN TAIRUIBOSI MEDICAL APPLIANCE CO., LTD., | الصين | China | ME0000003211SFDAA00004 | Foam Cervical Collar(Children) | Orthosis for neck | Orthosis for neck
Hefei Jingcheng Plastic Products Co., Ltd. | الصين | China | ME0000011746SFDAA00090 | TYVEK POUCH | TYVEK POUCH | TYVEK POUCH H2O2 STERILIZATION ROLL FLAT
Foshan Medco Medical Equipment Co., Ltd | الصين | China | ME0000003063SFDAA00044 | Hospital IV Stand | Hospital IV Stand | Hospital IV Stand
Hefei Jingcheng Plastic Products Co., Ltd. | الصين | China | ME0000011746SFDAA00088 | SMS WRAPPING SHEET | SMS WRAPPING SHEET | WRAPPING SHEET, NON-WOVEN SPUNBOND MELTBLOWN SPUNBOND
TIANJIN TAIRUIBOSI MEDICAL APPLIANCE CO., LTD., | الصين | China | ME0000003215SFDAA00004 | Pavlik Harness Orthosis | Orthosis | Orthosis
Foshan Feiyang Medical Equipment Co., Ltd. | الصين | China | ME0000007950SFDAA00004 | Stick | Stick | Stick
Anqing Baojie Packaging Co Ltd | الصين | China | ME0000005595SFDAA00008 | NEW MAX | DENTAL BIB | DENTAL BIB
Shanghai Joy Crown Industry Co., Ltd | الصين | China | ME0000002261SFDAA00022 | ﻿Cotton Absorbent | ﻿Cotton Absorbent | Cotton Absorbent
Beijing Mintmedico Technology Co., Ltd | الصين | China | ME0000004209SFDAA00009 | Anti-Decubitus Pad | Anti-Decubitus Pad | Anti-Decubitus Pad
Ningbo Trustmomed Medical Instruments Company Ltd. | الصين | China | ME0000018796SFDAA00020 | Pipettes Tips | Pipettes Tips | Pipettes Tips
STERIVIC Medical Co.,Ltd | الصين | China | ME0000003125SFDAA00003 | Tyvek Sterilization Pouch | Disposable package used to pack sanitized instruments | Disposable package used to pack sanitized instruments
Hefei Jingcheng Plastic Products Co., Ltd. | الصين | China | ME0000011746SFDAA00089 | STERILIZATION FLAT ROLL | STERILIZATION FLAT ROLL | STERILIZATION ROLL FLAT POUCH
Hefei Jingcheng Plastic Products Co., Ltd. | الصين | China | ME0000011746SFDAA00087 | HEAT SEAL STERILIZATION POUCH | HEAT SEAL STERILIZATION POUCH | single use sterilization pouch
TIANJIN TAIRUIBOSI MEDICAL APPLIANCE CO., LTD., | الصين | China | ME0000003213SFDAA00003 | Arm sling | Orthosis | Orthosis
TIANJIN TAIRUIBOSI MEDICAL APPLIANCE CO., LTD., | الصين | China | ME0000003285SFDAA00010 | Shoes | Orthosis | Orthosis
Sterivic Medical Co.Ltd | الصين | China | ME0000017059SFDAA00018 | FLAT HEAT-SEALING STERILIZATION POUCH | FLAT HEAT-SEALING STERILIZATION POUCH | FLAT HEAT-SEALING STERILIZATION POUCH
AUCKLAND MEDICAL POLYMER (TIANJIN) CO., LTD | الصين | China | ME0000002980SFDAA02483 | Positioning Pads | Positioning Pads | The Gel Pads and Positioners compose of Viscoelastic Polymer Gel, are of good softness, can best distribute skin shear and pressure, provide effective protection against Decubitus Ulcer, having no negative effects on patients. The pads are latex, silicon and plasticizer free
Shanghai Joy Crown Industry Co., Ltd | الصين | China | ME0000002261SFDAA00024 | Elastic Bandage | Elastic Bandage | Elastic Bandage
HENAN HUIBO MEDICAL CO., LTD | الصين | China | ME0000015811SFDAA00002 | Vitacom Pure silicone scar gel | Pure silicone scar gel | it's used for auxiliary prevention and improvement of hyperplastic scar caused by burn and scald trauma, body surface trauma and operation but not for unhealed wound
Hefei Jingcheng Plastic Products Co., Ltd. | الصين | China | ME0000011746SFDAA00092 | Steam Indicator Strip | Steam Indicator Strip | This product is used for disinfection control and testing as well as avoid any liquid during medical procedure.
Hefei Jingcheng Plastic Products Co., Ltd. | الصين | China | ME0000011746SFDAA00091 | WRAPPER STERILIZATION CREPE PAPER | WRAPPER STERILIZATION CREPE PAPER | WRAPPER STERILIZATION CREPE PAPER
STERIVIC Medical Co.,Ltd | الصين | China | ME0000003293SFDAA00003 | Sterilization Gusseted Roll | Disposable package used to pack sanitized instruments | Disposable package used to pack sanitized instruments
STERIVIC Medical Co.,Ltd | الصين | China | ME0000003226SFDAA00002 | STERIVIC Sterilization Crepe Paper | Disposable package used to pack sanitized instruments | Disposable package used to pack sanitized instruments
Sumbow Medical Instruments Co Ltd | الصين | China | ME0000008949SFDAA00006 | SafaMed | Dental Bib | Dental Bib Puts Around Patients Neck
Dongguan Jiuhui Industrial Limited | الصين | China | ME0000003319SFDAA00005 | Foot Care | Foot Care | Foot care, toe correction and underfoot comfort | العناية بالقدم وسادات للقدم وتقويم الاصابع وبطانه لاسفل القدم
TIANJIN TAIRUIBOSI MEDICAL APPLIANCE CO., LTD., | الصين | China | ME0000003214SFDAA00002 | Children Correction Belt | Orthosis | Orthosis
TIANJIN TAIRUIBOSI MEDICAL APPLIANCE CO., LTD., | الصين | China | ME0000003286SFDAA00001 | Brace | Orthosis | Orthosis
Shanghai Joy Crown Industry Co., Ltd | الصين | China | ME0000002261SFDAA00025 | Plaster of Paris | Plaster of Paris | Plaster of Paris
Shanghai Joy Crown Industry Co., Ltd | الصين | China | ME0000002261SFDAA00021 | Crepe Bandage | Crepe Bandage | Crepe Bandage
Foshan Shunkangda Medical Tech Co.,Ltd | الصين | China | ME0000002601SFDAA00005 | Shower Chair | Shower Chair | Shower Chair
Medige International Industries Co.,LTD. | الصين | China | ME0000003526SFDAA00001 | Examination Light | Examination Light | The examination lamp is suitable for examination lighting in beauty salons and clinics, etc.
Sumbow Medical Instruments Co., Ltd. | الصين | China | ME0000005771SFDAA00362 | Disposable Cap | Disposable Cap | Disposable Cap
Zhaoqing Gaoyao Recende Medical Equipment Co., Ltd | الصين | China | ME0000006255SFDAA00030 | Layan®Air Powered Dental Handpiece | Air Powered Dental Handpiece | Air Powered Dental Handpiece
Sumbow Medical Instruments Co., Ltd. | الصين | China | ME0000005771SFDAA00354 | AFS | Capsicum Plaster | Capsicum Plaster
GuangZhou AOQUN Brush Industry Technology Co.,Ltd | الصين | China | ME0000003147SFDAA00011 | Surgical Instruments Cleaning Brushes. | Surgical Instruments Cleaning Brushes. | Disposable Surgical Instruments Cleaning Brushes assist in cleaning of items in conjunction with a suitable cleaning solution | تساعد فرش تنظيف الأدوات الجراحية التي يمكن التخلص منها في تنظيف العناصر بالتزامن مع محلول تنظيف مناسب
Shanghai Kinmed Import & Export Co., Ltd. | الصين | China | ME0000002566SFDAA00127 | GAUZE SWAB | GAUZE SWAB | GAUZE SWAB
Xianning Full Guard Medical Products Co., Ltd. | الصين | China | ME0000003489SFDAA00002 | Vision | Colonoscopy Pants | Colonoscopy Short
Double Care Medical Technology Co., Ltd. | الصين | China | ME0000011675SFDAA00001 | WHEELCHAIR | WHEELCHAIR | كرسي متحرك ذو عجلات لمساعدة ذوي الاحتياجات الخاصة و كبار السن | كرسي متحرك يدوي لمساعدة ذوي الاحتياجات الخاصة في الحركة
YONGKANG JINKANG HEALTH EQUIPMENT FACTORY | الصين | China | ME0000003478SFDAA00010 | ADORA Vacuum Cupping Set | ADORA Vacuum Cupping Set | Therapy used to ease pain
Sumbow Medical Instruments Co., Ltd. | الصين | China | ME0000005771SFDAA00358 | SmartMed | Strip cap | head cover disposable for external use weared by person to prevent dust , bled liquid and invasion of bacteria effectively | غطاء راس طبي يستخدم لمرة واحدةوهو معد للاستخدام الخارجي الذي يرتديه الشخص لمنع الغبار والسائل السائل وغزو البكتيريا بشكل فعال
Sterivic Medical Co.Ltd | الصين | China | ME0000017059SFDAA00032 | BOWIE-DICK TEST SHEET | BOWIE-DICK TEST SHEET | BOWIE-DICK TEST SHEET
Sterivic Medical Co.Ltd | الصين | China | ME0000017059SFDAA00029 | FORM INDICATOR TAPE | FORM INDICATOR TAPE | FORM INDICATOR TAPE
Sterivic Medical Co.Ltd | الصين | China | ME0000017059SFDAA00019 | GUSSETED HEAT-SEALING STERILIZATION POUCH | GUSSETED HEAT-SEALING STERILIZATION POUCH | GUSSETED HEAT-SEALING STERILIZATION POUCH
STERIVIC Medical Co.,Ltd | الصين | China | ME0000002794SFDAA00006 | STERILIZATION FLAT ROLL | STERILIZATION FLAT ROLL | STERILIZATION FLAT ROLL
Sumbow Medical Instruments Co., Ltd. | الصين | China | ME0000005771SFDAA00359 | Gauze Swab | Gauze Swab | Gauze Swab
Foshan Nanhai KJT Rehabilitation Equipment Co Ltd | الصين | China | ME0000007748SFDAA00027 | Wheelchair | Wheelchair | Wheelchair
Sumbow Medical Instruments Co., Ltd. | الصين | China | ME0000005771SFDAA00356 | AFS | Hot Water Bag | Hot Water Bag
Zhengzhou Yupintang Medical Instrument CO., Ltd | الصين | China | ME0000003573SFDAA00019 | Biotechnology Network Limited Medical Cooling Gel Patch | Medical Cooling Gel Patch | Cooling Gel Patch is composed of a hydrogel sheet, and a hydrophilic thin protective nonstick film that adhere to the skin and provide a powerful cooling effect lasting up to 10 hours. The patch works by drawing heat away quickly from the skin and vaporizing the water contained in the gel patch, providing a therapeutic hydrophilic cooling effect on the skin
Yangzhou Super Union Import and Export Co Ltd | الصين | China | ME0000009198SFDAA00008 | Drainage Bag System | Drainage Bag System | Drainage Bag System
WEIHAI DINGXIN OPTICAL CO.,LTD | الصين | China | ME0000002542SFDAA00005 | YASINI | OPTICAL LENSES | optical lenses are used to correct the users vision for clear vision | عدسة النظارة الجاهزة للقص والتركيب
Intco Medical HK CO Ltd | الصين | China | ME0000009115SFDAA00006 | VERONA | Grounding Pads | Grounding Pads
Sterivic Medical Co.Ltd | الصين | China | ME0000017059SFDAA00023 | STERILIZATION WRAPPING CREPE PAPER | STERILIZATION WRAPPING CREPE PAPER | STERILIZATION WRAPPING CREPE PAPER
INTCO MEDICAL(HK) CO., LTD | الصين | China | ME0000003529SFDAA00002 | wheelchair | wheelchair | نرغب في تسجيل اكثر من كرسي متحرك، جميعها من نفس المصنع والشكل واحد، فقط يختلف رقم الموديل Y202 / YK9082 / YK9050(K) / YK9052B(K7) / YK9071 / YK9130 / Y209 / YK9080 / YK9032F
Foshan Nanhai KJT Rehabilitation Equipment Co Ltd | الصين | China | ME0000007748SFDAA00026 | COMMODE CHAIR | COMMODE CHAIR | COMMODE CHAIR
Ray Vision International Corporation | الصين | China | ME0000003031SFDAA00001 | Ophthalmic Unit | AC powered ophthalmic unit | AC powered ophthalmic unit
Anqing Baojie Packaging Co Ltd | الصين | China | ME0000005595SFDAA00007 | NEW MAX | B-D Test Pack | BD TEST PACK
Sumbow Medical Instruments Co., Ltd. | الصين | China | ME0000005771SFDAA00357 | SmartMed | Isolation gown | Gown weared by person to prevent dust , bled liquid and invasion of bacteria effectively | جاون عزل طبي
Beijing Aeonmed Co., Ltd | الصين | China | ME0000003283SFDAA00003 | Aeonmed Ceilling Pendant | Ceilling Pendant | Ceilling Pendant
Wuhan Pakcare Bio-Technology Co.,Ltd. | الصين | China | ME0000003515SFDAA00001 | Relieve gel pack | Gel pack | كمادة مصنوعة من الجل تستخدم باردة عن طريق وضعها في الثلاجة أو ساخنة عن طريق تسخينها بالميكرويف للإصابات الرياضية أو التشنجات العضلية المتنوعة أو إصابات المفاصل | كمادات مصنوعة من الجل تستخدم حارة عن طريق التسخين في الميكرويف أو باردة بوضعها في الثلاجة ، تستخدم للإصابات الرياضية وآلام العضلات بشكل عام
GUANGDONG KAIYANG MEDICAL TECHNOLOGY GROUP CO LTD | الصين | China | ME0000008201SFDAA00022 | Electric Bed | Electric Bed | electric bed for patient.
Zhaoqing Gaoyao Recende Medical Equipment Co., Ltd | الصين | China | ME0000006255SFDAA00031 | Layan®Cover All | Barrier Sleeves Cover All | Barrier Sleeves Cover All
Sumbow Medical Instruments Co., Ltd. | الصين | China | ME0000005771SFDAA00355 | AFS | Gel Cooling Sheet | Gel Cooling Sheet
Shanghai Channelmed Import & Export Co., Ltd | الصين | China | ME0000008893SFDAA00044 | Channelmed Alcohol Swab | Alcohol Swab | Alcohol pads are useful for cleaning minor cuts, bites, and other skin wounds. Cleaning cuts and other wounds will kill harmful bacteria that can cause infection. These pads are also used to prepare the skin for injections, such as for bee sting allergy pens. Before an injection is given, an area on the skin must be sterilized. Alcohol pads contain a solution of seventy percent isopropyl alcohol and water. Isopropyl alcohol is commonly known as rubbing alcohol. (It's also known by another name, isopropanol.)
Guangdong Kaiyang Medical Technology Group Co. Ltd. | الصين | China | ME0000022840SFDAA00020 | COMMODE CHAIR | COMMODE CHAIR | commode chair to assist the disabled.
Shanghai Channelmed Import & Export Co., Ltd | الصين | China | ME0000008893SFDAA00043 | CHANNELMED NON-WOVEN CAPS | NON-WOVEN CAPS | Made of non woven fabric, breathable & odorless Protect from unwanted hair or sweat drop and dust contamination Convenient to use with adjustable elastic
Topmost Medical Technology Co.,Ltd | الصين | China | ME0000003779SFDAA00001 | TOPMOST three function electric bed | three function electric bed | Patient Room use in houses ,hospitals and medical care places.
Shanghai ZOGEAR Industries Co., Ltd. | الصين | China | ME0000011804SFDAA00016 | Zogear | Cotton Roll | Cotton Roll
Shanghai Link Instruments Co.,Ltd | الصين | China | ME0000012631SFDAA00002 | Link | Ophthalmic Unit | Devices Used in the optometry clinic for eye examination (Test). | اجهزة اختبار النظر
RUIAN SUNNYWORLD INTERNATIONAL TRADE CO., LTD | الصين | China | ME0000003790SFDAA00002 | LupDup Stethoscope | Stethoscope | a medical instrument for detecting sounds produced in the body that are conveyed to the ears of the listener through rubber tubing connected with a piece placed upon the area to be examined
SHANGHAI KINMED IMPORT & EXPORT CO.,LTD | الصين | China | ME0000009438SFDAA00022 | NURSE CAP | NURSE CAP | NURSE CAP
Jianlian Homecare Products Co.,LTD | الصين | China | ME0000005921SFDAA00131 | Dorra | GRAB BAR | Chromed Steel Frame & Aluminum Frame Commode Chair | كرسي حمام
Ray Vision International Corporation | الصين | China | ME0000003031SFDAA00004 | Vision Tester | non-powered manual refrector | non-powered manual refractor
Jianlian Homecare Products Co.,LTD | الصين | China | ME0000005921SFDAA00130 | Dorra | ُElectric Wheelchair | كرسي متحرك كهربائي لمساعدة الأشخاص المعاقين وكبار السن الغير قادرين على الحركة للتنقل بسهولة | كرسي متحرك كهربائي لمساعدة الاشخاص المعاقين على الحركة
Jianlian Homecare Products Co.,LTD | الصين | China | ME0000005921SFDAA00134 | Stekia | Hospital Bed | Manual & Electric Hospital Bed | سرير طبي
TOP GLOVE SDN BHD | الصين | China | ME0000000225SFDAA00002 | Basmat | Powder free disposable latex gloves | DISPOSABLE LATEX GLOVES powder free
Hubei Runsan Medical Products Co.,Ltd. | الصين | China | ME0000003671SFDAA00011 | NON WOVEN - PROTECTIVE GOWN | NON WOVEN - PROTECTIVE GOWN | NON WOVEN - PROTECTIVE GOWN
MEDIWISH CO.,LTD | الصين | China | ME0000013263SFDAA00007 | LusDent | Disposable Saliva Ejector | the product is for suction of blood and saliva during the tooth cleaning process | مستهلكات للاسنان
Topmost Medical Technology Co.,Ltd | الصين | China | ME0000001877SFDAA00012 | Electric Medical Bed | Electric Medical Bed | Electric Medical Bed
Guangzhou Longest Science & Technology Co., Ltd. | الصين | China | ME0000003812SFDAA00002 | Radial Pressure Pulse Device | Radial Pressure Pulse device | أداة مساج ترددي بالضغط
Jianlian Homecare Products Co.,LTD | الصين | China | ME0000005921SFDAA00133 | Dorra | Walking Stick | Walking Stick | عصا للمشي
Jianlian Homecare Products Co.,LTD | الصين | China | ME0000005921SFDAA00129 | Dorra | كرسي متحرك | A wheelchair to help people in need and old people to move easily by themselves or by the assistant | كرسي متحرك لمساعدة المعاقين وكبار السن على التنقل والحركة بسهولة
Zhaoqing Gaoyao Recende Medical Equipment Co LTD | الصين | China | ME0000005594SFDAA00006 | TMAX | RULER | RULER
MEDIWISH CO.,LTD | الصين | China | ME0000013263SFDAA00010 | LusDent | Disposable Prophy Brush flat nylon | Disposable PROPHY BRUSH | مستهلكات للاسنان
Ray Vision International Corporation | الصين | China | ME0000003031SFDAA00003 | Trial Lens | Ophthalmic Trial Lens set | Ophthalmic Trial Lens set
Shenzhen Vistar Medical Supplies Co., Ltd. | الصين | China | ME0000010828SFDAA00004 | verona | infuser bag | infuser bag
Winner Medical Co., Ltd. | الصين | China | ME0000005421SFDAA00049 | Non Sterile Gauze Swabs | surgical sponge | one piece dressing which is made from 100% cotton
Shanghai Kinmed Import & Export Co., Ltd. | الصين | China | ME0000005711SFDAA00012 | Basin Plastic | Basin Plastic | Basin Plastic
Beijing Mintmedico Technology Co., Ltd | الصين | China | ME0000004209SFDAA00014 | Surgeon Cap with Ties | Surgeon Cap with Ties | Surgeon Cap with Ties
Shanghai Kinmed Import & Export Co., Ltd | الصين | China | ME0000002175SFDAA00025 | ISOLATION GOWN | ISOLATION GOWN | ISOLATION GOWN
Ningbo Seago Electric Co., Ltd. | الصين | China | ME0000001455SFDAA00005 | CleanOs Pro Toothbrush | Electric Toothbrush | Electric Toothbrush | فرشاة أسنان كهربائية
MEDIWISH CO.,LTD | الصين | China | ME0000013263SFDAA00006 | Lusdent Endo Needle | Dental irrigation needle | Dental irrigation needle - Endo Needle | مستهلكات اسنان
Shanghai Weixing Optical Co., Ltd. | الصين | China | ME0000014655SFDAA00002 | Optical World International | Optical Lens | Optical Lenses
Huizhou Foryou Medical Devices Co., Ltd. | الصين | China | ME0000003757SFDAA00002 | Vision | Medical Sponge | Medical Sponge PVA Eye Spear
Jianlian Homecare Products Co.,LTD | الصين | China | ME0000005921SFDAA00132 | Dorra | ًWalker | Adjustable Height Walker | مشاية
MEDIWISH CO.,LTD | الصين | China | ME0000013263SFDAA00008 | LusDent | Impression Tray Plastic | impression trays plastic is being created intraorally, and then provide a firm backing to make sure the impression is free of distortions | مستهلكات للاسنان
Shenzhen Risun Technology Co., Ltd | الصين | China | ME0000001270SFDAA00003 | : Nerfona | Water Flosser | Water Flosser
MEDIWISH CO.,LTD | الصين | China | ME0000013263SFDAA00009 | LusDent | Mixing Tips | mixing tips designed to properly mix the components of dental impression materials | مستهلكات للاسنان
hengshui plus medical devices technology co. ltd | الصين | China | ME0000002172SFDAA00021 | Electric Wheelchair | Electric Wheelchair | Designed for those with disabilities or whit out walking ability (Obesity Free)
FOSHAN SUNCARE MEDICAL PRODUCTS CO.,LTD | الصين | China | ME0000003877SFDAA00004 | Walker | Walker | Walker
Shanghai Nineluck Co Ltd | الصين | China | ME0000009185SFDAA00032 | NON WOVEN SHOE COVER | NON WOVEN SHOE COVER | NON WOVEN SHOE COVER
HEFEI MT MEDICAL CO. LTD | الصين | China | ME0000003853SFDAA00002 | Doctor stool | medical chair | chair used by physicians in clinics
NEW PHENIX HOME PRODUCTS MANUFACTORY CO.,LTD. | الصين | China | ME0000000604SFDAA00002 | Klenia | Dental Floss | Cleaning Teeth | خيط تنظيف الأسنان
QINGDAO HIPROVE MEDICAL TECHNOLOGIES CO., LTD | الصين | China | ME0000010378SFDAA00036 | PLASTER OF PARIS BANDAGE SLAB | P.O.P BANDAGE SLAB | Plaster of Paris Bandage consists of a bleached, leno weave cotton gauze impregnated evenly with Calcium Sulphate which has been dehydrated to comprise of hemihydrates, with added adhesives and setting-time modifiers as per requirement.
Beijing Mintmedico Technology Co., Ltd | الصين | China | ME0000004209SFDAA00012 | Patient Cap | Patient Cap | Patient Cap
Shanghai Kinmed Import & Export Co., Ltd. | الصين | China | ME0000005711SFDAA00011 | Tubular Net Bandage | Tubular Net Bandage | Tubular Net Bandage
Beijing Mintmedico Technology Co., Ltd | الصين | China | ME0000004209SFDAA00011 | Nurse Cap | Nurse Cap | Nurse Cap
Shanghai Joy Crown Industry Co., Ltd | الصين | China | ME0000002261SFDAA00027 | BANDAGE, ELASTIC ADHESIVE | BANDAGE, ELASTIC ADHESIVE | BANDAGE, ELASTIC ADHESIVE
Shanghai Joy Crown Industry Co., Ltd | الصين | China | ME0000002261SFDAA00026 | BANDAGE, CREPE COTTON | BANDAGE, CREPE COTTON | BANDAGE, CREPE COTTON
Zhengzhou Yupintang Medical Instrument CO., Ltd | الصين | China | ME0000003576SFDAA01131 | Biotechnology Network Limited Far infrared Patch | Far infrared Patch | Far Infrared Patch is a medicated pain relief patch for sore muscles and joints associated with strains, sprains, backache and bruises. The patch contains largely traditional ingredients processed with the far infrared ceramic powder within a comfortable flexible fabric
Hubei Runsan Medical Products Co.,Ltd. | الصين | China | ME0000003670SFDAA00002 | For Non-Woven Male Scrub Suit | For Non-Woven Male Scrub Suit | For Non-Woven Male Scrub Suit
Shanghai Kinmed Import & Export Co., Ltd. | الصين | China | ME0000003969SFDAA00002 | Ealstic Bandage CREPE | Ealstic Bandage CREPE | An elastic stretchable bandage | ضمادة مرنة قابلة للمط
Shijiazhuang Aofeite Medical Device co., Ltd | الصين | China | ME0000003801SFDAA00001 | Relieve Posture Support | Posture Support | it is a posture support brace used to supporting posture design and helps correct poor body posture of back and shoulders . | حزام داعم للقامة للذين يعانون من انحناءات أو تقوس العمود الفقري الغير مرضي ، يعدل القامة ويساعد على استقامة العمود الفقري والأكتاف
Guangdong Dayang Medical Technology Co Ltd | الصين | China | ME0000006205SFDAA00018 | Electric Wheelchair | Electric Wheelchair | Electric Wheelchair | كرسي كهربائي متحرك
Shanghai Kinmed Import & Export Co., Ltd. | الصين | China | ME0000005711SFDAA00011 | Tubular Net Bandage | Tubular Net Bandage | Tubular Net Bandage
Shanghai Kinmed Import & Export Co., Ltd. | الصين | China | ME0000005711SFDAA00014 | Cotton Ball | Cotton Ball | Cotton Ball
Sterivic Medical Co., Ltd | الصين | China | ME0000003990SFDAA00002 | STERIVIC | Steam Sterilization Indicator Tape, Bowie Dick Test Pack , Steam Sterilization Indicator Strip | Steam Sterilization Indicator Tape, Bowie Dick Test Pack , Steam Sterilization Indicator Strip
HeFei JingCheng Plastic products co;ltd | الصين | China | ME0000009253SFDAA00028 | TMAX | DENTAL DRILLS | DENTAL DRILLS
Beijing Mintmedico Technology Co., Ltd | الصين | China | ME0000004209SFDAA00013 | Surgeon Cap Hood Type | Surgeon Cap Hood Type | Surgeon Cap Hood Type
Shanghai Joy Crown Industry Co., Ltd | الصين | China | ME0000002261SFDAA00028 | TAPE ADHESIVE HYPOALLERGENIC | TAPE ADHESIVE HYPOALLERGENIC | TAPE ADHESIVE HYPOALLERGENIC
Sumbow Medical Instruments Co., Ltd. | الصين | China | ME0000005771SFDAA00367 | verona | vomiting bag | vomiting bag
Shanghai Kinmed Import and Export Co Ltd | الصين | China | ME0000002804SFDAA00052 | COTTON BUDS | COTTON BUDS | COTTON BUDS IS USED FOR SIMPLE WOUND CARE
Shanghai Kinmed Import & Export Co., Ltd. | الصين | China | ME0000003971SFDAA00133 | Isolation Gown ELASTIC CUFF | Isolation Gown ELASTIC CUFF | Breathable/Lightweight spun-bonded polypropylene fabric. | نسيج بولي بروبيلين خفيف الوزن وقابل للتنفس.
Nanjing Foinoe Co., Ltd | الصين | China | ME0000018987SFDAA00002 | Foicare Electric wheelchair | Electric wheelchair | Electric wheelchair
nanning hhao technology co,.ltd | الصين | China | ME0000022445SFDAA00002 | manual transfer cart | manual transfer cart | manual transfer cart | يستخدم لحفظ الأداوات الخاصة بجهاز الرنين المغناطسي
SHANGHAI KINMED IMPORT& EXPORT CO.,LTD | الصين | China | ME0000003941SFDAA00002 | Self Sealing Sterilization Pouch | Disposable package used to pack sanitized instruments | Disposable package used to pack sanitized instruments
SHANGHAI KINMED IMPORT& EXPORT CO.,LTD | الصين | China | ME0000003940SFDAA00002 | Elastic Bandage | compression bandage | compression bandage
Wuhan Pakcare Bio-Technology Co.,Ltd. | الصين | China | ME0000003830SFDAA00001 | Relieve gel socks | Gel socks | جوارب خاصة لقدم مرضى السكر والأقدام المتشققة تعمل على الحفاظ على نعومة القدمين وتمنع التشققات | جوارب خاصة بقدم مرضى السكري والأقدام المتشققة تعمل على الحفاظ على القدمين وتحميهما من التشققات وتقوم بتنعيم الأماكن الخشنة في القدمين
Shanghai Kinmed Import & Export Co., Ltd. | الصين | China | ME0000003972SFDAA00001 | Vinyl Examination Gloves | Vinyl Examination Gloves | Disposable gloves | قفازات يمكن التخلص منها
Shanghai Kinmed Import & Export Co., Ltd. | الصين | China | ME0000005711SFDAA00016 | Gauze Roll Non Sterile | Gauze Roll Non Sterile | Gauze Roll Non Sterile
Shanghai Kinmed Import & Export Co., Ltd. | الصين | China | ME0000003968SFDAA00001 | Cotton Ball | Cotton Ball | A small ball of cotton. | كرة صغيرة من القطن
Shanghai Kinmed Import & Export Co., Ltd. | الصين | China | ME0000003970SFDAA00755 | GAUZE SWAB | GAUZE SWAB | A white cotton piece of dressing. | قطعة ضمادة قطنية بيضاء.
Shijiazhuang Aofeite Medical Device co., Ltd | الصين | China | ME0000003831SFDAA00001 | Relieve Finger Strap | Finger Strap | Finger and thumb stabillizer provide provide great and firm support | حزام داعم للأصابع والإبهام مزود بدعامة المنيوم ليقدم الدعم والتثبيت للأصابع المصابة والمتضررة
HEFEI MT MEDICAL CO. LTD | الصين | China | ME0000003851SFDAA00002 | beauty bed | medical chair | bed used in dermatology clinics, beauty salon, SPA centers
TIANJIN TAIRUIBOSI MEDICAL APPLIANCE CO., LTD., | الصين | China | ME0000003946SFDAA00003 | Diabetic Shoes | Orthosis | Orthosis
Zhaoqing Gaoyao Recende Medical Equipment Co.,LTD | الصين | China | ME0000005575SFDAA00021 | TMAX | Lead apron | Lead apron
SHANGHAI KINMED IMPORT& EXPORT CO.,LTD | الصين | China | ME0000003939SFDAA00002 | PLASTER OF PARIS BANDAGE | medical plaster | medical plaster
SHANGHAI KINMED IMPORT& EXPORT CO.,LTD | الصين | China | ME0000003943SFDAA00001 | Non Sterile Gauze Swabs | General wound care dressing | General wound care dressing
Wuhan Pakcare Bio-Technology Co.,Ltd. | الصين | China | ME0000003807SFDAA00002 | Relieve gel pack | Gel pack | كمادة مصنوعة من الجل تستخدم باردة عن طريق وضعها في الثلاجة أو ساخنة عن طريق تسخينها بالميكرويف للإصابات الرياضية أو التشنجات العضلية المتنوعة أو إصابات المفاصل | كمادات مصنوعة من الجل تستخدم حارة عن طريق التسخين في الميكرويف أو باردة بوضعها في الثلاجة ، تستخدم للإصابات الرياضية وآلام العضلات بشكل عام
Shanghai Kinmed Import & Export Co., Ltd. | الصين | China | ME0000003992SFDAA00002 | Vinyl Gloves | Vinyl Gloves | Protective garment
Shanghai Kinmed Import &Export Co., Ltd | الصين | China | ME0000003988SFDAA00001 | SAMPLE CONTAINER | SAMPLE CONTAINER | SAMPLE CONTAINER
Jiangsu Saikang Medical Equipment Co., Ltd. | الصين | China | ME0000005089SFDAA00004 | Mattress | Mattress | Intended to be used with hospital beds
SUMBOW MEDICAL INSTRUMENT CO.,LTD. | الصين | China | ME0000012289SFDAA00002 | VERONA | NON-WOVEN SLIPPER | NON-WOVEN SLIPPER
DONGGUAN GUSIIE PROTECTIVE PRODUCTS CO. LTD | الصين | China | ME0000004089SFDAA00023 | GusiieGuard | Latex Examination Glove/Nitrile Examination Gloves | Powder free Latex Examination Glove / Powder free Nitrile Examination Gloves
SHANGHAI KINMED IMPORT& EXPORT CO.,LTD | الصين | China | ME0000003942SFDAA00002 | Sterilization Roll | Disposable package used to pack sanitized instruments | Disposable package used to pack sanitized instruments
Foshan Dongfang Medical Equipment Manufactory LTD. | الصين | China | ME0000007500SFDAA00050 | IV Stand | IV Stand | Intended to be used as a stand to hold solution bags
Panan Sansun Commodity Factory | الصين | China | ME0000004073SFDAA00010 | Lasif Portable oxygen bar | Portable oxygen bar | These are portable oxygen bottles which contain compressed oxygen gas, which used to compress and filter air, in order to create a consistent supply of concentrated oxygen | هي عبارة عن زجاجات أكسجين محمولة تحتوي على غاز أكسجين مضغوط ، يستخدم لضغط الهواء وترشيحه ، من أجل توفير إمدادات ثابتة من الأكسجين المركز.
Shenzhen Baofengtong Electrical Appliances Manufacturing Co., Ltd | الصين | China | ME0000002106SFDAA00003 | TAC SUPPLY H2OFLOSS | Cordless Oral Irrigator | Spec: Water reservoir:200/300ml Charging: USB Working Power: 21 W Motor: Mabuchi Motor brand(Largest manufacturer of motor in the world) Water pressure: 40-110PSI Power Lithium battery:2500mah Charging time:3-5hours Frequency: 1200-1400 times/min(Recommended by dentist. It won't be harmful to your teeth gum) Pressure settings: 5 settings Accessories (optional): 5 nozzles, User manual, USB Cable, Travel bag(Optional) | جهاز خيط ماء للتنظيف الاسنان استخدام منزلي و عيادة
Shijiazhuang Aofeite Medical Device co., Ltd. | الصين | China | ME0000004902SFDAA00012 | Relieve knee support brace | knee support brace | Relieve pain and recovery from injury : knee pads adopt ergonomic design, Effective support and protection for knees, Effectively prevent meniscus tears, strains, sprains, relieve tendinitis and knee arthritis pain. | دعامة الركبة المرنة لتخفيف الآلام والتعافي من الإصابات تتبنى وسادات الركبة تصميمًا مريحًا ، ودعمًا وحماية فعالة للركبتين ، وتمنع بشكل فعال تمزق الغضروف المفصلي ، والإجهاد ، والالتواء ، وتخفف آلام التهاب الأوتار والتهاب المفاصل في الركبة
Shijiazhuang Aofeite Medical Device co., Ltd. | الصين | China | ME0000004902SFDAA00016 | Relieve back support brace | Back support brace | Back braces are popular wearable supports that reportedly ease pain and improve people's postures reduce pressure on the spinal column and alleviate muscle tension , adding stability and prevents unnecessary movements that may caused pain . | هو حزام شائع الاستخدام يخفف الآلام ويدعم القامة ، ويقلل الضغط على العمود الفقري ويخفف الشد العضلي يعزز استقرار منطقة الظهر ويمنع الحركات الغير ضرورية والذي من الممكن أن تسبب الآلام يساعد في تقويم العمود الفقري ويقوي عضلات الظهر
Ningbo Trustmomed Medical Instruments Company Ltd. | الصين | China | ME0000018796SFDAA00024 | TUBE STOPPERS | TUBE STOPPERS | Plastic cap used with test tube for plug
Blue Sail Medical Co.,Ltd. | الصين | China | ME0000004099SFDAA00001 | Golden Care | Examination Gloves | Non-sterile Examination gloves
Shanghai ZOGEAR Industries Co. Ltd. | الصين | China | ME0000012070SFDAA00013 | Zogear | Dental Floss | Dental Floss
Foshan Dongfang Medical Equipment Manufactory LTD. | الصين | China | ME0000007500SFDAA00049 | Chair | Chair | Intended to help patients and disabled people in mobility | كرسي
Jiangsu Feixia Medical Products Co., Ltd | الصين | China | ME0000004046SFDAA00002 | Non Sterile Gauze Swab | Non Sterile Gauze Swab | Non Sterile Gauze Swab
SHANGHAI HUA EN INDUSTRIAL CO., LTD | الصين | China | ME0000005855SFDAA00035 | Air And Water Syringe Tips | Air And Water Syringe Tips | USE FOR RINSING THE MOUTH
Shanghai Link Instruments Co.,Ltd | الصين | China | ME0000012631SFDAA00004 | Link | Phoropter | ISO13485 (1)Devices Used in the optometry clinic for eye examination (Test). | اجهزة اختبار النظر
Guangzhou Longest Science & Technology Co., Ltd. | الصين | China | ME0000003812SFDAA00003 | Radial Pressure Pulse Therapy Device | Radial Pressure Pulse Therapy Device | أداة مساج ترددي بالضغط
SHANGHAI HUA EN INDUSTRIAL CO., LTD | الصين | China | ME0000005855SFDAA00036 | NAPKIN HOLDER | NAPKIN HOLDER | USE FOR FIXING DENTAL BIB
GUANGDONG KAIYANG MEDICAL TECHNOLOGY GROUP CO., LTD. | الصين | China | ME0000004213SFDAA00002 | Commode Chair | Commode Chair | A portable toilet | مرحاض محمول
Shijiazhuang Aofeite Medical Device co., Ltd. | الصين | China | ME0000004902SFDAA00011 | Relieve drop foot brace | Drop foot brace | It is a foot brace used in the drop foot cases with adjustable dorsiflexion strap allows to vary the degree of your stretch, enabling you to customize the amount of tension at which your foot is flexed. (Positions the foot in a 90-degree dorsiflexion) | دعامة القدم المتدلية : تقوم بممارسة شد مستمر على القدم أثناء النوم وتخفف من آلام الكعب والخشونة والتيبس المصاحب لالتهاب اللفافة الأخمصية ، هبوط القدم ، التهاب وتر العرقوب ، وتخفف من آلام القدم التي غالبا ما يشعر بها المريض في خطواته الأولى صباحا مرفق معها حزام يسمح بتغيير درجة الشد يمكنك من تحديد مقدار الشد الذي تود ممارسته على القدم ودرجة ثني القدم المرغوبة
Shijiazhuang Aofeite Medical Device co., Ltd. | الصين | China | ME0000004902SFDAA00015 | Relieve hernia support brace | Hernia support brace | Relieve hernia support brace for men is used to protect the tissue by providing constant, gentle and adjustable pressure on one or both sides with | حزام الفتق عبارة عن لباس داخلي داعم للرجال مصمم للحفاظ على النسيج البارز في مكانه وتخفيف الشعور بعدم الراحة يمكن أن تساعد دعامة الفتق على الشعور براحة أكبر مؤقتًا ، لكنها لا تعالج الفتق
Leapmed Healthcare Corporation | الصين | China | ME0000003131SFDAA00005 | Latex Ultrasound Probe Cover | Latex Ultrasound Probe Cover | Latex Ultrasound Probe Cover
SHANGHAI HUA EN INDUSTRIAL CO., LTD | الصين | China | ME0000005855SFDAA00037 | SYRINGE SLEEVE COVER | SYRINGE SLEEVE COVER | USE FOR PREVENT THE MACHINE FROM SPLASHING BLOOD AND SALIVA
SHANGHAI HUA EN INDUSTRIAL CO., LTD | الصين | China | ME0000005855SFDAA00038 | FLUORIDE TRAY | FLUORIDE TRAY | A fluoride tray is a device that allows to apply fluoride gel to the teeth
Jiangsu Minnuo Group Co.,Ltd | الصين | China | ME0000003927SFDAA00002 | OXYGEN GAS CYLINDER | EMPTY GAS CYLINDER | respiratory oxygen supply
Beijing Huaco Healhtcare Technologies, Co. Ltd | الصين | China | ME0000004187SFDAA00030 | Autoclavable water container with CO2 connection | Autoclavable water container with CO2 connection | Autoclavable water container with CO2 connection
Shanghai Kinmed Import and Export Co Ltd | الصين | China | ME0000002804SFDAA00055 | EXAMINATION POWDERFREE VINYL GLOVES NON STERILE | EXAMINATION POWDERFREE VINYL GLOVES NON STERILE | EXAMINATION POWDERFREE VINYL GLOVES NON STERILE
Shanghai Kinmed Import & Export Co., Ltd | الصين | China | ME0000004287SFDAA00003 | Kinmed Isolation Gown | Isolation Gown | Isolation gown is made from Non woven PP, can be used in hospital or any non-hazardous environment where dirt, grime, splashes and spills are present. It can provide a superior combination of high tensile strength, barrier protection, and breathability. High degree dry particulate holdout to protect against the effects of chemical dusts, paint sprays, asbestos, and other airborne dusts
Jiaxing U-Life Medical Device Technology CO.,ltd | الصين | China | ME0000001249SFDAA00007 | Nurse Cap | Nonwoven cap | Non woven cap to be worn during operation procedures
YONGKANG JINKANG HEALTH EQUIPMENT FACTORY | الصين | China | ME0000003478SFDAA00011 | TOP R.K VACUUM CUPPING SET | VACUUM CUPPING SET | The cups are placed on the skin to create suction. This causes the tissue beneath the cup to be drawn up and swell causing increase in blood flow to affected area. Enhanced blood flow under the cups draws impurities and toxins away from the nearby tissues and organs towards the surface for elimination
Zhenjiang Assure Medical Equipment Co., Ltd. | الصين | China | ME0000004216SFDAA00022 | Cerebral Palsy Chair | Medical Device | Special needs strollers/Buggy for Disable Patients | مخصص لنقل المرضى لمن لديهم صعوبة في الحركة
SUZHOU JASKING MEDICAL Equipment Co , Ltd | الصين | China | ME0000003967SFDAA00010 | crutch | crutch | Crutch is a medical device designed to be used by disabled persons to provide support while standing or walking. | عكاز هو جهاز طبي مصمم لاستخدامه من قبل الأشخاص ذوي الاحتياجات الخاصة لتقديم الدعم أثناء الوقوف أو المشي.
Shijiazhuang Aofeite Medical Device co., Ltd | الصين | China | ME0000003860SFDAA00003 | Relieve night splint | Night splint | Night Splint is a cast for the broken ankle to keep the foot stable and protect it until healing | جبيرة تسخدم في حال حصول كسر للكاحل ، تعمل على تثبيت القدم وحمايتها والحفاظ على تموضعها الصحيح حتى التام الكسر وحصول الشفاء
Shanghai Kinmed Import & Export Co., Ltd. | الصين | China | ME0000005711SFDAA00015 | Dental Cotton Rolls | Dental Cotton Rolls | Dental Cotton Rolls
Hubei Runsan Medical Products Co.,Ltd. | الصين | China | ME0000003669SFDAA00010 | Non-Woven Female Scrub Suit | Non-Woven Female Scrub Suit | Non-Woven Female Scrub Suit a
MEDWELL MEDICAL PRODUCTS CO.LTD | الصين | China | ME0000007359SFDAA00006 | VERONA | Gauze swab | Gauze swab
Danyang Huayun Optical Glasses Co.,Ltd | الصين | China | ME0000006340SFDAA00020 | SKY VISION | Optical Lenses | 1- Be sure to measure the lens. 2- The lens is set and 3 dots are placed in the middle of the lens exactly according to the axis determined by the doctor (line of sight). 3- Write on the right lens ( R ) and write on the left lens ( L ). 4- Put the lens in the lens cutting machine and we determine on the screen of the machine where the lens is cut because it varies according to the type of frame whether it is frame is full frame or half frame or glass or against breakage ( polycarbonate ). 5- Give the machine an operation and then drop the lens on the machine stone with water running on the lens for not breaking it and facilitate the shear, take about a minute and a half then go to the polishing stage. 6- Drill the lens blade to be installed in the frame. 7- The lens is installed in the frame. 8- Wear the glasses in the face.
JIAXING U LIFE MEDICAL DEVICE TECHNOLOGY CO LTD | الصين | China | ME0000013477SFDAA00009 | Urine Drainage Bag | Urine Bag | Bag for collection of urine
Shijiazhuang Aofeite Medical Device co., Ltd. | الصين | China | ME0000004902SFDAA00014 | Relieve wrist splint | Wrist splint | A splint with aluminum stay for the injured wrist provides a firm support to relieve the pain and inflammation , protect and support | جبيرة للمعصم مزودة بدعامة ألمنيوم قابلة للإزالة ، وظيفة الجبيرة هي تثبيت المعصم المكسور أو المتضرر ، ودعمه حتى يتعافى ، كما تمنع إعادة الإصابة وتقلل من الانتفاخ والآلام المصاحبة للإصابة
Anhui Intco Medical Products Co.,Ltd | الصين | China | ME0000006288SFDAA00002 | Intco Synguard Vinyl Exam Gloves | Disposable Vinyl Exam Gloves | disposable medical examination gloves
Anhui Tianrun Medical Packaging Materials Co., Ltd. | الصين | China | ME0000004217SFDAA00002 | Steam Indicator | Steam Indicator | : The end user to identify i | يوضع داخل الاتوكليف للاختبار
Beijing Huaco Healhtcare Technologies, Co. Ltd | الصين | China | ME0000004186SFDAA00240 | Autoclavable water container | Autoclavable water container | Autoclavable water container
SUMBOW Medical Instruments Co. , LTD. | الصين | China | ME0000005920SFDAA00052 | Sumbow | Vinly examination gloves | Vinly examination gloves
Shijiazhuang Aofeite Medical Device co., Ltd | الصين | China | ME0000003859SFDAA00002 | Relieve flat foot pad | flat foot pad | Flat foot pad is an support arch to improve fott and leg alignment, inhances comfort and helps ease stress and pain caused by flat feet | وسادة للذين يعانون من القدم المسطحة والذين يعانون من آلام قوس القدم ، لتخفيف الضغط على قوس القدم وتخفيف الآلام
Shijiazhuang Aofeite Medical Device co., Ltd. | الصين | China | ME0000004902SFDAA00013 | Relieve abdominal toning belt | abdominal toning belt | Relieve abdomen toning belt helps to loss the weight in the abdomen area by increasing the temperature and by an adjustable double compression design | حزام لشد البطن مصنوع من مادة النيوبرين يعمل على رفع درجة حرارة البطن وشده
Shijiazhuang Aofeite Medical Device co., Ltd. | الصين | China | ME0000004902SFDAA00017 | Relieve postpartum support | Postpartum support | it is a three belts used afer delivery to help the women overcome pain and help return muscles to the way they were before childbirth | أحزمة ثلاثية تستخدم بعد الولادة لتقدم بعض الضغط لتثبيت العضلات في مكانها حتى يشفي جسدالمرأة من آثار الولادة ، تخفف الآلام وتساعد العضلات والجروح على الشفاء كما تساعد على الحركة
Guangdong Kaiyang Medical Technology Group Co.,Ltd | الصين | China | ME0000004446SFDAA00009 | Kaiyang Medical Wheel Chair | Wheel Chair | Manual wheel Chair Intneded to be used to help people with disabilities to seat and move | كراسي يدوية لمساعدة ذوي الإحتياجات الخاصة للجلوس والحركة
ZhongShan First Medical Equipment Co.,Ltd | الصين | China | ME0000004591SFDAA00031 | Bath Safe Toilet Grap Bar | Toilet Grap Bar | Toilet grap bar provides a safe, steady handhold while occupying less space. For the bath, shower, or toilet, this grab bar supports up to 100 kgs, to help disabled to seat and stand while using the toilet | يوفر قبضة يد آمنة وثابتة بينما يشغل مساحة أقل. بالنسبة للحمام أو الدش أو المرحاض ، فإن قضيب الإمساك هذا يدعم ما يصل إلى 100 كجم لمساعدة المعاقين على الجلوس والوقوف أثناء استخدام المرحاض
Zhangjiagang Medi Medical Equipment Co Ltd | الصين | China | ME0000007821SFDAA00009 | VERONA | EMERGENCY TROLLEY | EMERGENCY TROLLEY
Anhui Xuanwuyan Pharmaceutical Co.,Ltd | الصين | China | ME0000003878SFDAA00002 | Xuanwuyan Better Breath Nasal Strips | Better Breath Nasal Strips | Two flexible "spring-like" pieces gently lift upwards the congested nasal passages so you can breathe through your nose, close your mouth and stop snoring- Special adhesive holds the strip comfortably in place- Improves airflow by -
OYMotion Technologies Co., Ltd | الصين | China | ME0000004546SFDAA00139 | OHand | Prosthesis | Prosthesis
QINGDAO HAINUO BIOLOGICAL ENGINEERING CO., LTD | الصين | China | ME0000004298SFDAA00002 | Santavik | Santavik | First Aid strip | لصق جروح عادي
Guangdong Kaiyang Medical Technology Group Co.,Ltd | الصين | China | ME0000004623SFDAA00006 | WALKER | WALKER | Walker is used to help diabled to stand and walk | مشاية لمساعدة الأشخاص ذوي الاحتياجات الخاصة على الوقوف والمشي
Guangdong Kaiyang Medical Technology Group Co.,Ltd | الصين | China | ME0000004681SFDAA00041 | COMMODE CHAIR | COMMODE CHAIR | Commode chairs intneded to be used to help people with disabilities to go to the bathroom and evacuation | كراسي حمام لمساعدة ذوي الإحتياجات الخاصة على الذهاب إلى دورة المياه وقضاء الحاجة
ZhongShan First Medical Equipment Co.,Ltd | الصين | China | ME0000004584SFDAA00273 | Bath Safe Commode Chair | Commode Chair | Commode chair Intneded to be used to help disableds to go to the bathroom and evacuation | كرسي الحمام لمساعدة ذوي الاحتياجات الخاصة على قضاء الحاجة،
Guangdong Kaiyang Medical Technology Group Co.,Ltd | الصين | China | ME0000004423SFDAA00002 | Kaiyang Medical Commode Chair | Commode Chair | Commode chair to help people with disabilities to urination and defecation | كرسي حمام لمساعدة ذوي الاحتياجات الخاصة أثناء التبول والتغوط في دورة المياه
Shijiazhuang Aofeite Medical Device co., Ltd. | الصين | China | ME0000004902SFDAA00018 | Relieve gel heel socks | Gel heel socks | Gel heel socks to reduce the soreness, swelling and discomfort caused by running, or standing all day, providing comfort and daily mobility | جوارب جل لراحة وتخفيف آلام وتشققات الكعبين مصنوعة من مواد ذات جودة عالية ، مرنة ، متينةغير سامة وصديقة للجلد ، مقاومة لارتفاع حرارة القدم ، ناعمة ومريحة
Shanghai Kinmed Import & Export Co., Ltd. | الصين | China | ME0000004346SFDAA00001 | Nitrile Exam Gloves | personal protective equipment | personal protective equipment
XIANTAO JIAHONG PROTECTIVE PRODUCTS CO., LTD | الصين | China | ME0000004390SFDAA00001 | SKILLED NURSE | ISOLATION GOWN | To protect from virus and dust.
LyncMed Medical Group | الصين | China | ME0000004276SFDAA00006 | Lync Med Isolation Gown | Isolation Gown | Isolation gown is made from Non woven PP, can be used in hospital or any non-hazardous environment where dirt, grime, splashes and spills are present. It can provide a superior combination of high tensile strength, barrier protection, and breathability. High degree dry particulate holdout to protect against the effects of chemical dusts, paint sprays, asbestos, and other airborne dusts
Foshan Kano Medical Device Science & Tech Co., Ltd. | الصين | China | ME0000004463SFDAA00002 | Wheel Chair | Wheel Chair | Wheel Chair
Shanghai Kinmed Import & Export Co., L | الصين | China | ME0000004299SFDAA00003 | INDICATOR STRIP | Sterility Indicator | INDICATOR STRIP
Anhui Intco Medical products Co. Ltd. | الصين | China | ME0000004346SFDAA00001 | Nitrile Exam Gloves | personal protective equipment | personal protective equipment
XIANTAO JIAHONG PROTECTIVE PRODUCTS CO., LTD | الصين | China | ME0000004390SFDAA00001 | SKILLED NURSE | ISOLATION GOWN | To protect from virus and dust.
Xiantao xinfa plastic products co., ltd | الصين | China | ME0000018195SFDAA00002 | AL Raed Non woven disposable bed sheets | disposable bed sheets | disposable bed sheets
Shanghai Kinmed Import & Export Co., Ltd. | الصين | China | ME0000004252SFDAA00003 | Gauze Swabs | Gauze Swabs | Simple wound care can be treated with gauze swabs
Topmost Medical Technolog Co.,Ltd | الصين | China | ME0000006845SFDAA00013 | Steel Rollator | Rollator | Rollator
Zhejiang Lovekey Laborcare Limited Xiantao Branch Company | الصين | China | ME0000004476SFDAA00031 | Foreal | Isolation Gown | Isolation Gown
ELITE MEDICAL ( NANJING ) CO., LTD | الصين | China | ME0000007061SFDAA00150 | Breath Training Device | Breath Training Device | Self training of breathing
Beijing Meijia Yisheng Medical Instruments Co., Ltd. | الصين | China | ME0000004337SFDAA00002 | Medical Personal Protective System | Personal protective equipment | Personal protective equipment
SHANGHAI HUA EN INDUSTRIAL CO., LTD | الصين | China | ME0000005855SFDAA00039 | IMPRESSION TRAY | IMPRESSION TRAY | USE FOR THE STOMATOLOGY DEPARTMENT COLLECTS THE TOTH MARK
GUANGZHUO TOPMEDI COMPANY LIMITED | الصين | China | ME0000004373SFDAA00002 | COMMODE CHAIR | COMMODE CHAIR | for patients and the elderly with mobility difficulty, and it is an ideal tool for families, medical institutions and nursing homes | كرسي
Caremaster Technology (HK)Grop Co.,Ltd | الصين | China | ME0000003735SFDAA00011 | Commode Chair | Toilet Aid/ Toilet Seat | A commode chair is a portable toilet that can be placed at the bedside of a patient whose activity is limited | يستخدم كرسي الحمام كبديل للمرحاض للعجزة والمعاقين
Ningbo Yingmed Medical Instruments Co., Ltd. | الصين | China | ME0000004380SFDAA00004 | Anaesthesia Breathing System | Anaesthesia Breathing System | Polystyrene telescopic tube for breathing exercise | نبوب تلسكوبي بوليسترين لممارسة التنفس
Shanghai Kinmed Import & Export Co., Ltd. | الصين | China | ME0000004255SFDAA00001 | Powder Free Vinyl Glove, Non Sterile | Vinyl gloves | Designed for simple external examinations and protections
Shanghai Kinmed Import & Export Co., Ltd. | الصين | China | ME0000004254SFDAA00001 | Isolation Gown | Isolation Gown | The isolation gown is used for the purpose of simple isolation.
OYMotion Technologies Co., Ltd | الصين | China | ME0000004548SFDAA00018 | ORehabLeg Neuro Rehab System | Intelligent muscle function training instrument | Intelligent muscle function training instrument
Guangzhou Rosan Medical Devices Co., Ltd | الصين | China | ME0000003592SFDAA00001 | Chinese cupping set | Chinese cupping set | Chinese cupping set
Medplus Inc | الصين | China | ME0000012537SFDAA00002 | Suction linner | Suction liners 66091、66092 | Thick plastic bags liner to collect the wastes and exudates.
Nanjing Mindray Bio-Medical Electronics Co., Ltd. | الصين | China | ME0000015323SFDAA00001 | Operating Table | Operating Table | Operating Table
OYMotion Technologies Co., Ltd | الصين | China | ME0000004548SFDAA00018 | ORehabLeg Neuro Rehab System | Intelligent muscle function training instrument | Intelligent muscle function training instrument
Shandong jieshi Medical Products Co.,Ltd | الصين | China | ME0000004857SFDAA00001 | Santana | Disposable Vinyl Examination Gloves | Disposable Vinyl Examination Gloves | قفازات فينيل شفافة
Foshan Huaduan Cosmetic Technology Company Limited | الصين | China | ME0000004345SFDAA00002 | Treatment Table | Treatment Table | Treatment Table
Planet Anhui Medical Products Co., Ltd. | الصين | China | ME0000004687SFDAA00002 | PARAID | PE Tape | Medical PE Tape
GUANGDONG KAIYANG MEDICAL TECHNOLOGY GROUP CO., LTD. | الصين | China | ME0000004283SFDAA00003 | WheelChair | WheelChair | Wheelchairs assist people with disabilities | تساعد الكراسي المتحركة الأشخاص ذوي الإعاقة
GUANGDONG KAIYANG MEDICAL TECHNOLOGY GROUP CO., LTD. | الصين | China | ME0000004214SFDAA00001 | Commode WheelChair | Commode WheelChair | A portable toilet | مرحاض محمول
Shenzhen Denco Medical Co., Ltd | الصين | China | ME0000014326SFDAA00019 | Barbed Broaches | Barbed Broaches | Barbed Broaches
Hefei Medicon Plastic Products Co Ltd | الصين | China | ME0000009254SFDAA00045 | Prophy Cup | Prophy Cup | Prophy Cup
Suzhou Jasking medical equipment Co., Ltd | الصين | China | ME0000021683SFDAA00006 | crutch | crutch | Crutch is a medical device designed to be used by disabled persons to provide support while standing or walking | العكاز هي وسيلة تساعد الإنسان على التنقل في حال ضعف الحركة أو إصابة التي تحد من القدرة على المشي
Beijing Huaco Healhtcare Technologies, Co. Ltd | الصين | China | ME0000004185SFDAA00014 | Suction valve for GI endoscope | Suction valve for GI endoscope | Suction valve for GI endoscope
Jiangsu Medplus Non-Woven Manufacturer Co., Ltd. | الصين | China | ME0000020800SFDAA00023 | Disposable Shoe Covers | Disposable Shoe Covers | Shoe Cover to help mitigate the contamination of footwear from environmental factors.
Jiangsu Medplus Non-Woven Manufacturer Co., Ltd. | الصين | China | ME0000020800SFDAA00027 | Scrub suit | Scrub suit | Scrub suit to minimize the spread of infective agents to patients’ surgical sites and equipment, through prevention of dispersal of bacteria-carrying skin scales from the operating room staff, thereby helping to prevent post-operative surgical site infections.
XIANTAO JIAHONG PROTECTIVE PRODUCTS CO., LTD | الصين | China | ME0000004391SFDAA00002 | SKILLED NURSE | SHOE COVER | To protect from dust and dirt.
Anhui Intco Medical Products Co, Ltd | الصين | China | ME0000004475SFDAA00002 | Foreal | Foreal | Disposable Nitrile Exam Gloves Free powder
Shanghai Fourier Intelligence Co., Ltd | الصين | China | ME0000017952SFDAA00003 | Handy Rehab | Hand Rehabilitation Equipment | A DEVICE USED TO TRAINED HAND FINGERS | جهاز يستخدم في تأهيل أصابع اليد
Guangzhou Topmedi company limited | الصين | China | ME0000015419SFDAA00002 | Manual Wheelchair | Manual Wheelchair | for paralysis for long term bedridden , people who are recovering or mobility inconvenience | كرسي متحرك يدوي
Suzhou Jasking medical equipment Co., Ltd | الصين | China | ME0000021683SFDAA00005 | COMMODE WHEELCHAIR | COMMODE WHEELCHAIR | Commode Wheelchair | كرسي متحرك لذوي الاحتياجات الخاصة
Suzhou Jasking medical equipment Co., Ltd | الصين | China | ME0000021683SFDAA00010 | walking stick | walking stick | Walking stick | عصا المشي
Sumbow Medical Instruments Co., Ltd. | الصين | China | ME0000005771SFDAA00370 | SUMBOW EXAMINATION DRESSING ROLL | EXAMINATION DRESSING ROLL | EXAMINATION DRESSING ROLL
Shandong jieshi Medical Products Co.,Ltd | الصين | China | ME0000004848SFDAA00002 | Guffazi | Vinyl Examination Gloves | Vinyl Examination Gloves | قفازات فينيل شفافة
TRIBEST DENTAL PRODUCTS CO. LTD | الصين | China | ME0000019644SFDAA00031 | Gutta percha points | TRIBEST | are highly tight material used in conjunction with most of the endodontic sealers to fill a prepared root canal.
TRIBEST DENTAL PRODUCTS CO. LTD | الصين | China | ME0000019644SFDAA00032 | Non-woven gauze | TRIBEST | gauze made of several layers
Shenzhen Fitconn Technology Co., Ltd | الصين | China | ME0000008198SFDAA00005 | Anti decubitus mattress with pump | Anti decubitus mattress with pump | Anti decubitus mattress with pump
Lakong Medical Devices Co., Ltd. | الصين | China | ME0000011803SFDAA00010 | TCP Digital Amalgamator | TCP Digital Amalgamator | TCP Digital Amalgamator
Hefei Medicon Plastic Products Co Ltd | الصين | China | ME0000009254SFDAA00041 | Sterilization Reels | Sterilization Reels | Sterilization Reels
Hefei Medicon Plastic Products Co Ltd | الصين | China | ME0000009254SFDAA00044 | Prophy Brush | Prophy Brush | Prophy Brush
Hefei Medicon Plastic Products Co Ltd | الصين | China | ME0000009254SFDAA00047 | Fiber post | Fiber post | Fiber post
Foshan Dahao Medical Technology Co., Ltd. | الصين | China | ME0000004539SFDAA00001 | Relieve manual wheel chair | Manual wheel chair | manual wheel chairs Intneded to be used to help people with disabilities to seat and move | كراسي ويدوية لمساعدة ذوي الإحتياجات الخاصة للجلوس والحركة
Guangdong Kaiyang Medical Technology Group Co.,Ltd | الصين | China | ME0000004595SFDAA00004 | STICK | STICK | A stick is used primarily to aid walking, provide postural stability and assist in maintaining a good posture | تُستخدم العصا للمساعدة في المشي ، وتوفير ثبات الوضع والمساعدة في الحفاظ على وضعية جيدة
Sumbow Medical Instruments Co., Ltd. | الصين | China | ME0000005771SFDAA00368 | SUMBOW EMBOSSED DRESSING PAD | Dental Bib | Non-sterile dressing pad
SHANGHAI HUA EN INDUSTRIAL CO., LTD | الصين | China | ME0000005855SFDAA00040 | CHAIR SLEEVE | CHAIR SLEEVE | Dental chair covers, non-sterile. - Cost effective: These covers reduce the need to use disinfectants and protect the dental chair from bacteria, increasing the lifespan of the chair.
Jiangsu Medplus Non-Woven Manufacturer Co., Ltd. | الصين | China | ME0000020800SFDAA00021 | Bed Sheet | Bed Sheet | Bed Sheet to cover both hospital bed and examination couches and mattress, can reduce the risk of cross-infection effective.
Jiangsu Medplus Non-Woven Manufacturer Co., Ltd. | الصين | China | ME0000020800SFDAA00025 | Patient gowns | Patient gowns | Gowns to protect health care patients and personnel from the transfer of microorganisms, body fluids and particulate material.
Zhaoqing Gaoyao Recende Medical Equipment Co.,LTD | الصين | China | ME0000005575SFDAA00019 | TMAX | LED Light Curing Unit | LED Light Curing Unit
Shenzhen Mindray Bio-medical Electronics Co., Ltd. | الصين | China | ME0000000143SFDAA00300 | Mindray | Operating Table | Operating Table
Foshan Shudne A I Industries LTD | الصين | China | ME0000009995SFDAA00002 | A I Manual Wheelchair | Manual Wheelchair | Are used by people who can not walk because of illness or accident or disability to help in mobility | كرسي متحرك
Shanghai Kinmed Import & Export Co., Ltd. | الصين | China | ME0000005713SFDAA00004 | GAUZE SWAB | GAUZE SWAB | Non Sterile Gauze Swabs
Zhenjiang Rapid Rehab & Instrument Co.,LTD | الصين | China | ME0000002706SFDAA00002 | Rollator | Rollator | Intended for patients who can walk but just need a little help with balance and stability. Rollators allow you to walk at a quicker pace | مشاية
SHENZHEN YATTLL INDUSTRY CO., LTD | الصين | China | ME0000004114SFDAA00004 | Power Wheelchair | Lightweight Power Wheelchair | It is a power-driven device designed primarily for use by an individual with a mobility disability | كرسي متحرك كهربائي
GUANGDONG KAIYANG MEDICAL TECHNOLOGY GROUP CO., LTD. | الصين | China | ME0000004213SFDAA00003 | Manual Wheelchair | Manual Wheelchair | use wheelchair to assist the disabled. | كرسي متحرك
Dansu-China Health Care Co.,Ltd | الصين | China | ME0000003622SFDAA00055 | Disposable Scrub Suit | Disposable Scrub Suit | Disposable Scrub Suit
Shanghai Kinmed Import & Export Co., Ltd. | الصين | China | ME0000005711SFDAA00024 | TAPE SELF ADHESIVE HYPOALLERGENIC | TAPE SELF ADHESIVE HYPOALLERGENIC | TAPE SELF ADHESIVE HYPOALLERGENIC
GUANGDONG KAIYANG MEDICAL TECHNOLOGY GROUP CO., LTD. | الصين | China | ME0000004215SFDAA00005 | Hospital Bed | Hospital Bed | A bed used for patients | سرير يستخدم للمرضى
Sumbow Medical Instruments Co., Ltd. | الصين | China | ME0000005771SFDAA00371 | Self-adhesive cohesive elastic bandage | Self-adhesive cohesive elastic bandage | Self adhesive cohesive elastic bandage
Beijing Huaco Healhtcare Technologies, Co. Ltd | الصين | China | ME0000004188SFDAA00003 | Instrument channel cap | Instrument channel cap | Instrument channel cap
shijiazhuang aofeite imp&exp co.ltd | الصين | China | ME0000004476SFDAA00032 | Memory Foam Seat Cushion | Memory Foam Seat Cushion | Memory Foam Seat Cushion وسادة مقعد فوم طبية | وسادة جلوس طبية ميموري فوم
Planet Anhui Medical Products Co., Ltd. | الصين | China | ME0000004613SFDAA00351 | PARAID | Elastic Bandage | Elastic Bandage
Beijing Mintmedico Technology Co., Ltd | الصين | China | ME0000004209SFDAA00010 | Medicine Cup | Medicine Cup | Medicine Cup DISPENSING, CLEAR, MEDICAL, PLASTIC, UNIVERSAL GRADUATION, 30 ML
Shanghai Kinmed Import & Export Co., Ltd. | الصين | China | ME0000005711SFDAA00019 | COHESIVE ELASTIC BANDAGE | COHESIVE ELASTIC BANDAGE | COHESIVE ELASTIC BANDAGE
Jiangsu Medplus Non-Woven Manufacturer Co., Ltd. | الصين | China | ME0000020800SFDAA00026 | Professional Jacket | Professional Jacket | Jacket to protect health care patients and personal from the transfer of microorganisms, body fluids and particulate material.
Zhejiang Longterm Medical Technology Co., Ltd | الصين | China | ME0000009350SFDAA00024 | Gentle-Fit ileostomy Bags | Gentle-Fit ileostomy Bags | Gentle-Fit ileostomy Bags
shijiazhuang aofeite imp&exp co.ltd | الصين | China | ME0000004476SFDAA00033 | Memory foam pillow | Memory foam pillow | مخدة راس ميموري فوم | وسادة مخدة راس ميموري فوم
HUANGHUA PROMISEE DENTAL CO.,LTD | الصين | China | ME0000002055SFDAA00020 | prophy cup | Cotisen | prophy cup flexes to the contours of teeth to help remove selective stains and clean between teeth
SHANGHAI HUA EN INDUSTRIAL CO., LTD | الصين | China | ME0000005855SFDAA00041 | COTTON APPLICATOR | COTTON APPLICATOR | use for cotton swabs is to clean the teeth
SHANGHAI HUA EN INDUSTRIAL CO., LTD | الصين | China | ME0000005855SFDAA00042 | BARRIER FILM | COVER ROLL | USE FOR PROTECTION OF THE INSTRUMENT FROM BLOOD
Planet Anhui Medical Products Co., Ltd. | الصين | China | ME0000004609SFDAA00061 | PARAID | Active Tan-lite Bandage | Active Tan-lite Bandage
Guangdong Kaiyang Medical Technology Group Co.,Ltd | الصين | China | ME0000004679SFDAA00012 | WHEEL CHAIR | WHEEL CHAIR | Manual wheel chairs intneded to be used to help people with disabilities to seat and move | كراسي يدوية متحركة لمساعدة ذوي الإحتياجات الخاصة على الجلوس والحركة
Planet Anhui Medical Products Co., Ltd. | الصين | China | ME0000004610SFDAA00072 | PARAID | Clear Waterproof Adhesive Bandage | Clear Waterproof Adhesive Bandage
ZhongShan First Medical Equipment Co.,Ltd | الصين | China | ME0000004594SFDAA00010 | Bath Safe Shower Chair | Shower Chair | Shower chair is a chairs used in the bathroom to help disabled to make shower in easy and safety way | كرسي الاستحمام لمساعدة ذوي الاحتياجات الخاصة على الاستحمام
Guangdong Kaiyang Medical Technology Group Co.,Ltd | الصين | China | ME0000004462SFDAA00001 | Kaiyang Medical wheel Chair | Wheel Chair | Manual wheel chair Intneded to be used to help people with disabilities to seat and move | كراسي متحركة يدوية لمساعدة ذوي الإحتياجات الخاصة للجلوس والحركة،
Shijiazhuang Aofeite Medical Device co., Ltd. | الصين | China | ME0000004902SFDAA00019 | Relieve bunion corrector | Bunion corrector | Bunion Corrector and Separator : Help separate big toe from merging with other toes to help maintain proper alignment, prevent rubbing, and relieve pressure. | مصحح وفاصل [بهام القدم : يساعد في فصل إصبع القدم الكبير عن الاندماج مع أصابع أخرى للمساعدة في الحفاظ على المحاذاة الصحيحة ، ومنع الاحتكاك ، وتخفيف الضغط
Foshan Dahao Medical Technology Co., Ltd. | الصين | China | ME0000004538SFDAA00002 | RELIEVE ELECTRIC WHEEL CHAIR | ELECTRIC WHEEL CHAIR | Electric wheel chairs Intneded to be used to help people with disabilities to seat and move | كراسي كهربائية لمساعدة ذوي الإحتياجات الخاصة على الجلوس والحركة
SUMBOW Medical Instruments Co. , LTD. | الصين | China | ME0000005920SFDAA00051 | SUMBOW WOODEN TONGUE DEPRESSOR | WOODEN TONGUE DEPRESSOR | WOODEN TONGUE DEPRESSOR
Sumbow Medical Instruments Co., Ltd. | الصين | China | ME0000005771SFDAA00369 | SUMBOW DISPOSABLE UNDER PAD | DISPOSABLE UNDER PAD | DISPOSABLE UNDER PAD
Zhejiang Longterm Medical Technology Co., Ltd | الصين | China | ME0000009350SFDAA00025 | Gentle-Fit hydrocolloid base plate | Gentle-Fit hydrocolloid base plate | Gentle-Fit hydrocolloid base plate
Shenzhen Baofengtong Electrical Appliances Manufacturing Co.,Ltd | الصين | China | ME0000018182SFDAA00004 | h2ofloss Oral irrigator | Oral irrigator | Oral Care
Philips Goldway (Shenzhen) Industrial Inc. | الصين | China | ME0000004528SFDAA00001 | Rechargeable Li-ion Battery Pack | Rechargeable Lithium Ion Battery | The Rechargeable Li-ion Battery Pack is intended to be installed in Intrepid Monitor/Defibrillator to provide power to operation of Intrepid Monitor/Defibrillator
Shanghai Kinmed Import & Export Co., Ltd. | الصين | China | ME0000005713SFDAA00008 | GAUZE ROLLS | GAUZE ROLLS | Used for assisted hemostasis , dressing and fixation of the injury site
Shandong jieshi Medical Products Co.,Ltd | الصين | China | ME0000004846SFDAA00001 | Abo Saham | Vinyl Examination Gloves | Vinyl Examination Gloves | قفازات فينيل شفافة
Fujian Jiabao Shose Co., Ltd. | الصين | China | ME0000022841SFDAA00002 | Dia Comfort | Diabetic Shoes | to make more comfortable to diabetic patients
Planet Anhui Medical Products Co., Ltd. | الصين | China | ME0000004658SFDAA00002 | PARAID | Zinc Oxide Medical Tape | Medical Tape
XIAMEN NEWCLEARS DAILY PRODUCTS CO LTD | الصين | China | ME0000004180SFDAA00003 | newclears disposable underpads | underpad | underpads for adults | حفاض بالغين
Beijing Huaco Healhtcare Technologies, Co. Ltd | الصين | China | ME0000004184SFDAA00016 | Air/water and suction valve for GI endoscope | Air/water and suction valve for GI endoscope | Air/water and suction valve for GI endoscope
Planet Anhui Medical Products Co., Ltd. | الصين | China | ME0000004612SFDAA00155 | PARAID | Crepe Bandage | Crepe Bandage
Hefei Medicon Plastic Products Co Ltd | الصين | China | ME0000009254SFDAA00046 | Mixing tips | Mixing tips | Mixing tips
Hefei Medicon Plastic Products Co Ltd | الصين | China | ME0000009254SFDAA00043 | Plastic film cover | Plastic film cover | Plastic film cover
Hefei Medicon Plastic Products Co Ltd | الصين | China | ME0000009254SFDAA00040 | Sterilization pouches | Sterilization pouches | Sterilization pouches
Jiangsu Keling Medical Appliances Co., Ltd | الصين | China | ME0000001527SFDAA00007 | VERONA | COMMODE CHAIR | COMMODE CHAIR
FIRSTAR HEAL THCARE COMPANY L,IMITED (GUANGZHOU) | الصين | China | ME0000014461SFDAA00001 | Triangular bandage | Triangular bandage | Triangular bandage
Zhangiagang Tengda Machinery Manufacturer Co.,Ltd | الصين | China | ME0000004387SFDAA00008 | Emergency stretcher and trolly | Emergency stretcher and trolly | Intended for transport examination and care of patients in healthcare facilities
Henan Lantian Medical Supplies Co.,LTD. | الصين | China | ME0000004853SFDAA00001 | Disposable Medical Underpad (Non-sterile) | Disposable Medical Underpad (Non-sterile) | Disposable Medical Underpad (Non-sterile)
Topmost Medical Technolog Co.,Ltd | الصين | China | ME0000006845SFDAA00016 | Hemi Walker | Walker | Walker
TRIBEST DENTAL PRODUCTS CO. LTD | الصين | China | ME0000019644SFDAA00037 | Universal barrier film&Plastic sleeve | TRIBEST | film or Plastic sleeve
HUANGHUA PROMISEE DENTAL CO.,LTD | الصين | China | ME0000002055SFDAA00021 | prophy brush | Cotisen | prophy brush brushing flexes to fit the contour of the teeth to help remove selective stains
Shantou Easywell Electronic Technologies Co., Ltd | الصين | China | ME0000004659SFDAA00003 | Surgical Light | Light | Medical light
Shanghai Kinmed Import & Export Co., Ltd. | الصين | China | ME0000005711SFDAA00023 | TAPE Adhesive HYPOALLERGENIC | TAPE Adhesive HYPOALLERGENIC | TAPE Adhesive HYPOALLERGENIC
Zhejiang Longterm Medical Technology Co., Ltd | الصين | China | ME0000009350SFDAA00026 | Gentle-Fit Urostomy Bags | Gentle-Fit Urostomy Bags | Gentle-Fit Urostomy Bags
Suzhou Shenyun Medical Equipment Co., Ltd. | الصين | China | ME0000004445SFDAA00002 | Calibration tube | Calibration tube | Calibration tube used in bariatric surgery
shanghai keling international trading co .,ltd | الصين | China | ME0000014673SFDAA00001 | VERONA | walking stick | walking stick
TRIBEST DENTAL PRODUCTS CO. LTD | الصين | China | ME0000019644SFDAA00036 | Plastic tip | TRIBEST | hollow tube made of metal or plastic with a base
Shanghai Kinmed Import and Export Co Ltd | الصين | China | ME0000002804SFDAA00062 | sample container | sample container | Sample container is used for subpackage small quantity of some item
TRIBEST DENTAL PRODUCTS CO. LTD | الصين | China | ME0000019644SFDAA00030 | Cotton roll | TRIBEST | Cotton fabric in the form of a roll
Jiangsu Medplus Non-Woven Manufacturer Co., Ltd. | الصين | China | ME0000020800SFDAA00028 | Wrap | Wrap | Wraps to allow sterilization of enclosed medical devices and to maintain sterility of enclosed devices until used.
Shanghai Kinmed Import & Export Co., Ltd. | الصين | China | ME0000005711SFDAA00018 | Bedpan | Bedpan | Bedpan Fracture Style, Stackable Style,Commode Style
Shanghai Kinmed Import & Export Co., Ltd. | الصين | China | ME0000005711SFDAA00022 | Tourniquets | Tourniquets | Tourniquets
Jiangsu Medplus Non-Woven Manufacturer Co., Ltd. | الصين | China | ME0000020800SFDAA00024 | Isolation Gowns | Isolation Gown | Isolation Gown to protect health care patients and personnel from the transfer of microorganisms, body fluids and particulate material.
Shanghai Kinmed Import & Export Co., Ltd. | الصين | China | ME0000005713SFDAA00006 | SHOE COVER | SHOE COVER | For simple isolation | لعزل بسيط
DRAGON INDUSTRY (ZJG) CO., LTD | الصين | China | ME0000000918SFDAA00004 | IV Stand 4 HOOK | IV Stand | Intended to be used as a stand to hold solution bags
Guangzhou Topmedi company limited | الصين | China | ME0000015419SFDAA00001 | ELECTRIC WHEELCHAIR | ELECTRIC WHEELCHAIR | for disabled and elederly people using as walking vechicle
Jiangyin Huashi Medical Equipment Co ltd | الصين | China | ME0000002629SFDAA00002 | Recliner | Recliner | chair recliner is ideal for use in dialysis, blood collection, respiratory and cardiac care.
Shanghai Zhenghua Medical Equipment Co.,Ltd | الصين | China | ME0000002257SFDAA00005 | Medical Pendant | Medical Pendant | Medical Pendant
Shandong Intco Medical Products Co., Ltd | الصين | China | ME0000008009SFDAA00002 | Smart Vinyl Examination Gloves Powder Free | Vinyl Examination Gloves Powder Free | Medical Examination gloves worn on the hands of healthcare and similar personnel to prevent contamination between healthcare personnel and patient
Jiangsu Feixia Medical Products Co., Ltd | الصين | China | ME0000004163SFDAA00002 | Cotton Wool Roll | Cotton Wool Roll | Cotton Wool Roll
Foshan Kano Medical Device Science & Tech Co., Ltd. | الصين | China | ME0000004690SFDAA00003 | Walking Aid | Walking Aid | Walking Aid
Guangzhou Nuoning Medical Supplies Co., Ltd | الصين | China | ME0000004171SFDAA00018 | Water Proof Cast Cover For Shower | Water Proof Cast Cover For Shower | Water Proof Plastic Bags For protection from water during bath
XIANTAO JIAHONG PROTECTIVE PRODUCTS CO., LTD | الصين | China | ME0000004389SFDAA00003 | SKILLED NURSE | NURSE CAP | To protect hair from falling during operation.
Shanghai Kinmed Import and Export Co Ltd | الصين | China | ME0000002804SFDAA00053 | Nurse Cap | Nurse Cap | Cap for Isolation
SHANGHAI HUA EN INDUSTRIAL CO., LTD | الصين | China | ME0000005855SFDAA00043 | self sealing sterilization pouch | DENTAL POUCH | USE FOR STORAGE AND DISINFECTION OF MEDICAL DEVICES
Shanghai Kinmed Import and Export Co Ltd | الصين | China | ME0000002804SFDAA00054 | Vinyl Gloves | Vinyl Gloves | Vinyl Gloves
FIRSTAR HEAL THCARE COMPANY L,IMITED (GUANGZHOU) | الصين | China | ME0000014461SFDAA00002 | Ice Pack | Ice Pack | Ice Pack
Suzhou Jasking medical equipment Co., Ltd | الصين | China | ME0000021683SFDAA00004 | Commode Chair | Commode Chair | MEDICAL COMMODE CHAIR | كرسي صوان طبي
Suzhou Jasking medical equipment Co., Ltd | الصين | China | ME0000021683SFDAA00009 | Walking frame | Walking frame | walking frame | إطار المشي
SHENZHEN CHAMPION UNION PACKING PRODUCTS CO.LTD | الصين | China | ME0000004515SFDAA00001 | DUST COVERS | DUST COVERS | This product is used to store STERILE PACKS to protect it from dust and suspended particles in the air, Single use, Non-Sterile. | يستخدم هذا المنتج لتخزين العبوات المعقمة لحمايتها من الغبار و الجسيمات العالقة في الهواء ، الاستخدام الفردي ، غير معقمة
Shanghai Kinmed Import & Export Co., Ltd. | الصين | China | ME0000005713SFDAA00007 | dental bib | dental bib | Dental bib is used for simple isolaiton
Shantou Easywell Electronic Technologies Co., Ltd | الصين | China | ME0000004662SFDAA00018 | Examination Lamp | Light | Medical light
Hefei Medicon Plastic Products Co Ltd | الصين | China | ME0000009254SFDAA00049 | Articulating Paper | Articulating Paper | Articulating Paper
Hefei Medicon Plastic Products Co Ltd | الصين | China | ME0000009254SFDAA00048 | Polishing Discs | Polishing Discs | Polishing Discs
Hefei Medicon Plastic Products Co Ltd | الصين | China | ME0000009254SFDAA00042 | Sani tips | Sani tips | Sani tips
Suzhou Jasking medical equipment Co., Ltd | الصين | China | ME0000021683SFDAA00003 | Bath Chair | Bath Chair | Medical Bath Chair | كرسي حمام طبي
Suzhou Jasking medical equipment Co., Ltd | الصين | China | ME0000021683SFDAA00008 | Wheelchair | Wheelchair | Medical Wheelchair | كرسي متحرك طبي
ZhongShan First Medical Equipment Co.,Ltd | الصين | China | ME0000004593SFDAA00017 | Bath Safe Toilet Safety Rails | Toilet Safety Rails | To asist disableds safety in the bathroom and toilet | قضبان سلامة للحمام لمساعدة ذوي الاحتياجات الخاصة على الحركة والثبات أثناء استخدام الحمام .
Foshan Dahao Medical Technology Co., Ltd. | الصين | China | ME0000004633SFDAA00012 | Relieve commode chair | Commode chair | Commode Chair to assist the disabled in the bathroom | كراسي حمام لمساعدة ذوي الإحتياجات الخاصة للذهاب إلى دورة المياه وقضاء الحاجة.
Foshan Kano Medical Device Science & Tech Co., Ltd. | الصين | China | ME0000004830SFDAA00005 | Commode Chair | Commode Chair | Commode Chair
Shanghai Kinmed Import & Export Co., Ltd. | الصين | China | ME0000005711SFDAA00013 | URINAL | URINAL | URINAL, MALE HARD TRANSPARENT PLASTIC
Ningbo Pinmed Instruments Co., Ltd. | الصين | China | ME0000007565SFDAA00005 | Isolation Gown | Isolation Gown | Isolation Gown
Shanghai Kinmed Import & Export Co., Ltd. | الصين | China | ME0000005711SFDAA00021 | Tubular Bandage | Tubular Bandage | Tubular Bandage
Jiangsu Medplus Non-Woven Manufacturer Co., Ltd. | الصين | China | ME0000020800SFDAA00022 | Disposable Caps | Disposable Caps | caps to be worn by health care personnel during various procedures to protect patient/materials and the operating personnel from transfer of microorganisms, particulates, etc.
Topmost Medical Technolog Co.,Ltd | الصين | China | ME0000006845SFDAA00014 | Offset Cane | Cane | Cane
Topmost Medical Technolog Co.,Ltd | الصين | China | ME0000006845SFDAA00015 | Folding Walker | Folding Walker | Walker
Henan Lantian Medical Supplies Co.,LTD. | الصين | China | ME0000004850SFDAA00002 | Disposable Medical Bedsheet (Non-sterile) | Disposable Medical Bedsheet (Non-sterile) | Disposable Medical Bedsheet (Non-sterile)
Guangdong HORIGEN Mother & Baby Products Co.,Ltd | الصين | China | ME0000000385SFDAA00032 | VITAL BABY Nurture Flexcone Manual Breast Pump | VITAL BABY Nurture Flexcone Manual Breast Pump | VITAL BABY Nurture Flexcone Manual Breast Pump | مضخة الثدى اليدوية
Foshan Linke Medical Instrument Co.,LTD | الصين | China | ME0000004597SFDAA00007 | Dentech Rotary Files | Rotary Files | Root Canal Instrument
Shanghai Link Instruments Co.,Ltd | الصين | China | ME0000012631SFDAA00005 | Link | Auto Refrato - keratometer | Devices Used in the optometry clinic for eye examination (Test). | اجهزة اختبار النظر
Shanghai Kinmed Import &Export Co.,LTD | الصين | China | ME0000004826SFDAA00012 | Isolation GOwn | Isolation GOwn | ISOLATION GOWN is used for simple isolation | مريول غير معقم للحماية
Shenzhen Legend Beauty Beauty Equipment Co., Ltd | الصين | China | ME0000004035SFDAA00020 | Derma roller 4 in1 | Derma roller 4 in1 | Derma roller 4 in1 | فرشاة تنظيف الوجة
Shantou Easywell Electronic Technologies Co., Ltd | الصين | China | ME0000004660SFDAA00003 | Medical Headlight | Light | Medical light
Shanghai Kinmed Import & Export Co., Ltd. | الصين | China | ME0000004303SFDAA00008 | Tourniquets | compression bandage | compression bandage
Zhejiang Longterm Medical Technology Co., Ltd | الصين | China | ME0000009350SFDAA00023 | Gentle-Fit Colostomy Bags | Gentle-Fit Colostomy Bags | Gentle-Fit Colostomy Bags
Changsha Easyinsmile Intelligence Technology Co. Ltd. | الصين | China | ME0000000879SFDAA00010 | EasyinSmile | H File | H File is very similar to the tail of a mouse, cutting ability is very strong, so it is generally used to pull up and down
Changsha Easyinsmile Intelligence Technology Co. Ltd. | الصين | China | ME0000000879SFDAA00011 | EasyinSmile | IPR strips | It is used to polish, and remove excess parts of restorations, or to clean implants. Also used for descaling and polishing the surface of teeth.
WUHAN BESTAR INDUSTRY CO, LTD | الصين | China | ME0000000683SFDAA00024 | face mask | 3ply ear loop surgical mask | كمام يتكون من ثلاث طبقات من نسيج البولي بروبلين
Ningbo Sintrue Medical Instrument Co., Ltd | الصين | China | ME0000003232SFDAA00016 | Cover glass | Cover glass | Cover Glass is used with Microscope Slides to view samples under the Microscope | Cover Glass is used with Microscope Slides to view samples under the Microscope
Ningbo Sintrue Medical Instrument Co., Ltd | الصين | China | ME0000003232SFDAA00023 | Inoculation Loop | Inoculation Loop | Two size of Inoculation Loop, 1ul, 10ul | حلقة التلقيح
Ningbo Sintrue Medical Instrument Co., Ltd | الصين | China | ME0000003232SFDAA00017 | MICROSCOPE SLIDE | MICROSCOPE SLIDE | Microscope glass slides to be used to observe samples under the microscope | Microscope glass slides to be used to observe samples under the microscope
Guangdong KangShen Medical Technology Co.,Ltd | الصين | China | ME0000015541SFDAA00003 | Disposable face mask | Disposable face mask | Protect people agaist dust | كمامه وجه
DANYANG SANSUI | الصين | China | ME0000001317SFDAA00002 | SOFY | 1.61 BLUE VIOLET COAT | OPTICAL LENCES WITH DIFFERENT NUMBERS AND COATING | عدسات خاصة للنظارات بمختلف الارقام
Zhangjiagang Xiehe Medical Apparatus&amp;Instrument Co., Ltd | الصين | China | ME0000000917SFDAA00001 | EMERGENCY STRETCHER | EMERGENCY STRETCHER | STAIR CHAIR
Xinyang Yihe Non-woven Co.,Ltd | الصين | China | ME0000000059SFDAA00002 | ISOLATION GOWN | ISOLATION GOWN | هي عبائات واقيه متعددة الالوان غير معقمة وخفيفة الوزن ولها علاقات على الخصر مطابقة للمواصفات العالمية ISO13485,FDA,CE | هي عبائات واقيه متعددة الالوان غير معقمة وخفيفة الوزن ولها علاقات على الخصر مطابقة للمواصفات العالمية ISO13485,FDA,CE
Guangzhou Pidegree Medical Technology Co.,Ltd. | الصين | China | ME0000001102SFDAA00010 | DISPOSABLE MEDICAL VINYL GLOVES | Guangzhou Pidegree Medical Technology Co.,Ltd. | DISPOSABLE MEDICAL VINYL GLOVES
Jiangsu Intco Medical Products | الصين | China | ME0000012354SFDAA00001 | Manual Wheelchair | Manual Wheelchair | Manual Wheelchair | كرسي متحرك
DANYANG SHENGTAI OPTICAL LENES CO ,TLD | الصين | China | ME0000000125SFDAA00007 | OPTIMA | OPTICAL LENS | عدسات تصيحيح نظر
Xiantao Fushi Protective Products Co., Ltd | الصين | China | ME0000012798SFDAA00001 | CPE Shoes Cover | CPE Shoes Cover | CPE shoe cover | غطاء للقدم للاستعمال مره واحده
danyang shangtai optical lens co.ltd | الصين | China | ME0000000988SFDAA00001 | espectra | OPTICAL LENS | optical glass lens
DANYANG HUNGSUN OPTICALGLASS CO .LTD | الصين | China | ME0000001029SFDAA00031 | SPECTRA | OPTICAL LENS | عدسات تصحيح النظر
DANYANG KANGJU OPTICAL GLASSES CO., LTD | الصين | China | ME0000000341SFDAA00001 | The Best | Optical Lenses | intended to used as powered lenses to correct the vision | أن تستخدم العدسات لتصحيح الرؤية
yangzhou specialcare daily products co.,ltd | الصين | China | ME0000001555SFDAA00002 | interdental brush | interdental brush | فرشاة تقويم اسنان | فرشاة تقويم اسنان
Jiangsu Intco Medical Products | الصين | China | ME0000015457SFDAA00001 | Mini transport lifting | Mini transport lifting | يستخدم لنقل الشخص من السرير الى الكرسي المتحرك او العكس
FOSHAN NANHAI KJT REHABILITATION EQUIPMENT CO.,LTD | الصين | China | ML0000000331SFDAA00001 | WALKING STICK | WALKING STICK | عصا تطول وتقصر حسب الحاجة بأرجل ثلاثية تساعد علي المشي لذوي الحاجة والمرضي وكبار السن
SUMBOW MEDICAL INSTRUMENTS CO.,LTD. | الصين | China | ME0000000407SFDAA00007 | VINYL GLOVES | VINYL GLOVES, POWDER FREE | قفازات مطاطية لليد بدون بودرة للاستخدام مرة واحدة لحماية اليد متعددة الاستخدامات
Shanghai Kinmed Import and Export Co Ltd | الصين | China | ME0000002804SFDAA00028 | Kinmed Elastic Bandage | Elastic bandge Cerpe | Cotton compression strap | رباط ضاغط قطني
SUMBOW Medical Instruments Co. , LTD. | الصين | China | ME0000005920SFDAA00020 | sumbow isolation gown | PP Isolation gown | weared by person to prevent dust, bled inquid and invasion of bacteria effectively | ملابس عزل لمنع نقل العدوى
.Jianlian Homecare Products co., Ltd | الصين | China | ME0000014520SFDAA00001 | Commode Chair, Bath bench poriducts | Jianlian | The purpose of the commde chair help the people to toilet, make the people in need by themselves. | الغرض من كرسي صوان مساعدة الناس على المرحاض ، وجعل الناس في حاجة إليها بأنفسهم.
STERIVIC MEDICAL Co., Ltd | الصين | China | ME0000017141SFDAA00003 | KABAYAN DISPOSABLE FACE MASK | DISPOSABLE FACE MASK | DISPOSABLE FACE MASK
SHANGHAI KINMED IMPORT & EXPORT CO., LTD | الصين | China | ME0000015657SFDAA00004 | KABAYAN Gauze Swab | Non Sterile Gauze Swab | clean and cover minor wounds, to absorb secretion and to treat secondary healing wounds
Jianlian Homecare Products Co.,LTD | الصين | China | ME0000005921SFDAA00005 | jianlian | wheelchair | Economic Manual Wheelchair With Chromed Steel Frame | كرسي متحرك
Shanghai Kinmed Import & Export Co., Ltd. | الصين | China | ME0000002566SFDAA00108 | KINMED Non sterile Gauze Swab | Non sterile Gauze Swab | for cleaning the wounds and sopping up the blood of wounds so as to isolate the wounds. | شاش قطع غير معقم
Guangzhou Great Power Energy &Technology CO.,LTD | الصين | China | ME0000001508SFDAA00043 | Sonic Toothbrush | فرشاة الاسنان الكهربائية | فرشاة الاسنان الكهربائية تعمل بتقنية الاهتزاز الصوتية ولها ثلاثة وظائف تنظيف اللثة والاسنان وتحسين جودة تبيض الاسنان
YANGZHOU SUPER UNION IMPORT AND EXPORT CO., LTD | الصين | China | ME0000000510SFDAA00046 | HYGIENE | Zinc oxide tape | Zinc oxide tape
YANGZHOU SUPER UNION MEDICAL MATERIAL CO. LTD | الصين | China | ME0000009370SFDAA00013 | SUGAMA CREPE BANDAGE | CREPE BANDAGE | 97% COTTON , 3% SPANDEX WITH OR WITHOUT ALUMINUM CLIP | رباط ضاغط يستخدم في اصابات الرياضة وتغطيه الجروح
YANGZHOU SUPER UNION MEDICAL MATERIAL CO. LTD | الصين | China | ME0000009370SFDAA00015 | BANDAGES | SUGAMA BANDAGES | BANDAGES THAT USED IN SPORT TRUMA AND WOUND DRESSING | ضماد ضاغط
Wenzhou Mike Optical Co., Ltd. | الصين | China | ME0000004177SFDAA00001 | Mike/Dessi optical | OPTICAL LENSES | Lens for medical eye glasses the main function of lenses give perfect vision Lens materials conform to international quality specifications and have US Food and Drug approval. They protect the eyes from harmful rays and are used for single and multiple vision. | عدسات نظاره طبيه وبرواز طبي ونظارات شمسيه
Wenzhou Mike Optical Co., Ltd. | الصين | China | ME0000004177SFDAA00001 | Mike/Dessi optical | OPTICAL LENSES | Lens for medical eye glasses the main function of lenses give perfect vision Lens materials conform to international quality specifications and have US Food and Drug approval. They protect the eyes from harmful rays and are used for single and multiple vision. | عدسات نظاره طبيه وبرواز طبي ونظارات شمسيه
Anji SPENQ Industrial Co. Ltd | الصين | China | ME0000007203SFDAA00010 | METATARSAL GUARD | METATARSAL GUARD | protection and pain relief, Reduces stress and absorbs shock, Makes shoes more comfortable
Shanghai chongjen industry co.ltd | الصين | China | ME0000005739SFDAA00039 | chongjen vitrile gloves | vitrile gloves | chongjen vitrile gloves
chongjen industry ( hk ) co.ltd | الصين | China | ME0000005737SFDAA00030 | Isolation gown | chongjen isolation gown | Isolation gown
SHANDONG SHANGWEI MEDICAL PRODUCTS CO.,L TD. | الصين | China | ME0000005902SFDAA00001 | disposable vinyl gloves | vinyl gloves | disposable vinyl gloves
INTCO MEDICAL(HK) CO., LTD | الصين | China | ME0000005996SFDAA00001 | Patient Lift | Y403 | جهاز لحمل المريض من مكان الى اخر
HEFEI HONGWEI MEDICAL DEVICE CO LTD | الصين | China | ME0000006199SFDAA00003 | WINHYCARE | MOB CAP NON -STERILE | NON WOVEN MOB CAP DOUBLE ELASTIC BLUE/GREEN/WHITE/YELLOW
HEFEI HONGWEI MEDICAL DEVICE CO LTD | الصين | China | ME0000006199SFDAA00004 | WINHYCARE | CPE GOWN WITH TUMP LOOP SINGLE USE NON -STERILE | CPE GOWN WITH TUMP LOOP SINGLE USE NON -STERILE BLUE/YELLOW
HEFEI HONGWEI MEDICAL DEVICE CO LTD | الصين | China | ME0000006199SFDAA00010 | WINHYCARE | ASTRONAUT CAP | ASTRONAUT CAP NON WOVEN DISPOSABLE
HEFEI HONGWEI MEDICAL DEVICE CO LTD | الصين | China | ME0000006199SFDAA00009 | WINHYCARE | SHOE COVER | CPE SHOE COVER
Topmost Medical Technolog Co.,Ltd | الصين | China | ME0000006845SFDAA00007 | TOPMOST | Transfer chair | Transfer chair | نقل المريض بالمنزل او المستشفى من مكان لاخر
DANYANG SPIRIT OPTICAL GLASSES CO.LTD | الصين | China | ME0000006900SFDAA00006 | Bianka | Bianka | عدسات نظارات شمسية
Wenan Wantong Medical Device co.ltd | الصين | China | ME0000007910SFDAA00002 | WHEELCHAIR ELECTRIC . | Electric wheelchair model E6001 | كرسي متحرك كهربائي يعمل بالبطارية لكبار السن
SINCE HOUSEHOLD CARE CO.,LTD | الصين | China | ME0000006448SFDAA00009 | Posture Corrector | Posture Corrector | Production and sleas of medical fixation belt band (posture corrector, waist
SHANGHAI CHONGJEN INDUSTRY CO.,LTD. | الصين | China | ME0000000642SFDAA00018 | isolation gown 25G,115 X 137, WHITE ,SPP,Elastic CUFF | isolation gown | isolation gown 25G,115 X 137, WHITE ,SPP,Elastic CUFF
FOSHAN DONGFANG MEDICAL EQUIPMENT MANUFACTORY(LTD.) | الصين | China | ME0000000149SFDAA00004 | WALKING AIDS | WALKING AIDS | WALKING AIDS - Rollator/Walker/Walking Stick Aids make of Aluminium or steel. | أداة المشي والعصا - أدوات مساعدة للدوّار ووكر / عصا المشي مصنوعة من الألومنيوم أو الصلب.
NINGBO GREETMED MEDICAL INSTRUMENTS CO.,LTD | الصين | China | ME0000007256SFDAA00003 | fiberglass casting tape | fiberglass casting tape | The product used orthopedics plastic surgery and general surgery fractures
HI-LIFE TECHNOLOGY(HEBEI) CO.,LTD | الصين | China | ME0000000058SFDAA00032 | ScienPharma Gel Positioning Pad | Gel Positioning Pad | 1. HL-A8113A (size: 70*50*17cm) (Material: polymer gel) (Function: Support for the lateral position). 2. HL-A8124Q (size: 35*15*10cm) (Material: polymer gel) (Function: Dome shape Body support). 3. HL-A8117D (Size:30*12*10cm) (Material: polymer gel) (Function: Chest support). 4. HL-A8117C (Size:40*12*10cm) (Material: polymer gel) (Function: Chest support). 5. HL-A8117A (Size:50*12*10cm) (Material: polymer gel) (Function: Chest support). 6. HL-A812B (SIZE: 20*7*5cm) (Material: polymer gel) (Function: Adult Head support). 7. HL-A812E (SIZE:8*3*2cm) (Material: polymer gel) (Function: Infant Head support). 8. HL-A8118B (size:60*15*4cm) (Material: polymer gel) (Function: Arm support). 9. HL-A8118A (size:50*15*4cm) (Material: polymer gel) (Function: Arm support). 10. HL-A8118C (size:40*15*4cm) (Material: polymer gel) (Function: Arm support). 11. HL-A8125C (Size:18*10*7cm - A PAIR) (Material: polymer gel) (Function: Adult Heel support). 12. HL-A8125D (Size: 9.7*5.3*3.5cm - A PAIR) (Material: polymer gel) (Function: Pediatric Heel support).
Shenzhen City Teveik Technology Co.,Ltd. | الصين | China | ME0000002286SFDAA00033 | ScienPharma ECG-CTG Belt | ECG-CTG Belt | 93335110 (Blue Color) 93335111 (Pink Color) 93335112 (Grey Color) 15 meters Long Elastic Belt for fixing ECG/CTG Machines to functional position
YONG KANG GOOD BROTHER INDUSTRY & TRADE CO.LTD | الصين | China | ME0000002204SFDAA00016 | كرسي متحرك كهربائي | كرسي متحرك كهربائي | كراسي متحركه كهربائيه
Yongqing Huaguan Dental Instruments Factory | الصين | China | ME0000002576SFDAA00002 | Dental Sleeve | Medical Plastic Cover | Medical Plastic Cover
Foshan Shunde Chencun Dunrui Medical Technology Equipment Factory | الصين | China | ME0000008299SFDAA00002 | Thee Function Electric Bed | Thee Function Electric Bed | Hospital Bed (Furniture)
Anqing Kangmingna Packaging Co.Ltd | الصين | China | ME0000008905SFDAA00020 | isolation gown | patient isolation gown | gown to be dressed by patient for isolation and protection
JIANGSU SANXIAO GROUP CO.,LTD | الصين | China | ME0000002934SFDAA00010 | Toothbrushes with Tongue Scraper | 3D All-in-One Toothbrushes with Tongue Scraper (3 Count) | فرشة اسنان ثلاثية الأبعاد الكل في واحد مع مكشطة لسان - 3قطع | فرشاة اسنان مع مكشطة لسان
BEIJING JINGDONG TECHNOLOGY(LAOTING) CO., LTD | الصين | China | ME0000003307SFDAA00085 | JD MED Electric Bed | Hospital Bed | Hospital Bed
Yangzhou Star Oral Care Products Co., Ltd. | الصين | China | ME0000017777SFDAA00005 | WATSONS DENTAL FLOSS | WATSONS DENTAL FLOSS | WATSONS DENTAL FLOSS
Ray Vision International Corporation | الصين | China | ME0000003031SFDAA00002 | Trial Frame | Ophthalmic Trial Lens Frame | Ophthalmic Trial Lens Frame
Zhejiang Rehan Medical manufacturing Co., ltd. | الصين | China | ME0000020774SFDAA00023 | Ankle Walker | Orthopedics support | Stabilize the ankle foot and lower leg after surgery or fracture, Lightweight plastic shell, Anti-Slip Rocky Bottom Sole. Inner Foam Pad provides best comfortable wearing, Universal for left and right legs.
JIANGSU SANXIAO GROUP CO.,LTD | الصين | China | ME0000002934SFDAA00011 | Colorful Toothbrush | Colorful Toothbrush 5 Pack | فرشاة تنظيف الاسنان | فرشاة اسنان ملونة عدد 5
JIANGSU SANXIAO GROUP CO.,LTD | الصين | China | ME0000002934SFDAA00013 | Deep Cleaning Toothbrushes | 360 Deep Cleaning Toothbrushes (5back) | فرشاة تنظيف الاسنان | فرشاة لتنظيف الاسنان
EXCELLENTCARE MEDICAL (HUIZHOU) LTD. | الصين | China | ME0000004242SFDAA00001 | Emedical | Urine Drainage Bags | The urine drainage bag is a device designed for collecting urine. It is extracorporeal liquid path and/or containers via gravity, and it is connected to the urine drainage catheter. Urine drainage bag does not feature specific control function for drainage rate and pressure. Urine drainage bags typically consists of urine drainage bag, inlet tubing, drainage tap and hanger. The inlet tubing is on the top of the urine drainage bag, through with urine enters the bag; and the drainage tap is on the bottom of the urine drainage bag, which allows a urine drainage bag convenient be emptied and closed again. A non-return valve is added to the inlet tubing of combined type, which can prevent and minimize urine black-flow. And a urine tank is combined with the drainage bag of the combined type, they combine by a drainage port on the upper of themselves, which not only can minimize the movement of micro-organisms up to the inlet tube by inducing intermittent flow, but also allow urine flow to be checked visually. In use, when accumulation of a certain amount of urine in the urine tank, it can drainage the urine into the drainage bag by the drainage port. It is applicable to be used in hospitals and medical institutions. | كيس تصريف البول عبارة عن جهاز مصمم لجمع البول. إنه مسار سائل و / أو حاويات خارج الجسم عن طريق الجاذبية ، وهو متصل بقسطرة تصريف البول. كيس تصريف البول لا يتميز بوظيفة تحكم محددة لمعدل الصرف والضغط. تتكون أكياس تصريف البول عادةً من كيس تصريف للبول وأنابيب مدخل وصنبور تصريف وشماعات. يقع أنبوب المدخل في الجزء العلوي من كيس تصريف البول ، حيث يدخل الكيس مع البول ؛ وصنبور الصرف موجود في الجزء السفلي من كيس تصريف البول ، مما يسمح بإفراغ كيس تصريف البول وإغلاقه مرة أخرى. يضاف صمام عدم رجوع إلى أنبوب المدخل من النوع المدمج ، والذي يمكن أن يمنع ويقلل من التدفق الأسود للبول. ويتم دمج خزان البول مع كيس تصريف من النوع المدمج ، ويتم دمجهما بواسطة منفذ تصريف في الجزء العلوي من أنفسهم ، والذي لا يمكن فقط تقليل حركة الكائنات الدقيقة حتى أنبوب الإدخال عن طريق تحفيز التدفق المتقطع ، ولكن أيضًا تسمح بفحص تدفق البول بصريًا. أثناء الاستخدام ، عند تراكم كمية معينة من البول في خزان البول ، يمكن أن يصرف البول في كيس الصرف بواسطة منفذ الصرف. يمكن استخدامه في المستشفيات والمؤسسات الطبية.
JIANGSU SANXIAO GROUP CO.,LTD | الصين | China | ME0000002934SFDAA00012 | Cleansing Toothbrush | Precise Cleansing Toothbrush 2 Pack | فرشاة تنظيف الأسنان | فرشاة تنظيف الأسنان بشكل دقيق
JIANGSU SANXIAO GROUP CO.,LTD | الصين | China | ME0000002934SFDAA00014 | Simple Style Gum Protection Toothbrush | Simple Style Gum Protection Toothbrush (8 Pack) | فرشاة اسنان بسيطة لحماية اللثة | فرشاة اسان بسيطة لحماية اللثة
Younger MFG Co | الفليبين | Philippines | ME0000009573SFDAA00001 | TRANSITIONS | SPECTACLE LENSES-SEMI-FINISHED OPTICAL LENSES | Semi-Finished optical lens. Used for eye sight correction | عدسات طبية
Transitions Optical Phil Inc | الفليبين | Philippines | ME0000005659SFDAA00001 | Transitions | Spectacle lens | Spectacles Lenses used for eyeglasses appropriate lens is edged into frame and worn in front of eyes | العدسات المستخدمة للنظارات تكون بارتفاع العدسة المناسبة في الاطار وتلبس امام العينين
Ivoclar Vivadent AG | الفليبين | Philippines | ME0000000609SFDAA00001 | Mixing Tips Refill blue tapered 50 | Dental Mixing Tips
Ivoclar Vivadent AG | الفليبين | Philippines | ME0000000609SFDAA00002 | MultiCore Flow Intra Oral Tips Ref10 | Intra Oral Tips
Ivoclar Vivadent AG | الفليبين | Philippines | ME0000000609SFDAA00003 | Root Canal Tips Refill 5 | Root Canal Tips
Ivoclar Vivadent AG | الفليبين | Philippines | ME0000000609SFDAA00004 | Virtual 380 Refill Dynamic Mixer 50 | Mixer to the cartridge
Ivoclar Vivadent AG | الفليبين | Philippines | ME0000000609SFDAA00005 | Virtual Refill Intra Oral Tips Large and Small | Intra Oral tips
Ivoclar Vivadent AG | الفليبين | Philippines | ME0000000609SFDAA00006 | Virtual Refill Mixing Tips Small and Large | Mixing tips
Ivoclar Vivadent AG | الفليبين | Philippines | ME0000000609SFDAA00007 | Mixing Tips Refill Short | Mixing Tips Refill Short
Ivoclar Vivadent AG | الفليبين | Philippines | ME0000000609SFDAA00008 | MultiCore Intra Oral Tips Refill 50 | Intra Oral Tips
Ivoclar Vivadent AG | الفليبين | Philippines | ME0000000609SFDAA00009 | MultiCore Mixing Tips Refill 50 | Mixing Tips
Ivoclar Vivadent AG | الفليبين | Philippines | ME0000000609SFDAA00010 | Apexit Plus Mixing Tips | Mixing Tips
RICHARD WOLF GMBH | المانيا | Germany | ME0000001080SFDAA00029 | SEALING CAP | SEALING CAP | Endoscope assembly adaptor
RICHARD WOLF GMBH | المانيا | Germany | ME0000001080SFDAA00031 | SHEATH TUBE | N/A | Component of TipControl RF instruments
Gebruder Martin GmbH & Co KG | المانيا | Germany | ME0000002645SFDAA00087 | Spinal Rongeur | Spinal Rongeur | Spinal Rongeur
KARL STORZ SE & Co. KG | المانيا | Germany | ME0000003576SFDAA01074 | Cold Knife | Scalpel, reusable | Scalpel, reusable
KARL STORZ SE & Co. KG | المانيا | Germany | ME0000003576SFDAA01079 | Sleeve | Orthopaedic implant inserter/extract | Orthopaedic implant inserter/extract
KARL STORZ SE & Co. KG | المانيا | Germany | ME0000003576SFDAA01070 | C-MAC Video Laryngoscope MAC | Rigid non-bladed video intubation laryngoscope | Laryngoscope Blade
KARL STORZ SE & Co. KG | المانيا | Germany | ME0000003576SFDAA01076 | Tongue Blade | Tongue depressor, surgical | Tongue depressor, surgical
KARL STORZ SE & Co. KG | المانيا | Germany | ME0000003576SFDAA01080 | COTTLE Nasal Speculum | Nasal speculum, reusable | Nasal speculum, reusable
KARL STORZ SE & Co. KG | المانيا | Germany | ME0000003576SFDAA01089 | Operating Sheath | Endoscope sheath, reusable | Endoscope sheath, reusable
KARL STORZ SE & Co. KG | المانيا | Germany | ME0000003576SFDAA01093 | Tongue Depressor | Tongue depressor, surgical | Tongue depressor, surgical
Olympus Winter & IBE GmbH | المانيا | Germany | ME0000002711SFDAA00026 | Adapter for ETD, for LT QUICKFIX | Adapter for ETD, for LT QUICKFIX | Adapter for ETD, for LT QUICKFIX
m-u-t GmbH | المانيا | Germany | ME0000002543SFDAA00001 | Flow Adapter | OE Flow Adapter | OE Flow Adapter
Olympus Winter & IBE GmbH | المانيا | Germany | ME0000002711SFDAA00029 | Leakage tester for flexible Olympus endoscopes | Leakage tester for flexible Olympus endoscopes | Leakage tester for flexible Olympus endoscopes
Olympus Winter & IBE GmbH | المانيا | Germany | ME0000002711SFDAA00032 | Adapter VMC to VNS mechanical | Adapter VMC to VNS mechanical | Adapter VMC to VNS mechanical
Olympus Winter & IBE GmbH | المانيا | Germany | ME0000002711SFDAA00033 | Adapter VMC to CSU, blank | Adapter VMC to CSU, blank | Adapter VMC to CSU, blank
m-u-t GmbH | المانيا | Germany | ME0000002543SFDAA00002 | Flow Adapter ''Multi-Use III'' | OE Flow Adapter Typ Pentax Gastroset | Flow Adapter
m-u-t GmbH | المانيا | Germany | ME0000002543SFDAA00003 | Flow Adapter ''Multi-Use IV'' | OE Flow Adapter Typ Pentax Bronchoset | OE Flow Adapter
Olympus Winter & IBE GmbH | المانيا | Germany | ME0000002711SFDAA00034 | Light source "EndoLED", for flexible endoscopes | Light source "EndoLED", for flexible endoscopes | Light source "EndoLED", for flexible endoscopes
Olympus Winter & IBE GmbH | المانيا | Germany | ME0000002711SFDAA00044 | Footswitch Double Pedal | Foot switch, double, for, ESG-400 | Foot switch, double, for, ESG-400
Olympus Winter & IBE GmbH | المانيا | Germany | ME0000002711SFDAA00045 | Footswitch Single Pedal | Foot switch, single, for, ESG-400 | Foot switch
Olympus Winter & IBE GmbH | المانيا | Germany | ME0000002711SFDAA00046 | Footswitch ESG | Footswitch ESG | Footswitch
Olympus Winter & IBE GmbH | المانيا | Germany | ME0000002711SFDAA00047 | Scissors, 9 Fr. X 330 mm, flexible | Scissors, 9 Fr. X 330 mm, flexible | Scissors
Olympus Winter & IBE GmbH | المانيا | Germany | ME0000002711SFDAA00048 | Punch, for bladder stones, optical | Punch, for bladder stones, optical | Punch, for bladder stones, optical
Olympus Winter & IBE GmbH | المانيا | Germany | ME0000002711SFDAA00049 | Insert tray, for urology | Insert tray, for urology | Insert tray
Olympus Winter & IBE GmbH | المانيا | Germany | ME0000002711SFDAA00050 | Instrument tray, large, with lid | Instrument tray, large, with lid | Instrument tray, large, with lid
Olympus Winter & IBE GmbH | المانيا | Germany | ME0000002711SFDAA00051 | Instrument tray, for CHF/CYF/ENF/HYF/LF/URF series | Instrument tray, for flexible endoscopes of CHF, CYF, ENF, HYF, LF, and URF series | Instrument tray
Olympus Winter & IBE GmbH | المانيا | Germany | ME0000002711SFDAA00052 | Insert tray, for camera head and adapter | Insert tray, for camera head and adapter | Insert tray
Olympus Winter & IBE GmbH | المانيا | Germany | ME0000002711SFDAA00053 | Syringe, 150 ml, with clamping cone | Syringe, 150 ml, with clamping cone | Syringe
Olympus Winter & IBE GmbH | المانيا | Germany | ME0000002711SFDAA00054 | Syringe, 150 ml, with flexible clamping cone | Syringe, 150 ml, with flexible clamping cone | Syringe
Olympus Winter & IBE GmbH | المانيا | Germany | ME0000002711SFDAA00055 | Spare cylinder, for A0555 | Spare cylinder, for A0555 | Spare cylinder
Olympus Winter & IBE GmbH | المانيا | Germany | ME0000002711SFDAA00056 | Pressure ball, for O3657 | Pressure ball, for O3657 | Pressure ball
m-u-t GmbH | المانيا | Germany | ME0000002543SFDAA00004 | Flow Adapter | OE Flow Adapter | OE Flow Adapter
Olympus Winter & IBE GmbH | المانيا | Germany | ME0000002711SFDAA00060 | Control Unit "VMC-10" | Control Unit "VMC-10" for video management, HD, set | Control Unit "VMC-10" for video management, HD, set
Olympus Winter & IBE GmbH | المانيا | Germany | ME0000002711SFDAA00061 | Expansion Unit "VMR-10" | Expansion Unit "VMR-10", HD | Expansion Unit "VMR-10", HD
Ecolab Deutschland GmbH | المانيا | Germany | ME0000000955SFDAA00003 | Olympus EndoAct | N/A | Reprocessing Disinfectant
Ecolab Deutschland GmbH | المانيا | Germany | ME0000000955SFDAA00004 | Olympus EndoDet | N/A | Reprocessing Disinfectant
evonos GmbH & Co. KG | المانيا | Germany | ME0000002540SFDAA00003 | Loop, acc. to Billeau, straight | Loop, acc. to Billeau, straight | A scraping surgical instrument with a ring-shaped, fenestrated or spoon-like tip.
evonos GmbH & Co. KG | المانيا | Germany | ME0000002540SFDAA00004 | Ear scissors, acc. to Bellucci, micro, straight, size 80 | Ear scissors, acc. to Bellucci, micro, straight, size 80 | The Scissors are designed for cutting tissue or sutures.
evonos GmbH & Co. KG | المانيا | Germany | ME0000002540SFDAA00005 | Polyp snare, acc. to Krause, size 180 | Polyp snare, acc. to Krause, size 180 | A channel, or cannula, and two stationary and one sliding finger rings used during ENT surgery
evonos GmbH & Co. KG | المانيا | Germany | ME0000002540SFDAA00010 | Tuning fork, acc. to Hartmann, concert pitch | Tuning fork, acc. to Hartmann, concert pitch | Instruments for Orthopedic and neurosurgical applications
evonos GmbH & Co. KG | المانيا | Germany | ME0000002540SFDAA00011 | Mirror, with handle, size 20 | Mirror, with handle, size 20 | Instruments for Orthopedic and neurosurgical applications
evonos GmbH & Co. KG | المانيا | Germany | ME0000002540SFDAA00012 | Ear speculum | Ear speculum | Instruments for Orthopedic and neurosurgical applications
evonos GmbH & Co. KG | المانيا | Germany | ME0000002540SFDAA00013 | Nasal Speculum | Nasal Speculum | Nasal Speculum
Olympus Winter & lbe GmbH | المانيا | Germany | ME0000002519SFDAA00013 | OLYMPUS CLL-S1 | OLYMPUS CLL-S1 | Light Sources
Olympus Winter & lbe GmbH | المانيا | Germany | ME0000002519SFDAA00014 | OLYMPUS CLL-V1 | OLYMPUS CLL-V1 | Light Sources
Olympus Winter & lbe GmbH | المانيا | Germany | ME0000002519SFDAA00102 | HF Cable, Monopolar | HF Cable, Monopolar | Electrosurgical Cables and Adapters, Active Cords
Olympus Winter & lbe GmbH | المانيا | Germany | ME0000002519SFDAA00106 | Light-guide adapter, Olympus to Storz light source | Light-guide adapter, Olympus to Storz light source | Electrosurgical Cables and Adapters, Active Cords
Olympus Winter & lbe GmbH | المانيا | Germany | ME0000002519SFDAA00109 | HF cable, bipolar | HF cable, bipolar | Electrosurgical Cables and Adapters, Active Cords
Olympus Winter & lbe GmbH | المانيا | Germany | ME0000002519SFDAA00117 | Light-guide cable | Light-guide cable | Electrosurgical Cables and Adapters, Active Cords
AKRUS GmbH Co KG | المانيا | Germany | ME0000004033SFDAA00001 | IT 1060.I | Instrument table | Instrument table
Carl Zeiss Meditec AG | المانيا | Germany | ME0000003615SFDAA00001 | ARTEVO 800 | ARTEVO 800 | Surgical Microscope
Aesculap AG | المانيا | Germany | ME0000000908SFDAA00077 | STERILIT I OIL SPRAY | Instrument Lubricant | Instrument Lubricant
Carl Zeiss Meditec AG | المانيا | Germany | ME0000003615SFDAA00002 | VISULUX | VISULUX | Slit Lamp
Carl Zeiss Meditec AG | المانيا | Germany | ME0000003615SFDAA00003 | RESIGHT metal tray | Tray | surgical metal tray
Carl Zeiss Meditec AG | المانيا | Germany | ME0000003615SFDAA00004 | SL 220 | SL 220 | Slit Lamp
Carl Zeiss Meditec AG | المانيا | Germany | ME0000003615SFDAA00005 | Resight 700 | Fundus Viewing System | Fundus Viewing System
Carl Zeiss Meditec AG | المانيا | Germany | ME0000003615SFDAA00006 | RESIGHT 500 | Fundus Viewing System | Fundus Viewing System
AKRUS GmbH Co KG | المانيا | Germany | ME0000004033SFDAA00002 | IT 760.i | Instrument table | Instrument table
Carl Zeiss Meditec AG | المانيا | Germany | ME0000003615SFDAA00007 | Tivato 700 | Tivato 700 | Surgical Microscope
Carl Zeiss Meditec AG | المانيا | Germany | ME0000003615SFDAA00053 | EyeMag Smart | EyeMag Smart | Medical loupe
Carl Zeiss Meditec AG | المانيا | Germany | ME0000003615SFDAA00077 | EyeMag Pro F | EyeMag Pro F | Medical loupe to magnify the region of interest.
Carl Zeiss Meditec AG | المانيا | Germany | ME0000003615SFDAA00078 | EyeMag Pro S | EyeMag Pro S | Medical loupe to magnify the region of interest
TRACOE medical GmbH | المانيا | Germany | ME0000004167SFDAA00001 | Tracoe larynx | TRACOE Adhesive Carriers | Adhesive Carriers
TRACOE medical GmbH | المانيا | Germany | ME0000004167SFDAA00002 | Tracoe Neck Straps REF 903 | Neck Strap | Neck Strap.
TRACOE medical GmbH | المانيا | Germany | ME0000004167SFDAA00003 | Tracoe Care | Tracoe Clean Tube | Cleaning Tube
Akrus GMBH Co KG | المانيا | Germany | ME0000004983SFDAA00001 | LS Comfort | Patient Bed LS Comfort | LS Comfort
pro med instruments GmbH | المانيا | Germany | ME0000004765SFDAA00008 | DORO® Quick-Clamp Coupling Set | DORO® Quick-Clamp Coupling Set | Clamp Coupling
pro med instruments GmbH | المانيا | Germany | ME0000004765SFDAA00012 | DORO® Quick-Clamp w/ Interface Mizuho-Type Retractors | DORO® Quick-Clamp w/ Interface Mizuho-Type Retractors | Clamp with Interface to Retractors
pro med instruments GmbH | المانيا | Germany | ME0000004765SFDAA00015 | DORO LUNA® Standard Retractor System & DORO® QR3 Headrest System | DORO LUNA® Standard Retractor System & DORO® QR3 Headrest System | Standard Retractor System and Headrest System
pro med instruments GmbH | المانيا | Germany | ME0000004765SFDAA00016 | DORO LUNA® Compact Retractor System & DORO® QR3 Skull Clamp | DORO LUNA® Compact Retractor System & DORO® QR3 Skull Clamp | Compact Retractor System and Skull Clamp
pro med instruments GmbH | المانيا | Germany | ME0000004765SFDAA00017 | DORO® Quick-Clamp w/ Starburst for Radiolucent Quick-Rail® | DORO® Quick-Clamp w/ Starburst for Radiolucent Quick-Rail® | Clamp for Radiolucent Rail
pro med instruments GmbH | المانيا | Germany | ME0000004765SFDAA00019 | DORO LUNA® Standard Retractor System | DORO LUNA® Standard Retractor System | Standard Retractor System
pro med instruments GmbH | المانيا | Germany | ME0000004765SFDAA00024 | DORO® Halo Support Bracket with Adaptor | DORO® Halo Support Bracket with Adaptor | Retractor System supporting device with connector
pro med instruments GmbH | المانيا | Germany | ME0000004765SFDAA00025 | DORO® Flexible Arm | DORO® Flexible Arm | Flexible Arm 230 mm and 300 mm
pro med instruments GmbH | المانيا | Germany | ME0000004765SFDAA00028 | DORO® Flexible Rotary Arm | DORO® Flexible Rotary Arm | Flexible Rotary Arm
pro med instruments GmbH | المانيا | Germany | ME0000004765SFDAA00029 | DORO® Halo Retractor System w/ C-Clamp | DORO® Halo Retractor System w/ C-Clamp | Halo Retractor System complete
pro med instruments GmbH | المانيا | Germany | ME0000004765SFDAA00030 | DORO® Clamp body for Skin Hooks | DORO® Clamp body for Skin Hooks | Clamp body for Skin Hooks
pro med instruments GmbH | المانيا | Germany | ME0000004765SFDAA00032 | DORO® Mini Vice | DORO® Mini Vice | Mini Vice
pro med instruments GmbH | المانيا | Germany | ME0000004765SFDAA00033 | DORO LUNA® Coupling | DORO LUNA® Coupling | Connector for medical device
pro med instruments GmbH | المانيا | Germany | ME0000004765SFDAA00035 | DORO LUNA® Curve | DORO LUNA® Curve | Connector for medical device
ERBE Elektromedizin GmbH | المانيا | Germany | ME0000001015SFDAA00002 | Monopolar Cable | Connecting Cables | Connecting Cables
ERBE Elektromedizin GmbH | المانيا | Germany | ME0000001015SFDAA00003 | Bipolar Connecting Cable | Bipolar Connecting Cable | Bipolar Connecting Cable
Medela AG | المانيا | Germany | ME0000005343SFDAA00001 | Suction bag with solidifier | Suction Liner | Suction bag with solidifier
Medela AG | المانيا | Germany | ME0000005343SFDAA00002 | Suction Bag | Suction Liner | Suction Bag
Medi GmbH & Co. KG | المانيا | Germany | ME0000005795SFDAA00003 | Mediven Thrombexin 18 | Mediven Thrombexin 18 | Anti Thrombosis Stockings
a1 medical GmbH | المانيا | Germany | ME0000004671SFDAA00002 | Tooke Corneal Knife | Messer, Katarakt | Tooke Corneal Knife, straight blade & curved cutting edge 3.0 x 18.0mm, length 11.5cm
a1 medical GmbH | المانيا | Germany | ME0000004671SFDAA00002 | Tooke Corneal Knife | Messer, Katarakt | Tooke Corneal Knife, straight blade & curved cutting edge 3.0 x 18.0mm, length 11.5cm
a1 medical GmbH | المانيا | Germany | ME0000004671SFDAA00003 | Fukasaku „Hokey“ Knife | Messer, Katarakt | Fukasaku „Hokey“ Knife, length 11.5cm
a1 medical GmbH | المانيا | Germany | ME0000004671SFDAA00001 | Gill Corneal Knife | Messer, Katarakt | Gill Corneal Knife, straight & curved cutting edge Gill Corneal Knife, slightly curved, curved cutting edge
a1 medical GmbH | المانيا | Germany | ME0000004671SFDAA00003 | Fukasaku „Hokey“ Knife | Messer, Katarakt | Fukasaku „Hokey“ Knife, length 11.5cm
a1 medical GmbH | المانيا | Germany | ME0000004671SFDAA00003 | Fukasaku „Hokey“ Knife | Messer, Katarakt | Fukasaku „Hokey“ Knife, length 11.5cm
Dragerwerk AG & Co. KGaA | المانيا | Germany | ME0000006565SFDAA00037 | Neonatal Test Lung, reusable | Test Lung | Test of Dräger ventilators. The ventilator must perform a system test, before it is used on a patient.
KARL STORZ SE & Co. KG | المانيا | Germany | ME0000003576SFDAA01092 | RING Tongue Blade | Tongue depressor, surgical | Tongue depressor, surgical
KARL STORZ SE & Co. KG | المانيا | Germany | ME0000003576SFDAA01083 | DINGMANN Tongue Blade | Tongue depressor, surgical | Tongue depressor, surgical
KARL STORZ SE & Co. KG | المانيا | Germany | ME0000003576SFDAA01073 | Protection Cap | Endoscope patient protection cap, reusable | Protection Cap, C-MAC Vid Laryng.8403xxx
KARL STORZ SE & Co. KG | المانيا | Germany | ME0000003576SFDAA01078 | FARRIOR Ear Speculum | Ear speculum, reusable | Ear speculum, reusable
KARL STORZ SE & Co. KG | المانيا | Germany | ME0000003576SFDAA01082 | RUSSEL-DAVIS Tongue Blade | Tongue depressor, surgical | Tongue depressor, surgical
KARL STORZ SE & Co. KG | المانيا | Germany | ME0000003576SFDAA01091 | RUDERT Nasal Speculum | Nasal speculum, reusable | Nasal speculum, reusable
KARL STORZ SE & Co. KG | المانيا | Germany | ME0000003576SFDAA01100 | Double-Edged Knife | Scalpel, reusable | Scalpel, reusable
novacare GmbH | المانيا | Germany | ME0000001940SFDAA00023 | VarioXX² | Lightweight wheelchair | Lightweight wheelchair used to transport a person either actively (by using the hand rims) or passively (propelled by an attendant)
KARL STORZ SE & Co. KG | المانيا | Germany | ME0000003576SFDAA01101 | Examination Sheath | Endoscope sheath, reusable | Endoscope sheath, reusable
KARL STORZ SE & Co. KG | المانيا | Germany | ME0000003576SFDAA01084 | Illuminated Nasal Speculum | Nasal speculum, reusable | Nasal speculum, reusable
KARL STORZ SE & Co. KG | المانيا | Germany | ME0000003576SFDAA01106 | Speculum Holder | Ear speculum, reusable | Ear speculum, reusable
KARL STORZ SE & Co. KG | المانيا | Germany | ME0000003576SFDAA01099 | BECKMANN Nasal Speculum | Nasal speculum, reusable | Nasal speculum, reusable
KARL STORZ SE & Co. KG | المانيا | Germany | ME0000003576SFDAA01103 | MCIVOR Mouth Gag | Mouth gag, adjustable, reusable | Mouth gag, adjustable, reusable
KARL STORZ SE & Co. KG | المانيا | Germany | ME0000003576SFDAA01108 | Round Knife | Scalpel, reusable | Scalpel, reusable
Gebruder Martin GmbH & Co KG | المانيا | Germany | ME0000002645SFDAA00122 | Surgical mallet | Surgical mallet | Surgical mallet
Gebruder Martin GmbH & Co KG | المانيا | Germany | ME0000002645SFDAA00118 | Soft-Tiss Surg.Forceps Tweezer | Soft-Tiss Surg.Forceps Tweezer | Soft-Tiss Surg.Forceps Tweezer
Gebruder Martin GmbH & Co KG | المانيا | Germany | ME0000002645SFDAA00116 | Periosteal Elevator | Periosteal Elevator | Periosteal Elevator
Gebruder Martin GmbH & Co KG | المانيا | Germany | ME0000002645SFDAA00114 | Nerve Vessel Retractor | Nerve Vessel Retractor | Nerve Vessel Retractor
Gebruder Martin GmbH & Co KG | المانيا | Germany | ME0000002645SFDAA00112 | Nasal Knife | Nasal Knife | Nasal Knife
Gebruder Martin GmbH & Co KG | المانيا | Germany | ME0000002645SFDAA00110 | Medical Tubing Clip/Clamp, Reus | Medical Tubing Clip/Clamp, Reus | Medical Tubing Clip/Clamp, Reus
Gebruder Martin GmbH & Co KG | المانيا | Germany | ME0000002645SFDAA00108 | Lung Spatula | Lung Spatula | Lung Spatula
Gebruder Martin GmbH & Co KG | المانيا | Germany | ME0000002645SFDAA00106 | Intrauterine Curette, Suction | Intrauterine Curette, Suction | Intrauterine Curette, Suction
Gebruder Martin GmbH & Co KG | المانيا | Germany | ME0000002645SFDAA00104 | Haemostatic Knife | Haemostatic Knife | Haemostatic Knife
Gebruder Martin GmbH & Co KG | المانيا | Germany | ME0000002645SFDAA00102 | Gen-Purp Surg. Scissors, Reus. | Gen-Purp Surg. Scissors, Reus. | Gen-Purp Surg. Scissors, Reus.
Gebruder Martin GmbH & Co KG | المانيا | Germany | ME0000002645SFDAA00090 | Craniofacial rongeur, reusable | Craniofacial rongeur, reusable | Craniofacial rongeur, reusable
Gebruder Martin GmbH & Co KG | المانيا | Germany | ME0000002645SFDAA00117 | Rectal Speculum | Rectal Speculum | Rectal Speculum
Gebruder Martin GmbH & Co KG | المانيا | Germany | ME0000002645SFDAA00113 | Middle Ear Pick | Middle Ear Pick | Middle Ear Pick
Gebruder Martin GmbH & Co KG | المانيا | Germany | ME0000002645SFDAA00109 | Manual Surg Saw Blade, Rigid | Manual Surg Saw Blade, Rigid | Manual Surg Saw Blade, Rigid
Gebruder Martin GmbH & Co KG | المانيا | Germany | ME0000002645SFDAA00105 | Hand-Held Surgical Retrac,Reus | Hand-Held Surgical Retrac,Reus | Hand-Held Surgical Retrac,Reus
Gebruder Martin GmbH & Co KG | المانيا | Germany | ME0000002645SFDAA00101 | General-Purpose Calliper,Metallic | General-Purpose Calliper,Metallic | General-Purpose Calliper,Metallic
Gebruder Martin GmbH & Co KG | المانيا | Germany | ME0000002645SFDAA00097 | Ear Scissors | Ear Scissors | Ear Scissors
Gebruder Martin GmbH & Co KG | المانيا | Germany | ME0000002645SFDAA00094 | Dressing/Utility Forceps, Reus | Dressing/Utility Forceps, Reus | Dressing/Utility Forceps, Reus
Gebruder Martin GmbH & Co KG | المانيا | Germany | ME0000002645SFDAA00089 | Bulldog clamp forceps | Bulldog clamp forceps | Bulldog clamp forceps
Gebruder Martin GmbH & Co KG | المانيا | Germany | ME0000002645SFDAA00093 | Dental Spatula | Dental Spatula | Dental Spatula
Gebruder Martin GmbH & Co KG | المانيا | Germany | ME0000002645SFDAA00098 | Endodontic Plugger | Endodontic plugger | Endodontic plugger
Gebruder Martin GmbH & Co KG | المانيا | Germany | ME0000002645SFDAA00103 | Gen-Purpose Surgical Spatula | Gen-Purpose Surgical Spatula | Gen-Purpose Surgical Spatula
Gebruder Martin GmbH & Co KG | المانيا | Germany | ME0000002645SFDAA00107 | Iris Scissors | Iris Scissors | Iris Scissors
Gebruder Martin GmbH & Co KG | المانيا | Germany | ME0000002645SFDAA00111 | Mitral valve dilator | Mitral valve dilator | Mitral valve dilator
Gebruder Martin GmbH & Co KG | المانيا | Germany | ME0000002645SFDAA00115 | Orthopaedic chisel | Orthopaedic chisel | Orthopaedic chisel
Gebruder Martin GmbH & Co KG | المانيا | Germany | ME0000002645SFDAA00121 | Surgical Biopsy Forceps | Surgical Biopsy Forceps | Surgical Biopsy Forceps
A. Schweickhardt GmbH & Co. KG | المانيا | Germany | ME0000007801SFDAA00084 | Retractors | Retractors | Retractors
A. Schweickhardt GmbH & Co. KG | المانيا | Germany | ME0000007801SFDAA00096 | SCHWERT Design | SCHWERT Design | SCHWERT Design
A. Schweickhardt GmbH & Co. KG | المانيا | Germany | ME0000007801SFDAA00092 | Rubberdam Punch Forceps | Forceps | Forceps
A. Schweickhardt GmbH & Co. KG | المانيا | Germany | ME0000007801SFDAA00088 | Root Elevator | Elevator | Elevator
KARL STORZ SE & Co. KG | المانيا | Germany | ME0000003576SFDAA01096 | Sickle Knife | Scalpel, reusable | Scalpel, reusable
KARL STORZ SE & Co. KG | المانيا | Germany | ME0000003576SFDAA01104 | HOLMGREEN Speculum | Ear speculum, reusable | Ear speculum, reusable
KARL STORZ SE & Co. KG | المانيا | Germany | ME0000003576SFDAA01102 | Micro Knife | Scalpel, reusable | Scalpel, reusable
KARL STORZ SE & Co. KG | المانيا | Germany | ME0000003576SFDAA01077 | THUDICHUM Speculum | Nasal speculum, reusable | Nasal speculum, reusable
KARL STORZ SE & Co. KG | المانيا | Germany | ME0000003576SFDAA01090 | Tappet | Orthopaedic implant inserter/extract | Orthopaedic implant inserter/extract
KARL STORZ SE & Co. KG | المانيا | Germany | ME0000003576SFDAA01081 | DAVIS-MEYER Tongue Blade | Tongue depressor, surgical | Tongue depressor, surgical
KARL STORZ SE & Co. KG | المانيا | Germany | ME0000003576SFDAA01098 | Nasal Knife | Scalpel, reusable | Scalpel, reusable
KARL STORZ SE & Co. KG | المانيا | Germany | ME0000003576SFDAA01107 | Silicone Protection, | Mouth gag, adjustable, reusable | Mouth gag, adjustable, reusable
A. Schweickhardt GmbH & Co. KG | المانيا | Germany | ME0000007801SFDAA00082 | Probe Insert | Probe Insert | Probe Insert
A. Schweickhardt GmbH & Co. KG | المانيا | Germany | ME0000007801SFDAA00086 | Rongeur Forceps | Forceps | Forceps
A. Schweickhardt GmbH & Co. KG | المانيا | Germany | ME0000007801SFDAA00090 | Rubberdam Clamp Forceps | Forceps | Forceps
A. Schweickhardt GmbH & Co. KG | المانيا | Germany | ME0000007801SFDAA00094 | Scalpel Blades | Blades | Blades
A. Schweickhardt GmbH & Co. KG | المانيا | Germany | ME0000007801SFDAA00119 | Wrench & screwdriver set | Wrench & screwdriver set | Wrench & screwdriver set
A. Schweickhardt GmbH & Co. KG | المانيا | Germany | ME0000007801SFDAA00117 | Tweezers | Tweezers | Tweezers
A. Schweickhardt GmbH & Co. KG | المانيا | Germany | ME0000007801SFDAA00115 | Tunneling Set | Tunneling Set | Tunneling Set
A. Schweickhardt GmbH & Co. KG | المانيا | Germany | ME0000007801SFDAA00113 | Tissue Forceps | Forceps | Forceps
A. Schweickhardt GmbH & Co. KG | المانيا | Germany | ME0000007801SFDAA00111 | TC Gum Scissors | Scissors | Scissors
A. Schweickhardt GmbH & Co. KG | المانيا | Germany | ME0000007801SFDAA00109 | TC Dissecting Forceps | Forceps | Forceps
A. Schweickhardt GmbH & Co. KG | المانيا | Germany | ME0000007801SFDAA00107 | Surgical Scissors | Surgical Scissors | Surgical Scissors
A. Schweickhardt GmbH & Co. KG | المانيا | Germany | ME0000007801SFDAA00104 | Surgical Aspiration | Surgical Aspiration | Surgical Aspiration
A. Schweickhardt GmbH & Co. KG | المانيا | Germany | ME0000007801SFDAA00102 | Spiculum Raspatory | Spiculum Raspatory | Spiculum Raspatory
A. Schweickhardt GmbH & Co. KG | المانيا | Germany | ME0000007801SFDAA00100 | Sharpening Stone | Sharpening Stone | Sharpening Stone
A. Schweickhardt GmbH & Co. KG | المانيا | Germany | ME0000007801SFDAA00098 | Scissors | Scissors | Scissors
A. Schweickhardt GmbH & Co. KG | المانيا | Germany | ME0000007801SFDAA00095 | Scalpel handles | Handle | Handle
A. Schweickhardt GmbH & Co. KG | المانيا | Germany | ME0000007801SFDAA00093 | Scaler | Scaler | Scaler
A. Schweickhardt GmbH & Co. KG | المانيا | Germany | ME0000007801SFDAA00085 | Retro Instrument | Retro Instrument | Retro Instrument
A. Schweickhardt GmbH & Co. KG | المانيا | Germany | ME0000007801SFDAA00091 | Rubberdam Frame | Rubberdam Frame | Rubberdam Frame
A. Schweickhardt GmbH & Co. KG | المانيا | Germany | ME0000007801SFDAA00083 | Raspatories Seldin | Raspatories Seldin | Raspatories Seldin
A. Schweickhardt GmbH & Co. KG | المانيا | Germany | ME0000007801SFDAA00089 | Root Extract Forceps | Forceps | Forceps
A. Schweickhardt GmbH & Co. KG | المانيا | Germany | ME0000007801SFDAA00087 | Root Canal Plugger | Plugger | Plugger
Ottobock SE & Co. KGaA | المانيا | Germany | ME0000006161SFDAA00011 | Klima-ArmLiner | Klima-ArmLiner | Arm liner
Ottobock SE & Co. KGaA | المانيا | Germany | ME0000006161SFDAA00009 | Mulfifunction correction system joints | Mulfifunction correction system joints | Orthotic Joint
Ottobock SE & Co. KGaA | المانيا | Germany | ME0000006161SFDAA00007 | Thermoplastic AFO | Ankle Foot Orthosis | Ankle Foot Orthosis
Ottobock SE & Co. KGaA | المانيا | Germany | ME0000006161SFDAA00015 | Mod. Polycentric Knee Joint | Mod. Polycentric Knee Joint | Modular Knee Joints
Ottobock SE & Co. KGaA | المانيا | Germany | ME0000006161SFDAA00003 | Otto Bock Dynamic Foot for children | Otto Bock Dynamic Foot for children | prosthetic feet are suitable for use in both modular and exoskeletal prostheses.
Ottobock SE & Co. KGaA | المانيا | Germany | ME0000006161SFDAA00012 | System-Full-Stirrup | System-Full-Stirrup | Full stirrup, with brass bushing, 0° stop
Ottobock SE & Co. KGaA | المانيا | Germany | ME0000006161SFDAA00010 | Single Axis Adapter | Single Axis Adapter | Foot Adapter
Ottobock SE & Co. KGaA | المانيا | Germany | ME0000006161SFDAA00008 | Dorso Arexa | Dorso Arexa | Modular Brace
Ottobock SE & Co. KGaA | المانيا | Germany | ME0000006161SFDAA00013 | System - Limit Mot. Ankle Jt. | System - Limit Mot. Ankle Jt. | System bars and leg bars
Ottobock SE & Co. KGaA | المانيا | Germany | ME0000006161SFDAA00004 | SKEO 3D | SKEO 3D | Skeo liners improve shock absorption and wearer comfort.
Ottobock SE & Co. KGaA | المانيا | Germany | ME0000006161SFDAA00016 | Single Axis Knee Joint | Single Axis Knee Joint | Modular Knee Joints with a stance phase friction brake
Ottobock SE & Co. KGaA | المانيا | Germany | ME0000006161SFDAA00006 | Rotatable 4 prong Adapter with Pyramid | Rotatable 4 prong Adapter with Pyramid | Lamination anchors are laminated into a prosthetic socket
Streifeneder ortho production GmbH | المانيا | Germany | ME0000007909SFDAA00001 | PediSupport night | Foot Postural Support Orthosis | plantar fasciitis, post-operative immobilisation of the lower leg, dorsal flexor – resp. peroneal paralysis, for night postural support, pes equinus position
KARL STORZ SE & Co. KG | المانيا | Germany | ME0000003576SFDAA00212 | Tenotome | FISCH Tenotome, sickle-shaped, 16 cm | FISCH Tenotome, sickle-shaped,extra delicate, length 16 cm
Maquet GmbH | المانيا | Germany | ME0000003539SFDAA00138 | Corded Hand Control | Corded Hand Control | Hand Control for operating table
KARL STORZ SE & Co. KG | المانيا | Germany | ME0000003576SFDAA00209 | Headlight | LED Headlight | LED Headlight
Medi GmbH & Co. KG | المانيا | Germany | ME0000005795SFDAA00005 | mediven forte | mediven forte | medical compression stocking used for compression of the lower extremities | جوارب طبية ضاغطة مصممة لتوفير الضغط المناسب على الطرف الذي تم إلباسه للمرضى الذين يعانون من اضطرابات وريدية وليمفاوية
Medi GmbH & Co. KG | المانيا | Germany | ME0000005795SFDAA00006 | mediven plus | mediven plus | medical compression stocking used for compression of the lower extremities | جوارب طبية ضاغطة مصممة لتوفير الضغط المناسب على الطرف الذي تم إلباسه للمرضى الذين يعانون من اضطرابات وريدية وليمفاوية
Medi GmbH & Co. KG | المانيا | Germany | ME0000005795SFDAA00007 | mediven elegance | mediven elegance | Round-Knitted medical compression stocking used for compression of the lower extremities , mainly for the treatment of disorders of the venous system Not applicable | هذه الجوارب مصممة لتوفير الضغط المناسب على الطرف الذي تم إلباسه للمرضى الذين يعانون من اضطرابات وريدية وليمفاوية
Medi GmpH & CO.KG | المانيا | Germany | ME0000008699SFDAA00001 | circaid juxtafit essentials arm | circaid juxtafit essentials arm | the compression system is designed to provide compression to the arm for patients with venous and lymphatic disorders | هذه الجوارب مصممة لتوفير الضغط المناسب على الطرف الذي تم إلباسه للمرضى الذين يعانون من اضطرابات وريدية وليمفاوية
Medi GmpH & CO.KG | المانيا | Germany | ME0000008699SFDAA00003 | circaid juxtafit premium lower leg | circaid juxtafit premium lower leg | the compression system is designed to provide compression to the leg for patients with venous and lymphatic disorders | هذه الجوارب مصممة لتوفير الضغط المناسب على الطرف الذي تم إلباسه للمرضى الذين يعانون من اضطرابات وريدية وليمفاوية
Medi GmbH & Co. KG | المانيا | Germany | ME0000005795SFDAA00009 | mediven comfort | mediven comfort | Medical compresion stocking | هذه الجوارب مصممة لتوفير الضغط المناسب على الطرف الذي تم إلباسه للمرضى الذين يعانون من اضطرابات وريدية وليمفاوية
Medi GmbH & Co. KG | المانيا | Germany | ME0000005795SFDAA00010 | duomed | duomed | Round -knitted medical compression stocking used for compression of the lower extremities,mainlay for the tretment of disorders of the venous system | هذه الجوارب مصممة لتوفير الضغط المناسب على الطرف الذي تم إلباسه للمرضى الذين يعانون من اضطرابات وريدية وليمفاوية
Medi GmbH & Co. KG | المانيا | Germany | ME0000005795SFDAA00011 | mediven harmony | mediven harmony | Round -knitted medical compression stocking used for compression of the upper extremities,mainlay for the tretment of disorders of the venous or Lymphatic system | هذه الجوارب مصممة لتوفير الضغط المناسب على الطرف الذي تم إلباسه للمرضى الذين يعانون من اضطرابات وريدية وليمفاوية
Medi GmbH & Co. KG | المانيا | Germany | ME0000005795SFDAA00012 | mediven 550 leg | mediven 550 leg | Flat -knitted medical compression stocking used for compression of the Lower extremities,mainlay for the tretment of disorders of the Lymphatic system | هذه الجوارب مصممة لتوفير الضغط المناسب على الطرف الذي تم إلباسه للمرضى الذين يعانون من اضطرابات وريدية وليمفاوية
Medi GmbH & Co. KG | المانيا | Germany | ME0000005795SFDAA00013 | medi elastic elbow support | medi elastic elbow support | MEDI ELASIC ELBOW SUPPORT IS AN ELBOW COMPRESSION SUPPORT | تستخدم مدي دعامة مطاطية للكوع للضغط علي الكوع ودعمه
Medi GmbH & Co. KG | المانيا | Germany | ME0000005795SFDAA00014 | levamed active | levamed active | LEVAMED ACTIVE IS A SUPPORT FOR COMPRESSION OF THE SOFT TISSUE IN THE ANKLE JOINT WITH ADDITIONAL FUNCTIONAL ELEMENTS | ليفاميد اكتف يعتبر بمثابة دعم لضغط الأنسجة الرخوة في مفصل الكاحل مع عناصر وظيفية إضافية
Medi GmbH & Co. KG | المانيا | Germany | ME0000005795SFDAA00015 | protect collar soft | protect collar soft | PROTECT COLLAR SOFT IS A SUPPORT FOR STABILIZING THE CERVICAL SPINE | بووتكت كولور ناعم :يستخدم كدعامة لتثبيت العمود الفقري العنقي
Medi GmbH & Co. KG | المانيا | Germany | ME0000005795SFDAA00016 | mediven sheer & soft | mediven sheer & soft | Round-Knitted medical compression stocking used for comppression of the lower extremities ,mainly for the treatment of disorders of the venous system | هذه الجوارب مصممة لتوفير الضغط المناسب على الطرف الذي تم إلباسه للمرضى الذين يعانون من اضطرابات وريدية وليمفاوية
Medi GmbH & Co. KG | المانيا | Germany | ME0000005795SFDAA00018 | mediven mondi | mediven mondi | Falt-Knitted medical compression garment used for comppression of the lower extremities ,mainly for the treatment of disordersof the Lymphatic system | هذه الجوارب مصممة لتوفير الضغط المناسب على الطرف الذي تم إلباسه للمرضى الذين يعانون من اضطرابات وريدية وليمفاوية
Medi GmbH & Co. KG | المانيا | Germany | ME0000005795SFDAA00023 | mediven esprit | mediven esprit | Flat-Knitted Medical compression garment ,used for compression of the upper extremities,mainly for the treatment of disorder of the lymphatic system not applicable | هذه الجوارب مصممة لتوفير الضغط المناسب على الطرف الذي تم إلباسه للمرضى الذين يعانون من اضطرابات وريدية وليمفاوية
Carl Zeiss Meditec AG | المانيا | Germany | ME0000003615SFDAA00102 | Opmi Drapes | Surgical Drapes, non-sterile | Surgical Drapes, non-sterile
Carl Zeiss Meditec AG | المانيا | Germany | ME0000003615SFDAA00103 | Foot Switch Drapes | Surgical Drapes, non-sterile | Surgical Drapes, non-sterile
Carl Zeiss Meditec AG | المانيا | Germany | ME0000003615SFDAA00104 | VisionGuard Lens Protectors | Surgical Drapes, non-sterile | Surgical Drapes, non-sterile
Ottobock SE & Co. KGaA | المانيا | Germany | ME0000006161SFDAA00020 | MovoShoulder Swing | MovoShoulder Swing | Mechanical Arm Components
Ottobock SE & Co. KGaA | المانيا | Germany | ME0000006161SFDAA00018 | MyoWrist | MyoWrist | Flexion Wrist Joints
Ottobock SE & Co. KGaA | المانيا | Germany | ME0000006161SFDAA00017 | Valve for Isny Socket | Valve for Isny Socket | Connection Valve
Ottobock SE & Co. KGaA | المانيا | Germany | ME0000006161SFDAA00017 | Valve for Isny Socket | Valve for Isny Socket | Connection Valve
Ottobock SE & Co. KGaA | المانيا | Germany | ME0000006161SFDAA00019 | Triple-Control Above-Elbow Harness | Triple-Control Above-Elbow Harness | provide supplementary fixation of the prosthetic socket as well as control of body-powered and hybrid prostheses.
TONTARRA MEDIZINTECHNIK GMBH | المانيا | Germany | ME0000006190SFDAA00001 | Scissors | Scissors | Surgical Standard Instruments
TONTARRA MEDIZINTECHNIK GMBH | المانيا | Germany | ME0000006190SFDAA00001 | Scissors | Scissors | Surgical Standard Instruments
Ottobock SE & Co. KGaA | المانيا | Germany | ME0000006161SFDAA00005 | MovolinoArm Friction | MovolinoArm Friction | Prosthetic Arm
A. Schweickhardt GmbH & Co. KG | المانيا | Germany | ME0000007801SFDAA00099 | Set for Implantology | Set for Implantology | Set for Implantology
A. Schweickhardt GmbH & Co. KG | المانيا | Germany | ME0000007801SFDAA00103 | Sugarman | Sugarman | Sugarman
A. Schweickhardt GmbH & Co. KG | المانيا | Germany | ME0000007801SFDAA00108 | Syndesmotomes | Syndesmotomes | Syndesmotomes
A. Schweickhardt GmbH & Co. KG | المانيا | Germany | ME0000007801SFDAA00112 | TC Needle Holders | Needle Holders | Needle Holders
A. Schweickhardt GmbH & Co. KG | المانيا | Germany | ME0000007801SFDAA00116 | Wash - tray | Wash - tray | Wash - tray
A. Schweickhardt GmbH & Co. KG | المانيا | Germany | ME0000007801SFDAA00097 | SCHWERT-Tray | SCHWERT-Tray | SCHWERT-Tray
A. Schweickhardt GmbH & Co. KG | المانيا | Germany | ME0000007801SFDAA00101 | Spatula | Spatula | Spatula
A. Schweickhardt GmbH & Co. KG | المانيا | Germany | ME0000007801SFDAA00106 | Surgical Kit | Surgical Kit | Surgical Kit
A. Schweickhardt GmbH & Co. KG | المانيا | Germany | ME0000007801SFDAA00110 | TC Gingivectomy Scissors | Scissors | Scissors
A. Schweickhardt GmbH & Co. KG | المانيا | Germany | ME0000007801SFDAA00114 | Tunneling Knife | Knife | Knife
A. Schweickhardt GmbH & Co. KG | المانيا | Germany | ME0000007801SFDAA00118 | Wax Knives | Knife | Knife
Dr. Jean Bausch GmbH & Co. KG | المانيا | Germany | ME0000003201SFDAA00007 | Arti-Check | Articulating Papers | Bausch Articulating Papers 40 μm are micro-thin papers coated on both sides with liquid colors.
ENDO-FLEX GmbH | المانيا | Germany | ME0000010194SFDAA00056 | Lithotripsy Handles RU | Lithotripsy Handle | Lithotripsy Handle (Type III)
A. Schweickhardt GmbH & Co. KG | المانيا | Germany | ME0000007801SFDAA00105 | Surgical Corollary Kit | Surgical Corollary Kit | Surgical Corollary Kit
Eschenbach Optik GmbH | المانيا | Germany | ME0000009574SFDAA00006 | Clip on | Clip ons | Clip ons
KARL STORZ SE & Co. KG | المانيا | Germany | ME0000003576SFDAA01105 | Suspension Chain | Tongue depressor, surgical | Tongue depressor, surgical
KARL STORZ SE & Co. KG | المانيا | Germany | ME0000003576SFDAA01088 | HARTMANN Ear Speculum | Ear speculum, reusable | Ear speculum, reusable
KARL STORZ SE & Co. KG | المانيا | Germany | ME0000003576SFDAA01075 | Nasal Speculum | Nasal speculum, reusable | Nasal speculum, reusable
KARL STORZ SE & Co. KG | المانيا | Germany | ME0000003576SFDAA01095 | Ear Speculum | Ear speculum, reusable | Ear speculum, reusable
KARL STORZ SE & Co. KG | المانيا | Germany | ME0000003576SFDAA01110 | Pointed Knife | Scalpel, reusable | Scalpel, reusable
a1 medical GmbH | المانيا | Germany | ME0000004671SFDAA00005 | Paton Corneal Dissector | Messer, Katarakt | Paton Corneal Dissector, length 11.5cm
a1 medical GmbH | المانيا | Germany | ME0000004671SFDAA00004 | Bonn Scleral Knife | Messer, Katarakt | Bonn Scleral Knife, 4.0mm blade length 12.5cm
Ottobock SE & Co. KGaA | المانيا | Germany | ME0000006161SFDAA00014 | Ring Lock Kn. Jt. for Child | Ring Lock Kn. Jt. for Child | System bars and leg bars
KaWeCo GmbH. | المانيا | Germany | ME0000006150SFDAA00001 | mamivac EASY | MANUAL BREAST PUMP | MANUAL BREAST PUMP | مضخة شفط حليب يدوية
SUNRISE MEDICAL GMBH | المانيا | Germany | ME0000008136SFDAA00003 | Quickie | Quickie | wheelchair To help people with disability | كرسي يساعد على التنقل لذوي الاحتياجات الخاصة
Dr. Schumacher GmbH | المانيا | Germany | ME0000004320SFDAA00001 | SPEZIAL ÖLSPRAY | SPEZIAL ÖLSPRAY | Spezial Ölspray is an aerosol spray for the maintenance of medical instruments, especially for particular instruments.
IBA Dosimetry GmbH | المانيا | Germany | ME0000006584SFDAA00015 | Sphinx | Phantom | The intended use of the Sphinx Phantom system is to perform and document quality assurance activities for Pencil Beam type delivery.
Helmut Zepf Medizintechik GmbH | المانيا | Germany | ME0000008129SFDAA00111 | Crown Ring Remover | Dental Instrument | Dental instrument
Helmut Zepf Medizintechik GmbH | المانيا | Germany | ME0000008129SFDAA00111 | Crown Ring Remover | Dental Instrument | Dental instrument
Varta Microbattery GmbH | المانيا | Germany | ME0000009268SFDAA00001 | Power One | Air Hearing Aid Batteries | Zinc Air Hearing Aid Batteries
Varta Microbattery GmbH | المانيا | Germany | ME0000009268SFDAA00001 | Power One | Air Hearing Aid Batteries | Zinc Air Hearing Aid Batteries
Ottobock SE & Co. KGaA | المانيا | Germany | ME0000006161SFDAA00021 | Unilateral Knee Joint | Unilateral Knee Joint | Knee Joint
Ottobock SE & Co. KGaA | المانيا | Germany | ME0000006161SFDAA00022 | C-Walk | C-Walk | Prosthetic foot.
Ottobock SE & Co. KGaA | المانيا | Germany | ME0000006161SFDAA00026 | Lightweight Hydraulic Knee | Lightweight Hydraulic Knee | Knee Joints
Ottobock SE & Co. KGaA | المانيا | Germany | ME0000006161SFDAA00027 | Dynamic Motion | Dynamic Motion | Prosthetic foot.
Ottobock SE & Co. KGaA | المانيا | Germany | ME0000006161SFDAA00028 | Tube adapter | Tube adapter | Tube adapters are used as components for modular lower limb prostheses.
Ottobock SE & Co. KGaA | المانيا | Germany | ME0000006161SFDAA00029 | Single Axis Knee Joint | Single Axis Knee Joint | Knee Joints
Ottobock SE & Co. KGaA | المانيا | Germany | ME0000006161SFDAA00030 | Polycntr. Knee Joint | Polycntr. Knee Joint | Knee Joints
Ottobock SE & Co. KGaA | المانيا | Germany | ME0000006161SFDAA00031 | Modular Knee Joint | Modular Knee Joint | Modular Knee Joint for prosthetic fitting of the lower limb.
Ottobock SE & Co. KGaA | المانيا | Germany | ME0000006161SFDAA00032 | Modular EBS Knee Joints | Modular EBS Knee Joints | Knee Joint is used for the prosthetic of the lower limb.
Ottobock SE & Co. KGaA | المانيا | Germany | ME0000006161SFDAA00033 | Modular Hip Joint | Modular Hip Joint | Hip Joints
Ottobock SE & Co. KGaA | المانيا | Germany | ME0000006161SFDAA00034 | Derma Seal | Derma Seal | Residual Limb Socks
Ottobock SE & Co. KGaA | المانيا | Germany | ME0000006161SFDAA00035 | Derma Protection Knee Comfort | Derma Protection Knee Comfort | Knee Sleeves
Ottobock SE & Co. KGaA | المانيا | Germany | ME0000006161SFDAA00036 | Modular Kit Transhumeral | Modular Kit Transhumeral | Modular kits is used for upper limb prosthetic fittings
Ottobock SE & Co. KGaA | المانيا | Germany | ME0000006161SFDAA00037 | Modular Transtibial Kit | Modular Transtibial Kit | Tube clamp and tube adapter
Ottobock SE & Co. KGaA | المانيا | Germany | ME0000006161SFDAA00039 | Otto Bock Shoulder Joint | Otto Bock Shoulder Joint | shoulder joint for the exoprosthetic fitting
Ottobock SE & Co. KGaA | المانيا | Germany | ME0000006161SFDAA00040 | Terion | Terion | Prosthetic Foot
Ottobock SE & Co. KGaA | المانيا | Germany | ME0000006161SFDAA00041 | System-Side Bar Set | System-Side Bar Set | Side Bar
Ottobock SE & Co. KGaA | المانيا | Germany | ME0000006161SFDAA00042 | Foot stirrup | Foot stirrup | Foot stirrup
Ottobock SE & Co. KGaA | المانيا | Germany | ME0000006161SFDAA00043 | Socket Adaptor | Socket Adaptor | The Lamination anchors are laminated into a prosthetic socket. They serve to connect the prosthetic socket to the distal prosthetic components.
Ottobock SE & Co. KGaA | المانيا | Germany | ME0000006161SFDAA00044 | Tube Clamp Adaptor | Tube Clamp Adaptor | Tube clamp adapters are used as components for modular lower limb.
Ottobock SE & Co. KGaA | المانيا | Germany | ME0000006161SFDAA00045 | Tube-Adapter | Tube-Adapter | Tube adapters are used as components for modular lower limb prostheses.
Ottobock SE & Co. KGaA | المانيا | Germany | ME0000006161SFDAA00051 | Two-Directional Rubber Knee Cap | Two-Directional Rubber Knee Cap | Suspension Sleeve
Ottobock SE & Co. KGaA | المانيا | Germany | ME0000006161SFDAA00052 | Syst. Ring Lock Joint Head | Syst. Ring Lock Joint Head | Orthotic Knee Joints
Ottobock SE & Co. KGaA | المانيا | Germany | ME0000006161SFDAA00053 | Syst.-Cable Release Jt.Hd. | Syst.-Cable Release Jt.Hd. | Orthotic Knee Joints
Ottobock SE & Co. KGaA | المانيا | Germany | ME0000006161SFDAA00054 | Syst.-Adj.Swiss Lock Knee Joint | Syst.-Adj.Swiss Lock Knee Joint | Orthotic Knee Joints
Ottobock SE & Co. KGaA | المانيا | Germany | ME0000006161SFDAA00056 | X-ible flexible ankle joints | X-ible flexible ankle joints | Flexible ankle joints
Ottobock SE & Co. KGaA | المانيا | Germany | ME0000006161SFDAA00058 | Helix3D Hip Joint | Helix3D Hip Joint | Hip Joint
Ottobock SE & Co. KGaA | المانيا | Germany | ME0000006161SFDAA00060 | Knee Joint | Knee Joint | Polycentric Knee Joint
Ottobock SE & Co. KGaA | المانيا | Germany | ME0000006161SFDAA00061 | Modular | Modular | Prosthetic Knee Joint
Ottobock SE & Co. KGaA | المانيا | Germany | ME0000006161SFDAA00062 | Socket Adapter | Socket Adapter | Socket adapters
Ottobock SE & Co. KGaA | المانيا | Germany | ME0000006161SFDAA00063 | Socket Attachment | Socket Attachment | Socket Attachment Block
Ottobock SE & Co. KGaA | المانيا | Germany | ME0000006161SFDAA00064 | Modular | Modular | Modular Lower Extremity Prostheses
Ottobock SE & Co. KGaA | المانيا | Germany | ME0000006161SFDAA00065 | Sliding Adapter | Sliding Adapter | sliding adapters
Ottobock SE & Co. KGaA | المانيا | Germany | ME0000006161SFDAA00068 | Double Adapter | Double Adapter | Double Adapters are used to connect two pyramid receivers.
Ottobock SE & Co. KGaA | المانيا | Germany | ME0000006161SFDAA00071 | Silicone ArmLiner | Silicone ArmLiner | Silicone Arm Liner
Ottobock SE & Co. KGaA | المانيا | Germany | ME0000006161SFDAA00072 | Harmony P3 | Harmony P3 | Mechanical Vacuum Pumps
Ottobock SE & Co. KGaA | المانيا | Germany | ME0000006161SFDAA00073 | Cosmetic foam cover | Cosmetic foam cover | covers for modular transtibial prostheses
Ottobock SE & Co. KGaA | المانيا | Germany | ME0000006161SFDAA00074 | Derma Seal Gel | Derma Seal Gel | The Derma Seal residual limb socks are made from a polymer gel-coated fabric and are used for transtibial residual limbs.
Ottobock SE & Co. KGaA | المانيا | Germany | ME0000006161SFDAA00075 | Bk Kit-34mm-Clamp-Titanium | Bk Kit-34mm-Clamp-Titanium | The Tube Adapter is to be used in conjunction with the Tube Clamp Adapter as an adjustable and length-adaptable connection element for Modular Lower Extremity Prostheses.
Ottobock SE & Co. KGaA | المانيا | Germany | ME0000006161SFDAA00076 | Foot Adaptor -Titan- | Foot Adaptor -Titan- | The foot adapters are for connecting the prosthetic foot to the distal connection of the modular prosthesis.
Ottobock SE & Co. KGaA | المانيا | Germany | ME0000006161SFDAA00077 | Ischial Bond | Ischial Bond | Seating tape for fabrication of orthoses
Ottobock SE & Co. KGaA | المانيا | Germany | ME0000006161SFDAA00078 | Shuttle Lock | Shuttle Lock | The shuttle lock serves to secure a suitable liner in the prosthetic socket. A lamination anchor is laminated into a the prosthetic socket. Then the shuttle lock is screwed into the lamination anchor.
Ottobock SE & Co. KGaA | المانيا | Germany | ME0000009587SFDAA00001 | Skeo Skinguard , Silicon Gel Liner | Skeo Skinguard , Silicon Gel Liner | liners
Ottobock SE & Co. KGaA | المانيا | Germany | ME0000006161SFDAA00079 | Dynamic Foot with Toes | Dynamic Foot | The prosthetic feet are suitable for use in both modular and exoskeletal prostheses.
Ottobock SE & Co. KGaA | المانيا | Germany | ME0000006161SFDAA00080 | Lamination lancet | Lamination lancet | The Products to be used exclusively for providing a patient with a lower limb orthosis.
Ottobock SE & Co. KGaA | المانيا | Germany | ME0000006161SFDAA00081 | Tube Adaptor | Tube Adaptor | The Tube Adapters are used as components for modular lower limb prostheses.
Ottobock SE & Co. KGaA | المانيا | Germany | ME0000006161SFDAA00083 | Douple Adapter | Douple Adapter | The Double Adapters are used to connect two pyramid adapters.
Ottobock SE & Co. KGaA | المانيا | Germany | ME0000006161SFDAA00084 | E-Mag Active | E-Mag Active | The E-MAG Active is an orthotic knee joint system with stance phase control which offers the user a free swing phase and locks the knee joint for a secure stance phase prior to heel strike.
Ottobock SE & Co. KGaA | المانيا | Germany | ME0000006161SFDAA00085 | Medial Support for E-Mag Active | Medial Support for E-Mag Active | The products are medial supports. The medial supports are used in the medial position in the E-MAG system.
Ottobock SE & Co. KGaA | المانيا | Germany | ME0000006161SFDAA00088 | Single Axis Foot | Single Axis Foot | Prosthetic Feet
Ottobock SE & Co. KGaA | المانيا | Germany | ME0000006161SFDAA00089 | Unilateral ankle joint | Unilateral ankle joint | Ankle Joints
Ottobock SE & Co. KGaA | المانيا | Germany | ME0000006161SFDAA00092 | Click Valve | Click Valve | Threadless valve for transfemoral prostheses
Ottobock SE & Co. KGaA | المانيا | Germany | ME0000006161SFDAA00094 | Footshell for Terion | Footshell for Terion | Footshell is a protective cover for a prosthetic foot.
Ottobock SE & Co. KGaA | المانيا | Germany | ME0000006161SFDAA00095 | Modular Kit foam block | Modular Kit foam block | Foam for upper limp modular prostheses
Ottobock SE & Co. KGaA | المانيا | Germany | ME0000006161SFDAA00096 | Modular Kit Shoulder Disarticulation | Modular Kit Shoulder Disarticulation | Modular kit is used for upper limb prosthetic fittings.
AQUATEC Operations GmbH | المانيا | Germany | ME0000009704SFDAA00001 | H263 Lima, H273 Lima | Mobile shower and toilet commode | The commode is to be used solely as an aid for showering or bathing going to the toilet or for transfer indoors on even surfaces Any other use is prohibited
RUDOLF RIESTER GMBH | المانيا | Germany | ME0000009614SFDAA00001 | ri-scope L1 Otoscope head XL 3.5 | ri-scope L1 otoscope head XL 3.5V | The Riester otoscope described in these Operating Instructions is produced for illumination and examination of the auditory canal in combination with Riester ear specula.
RUDOLF RIESTER GMBH | المانيا | Germany | ME0000009614SFDAA00002 | ri-scope L1 ophthalmoscope head XL 3.5V | ri-scope ophthalmoscope head L1 XL 3.5V | The Riester ophthalmoscope described in these Operating Instructions is produced for the examination of the eye and the eyeground.
RUDOLF RIESTER GMBH | المانيا | Germany | ME0000009614SFDAA00003 | ri-clip Tourniquet for taking blood sample | ri-clip | Taking blood should be as fast and easy as possible - and this begins with compressing the veins.
Helmut Zepf Medizintechik GmbH | المانيا | Germany | ME0000008129SFDAA00113 | Sharpening Stone | Dental Instrument | Dental Instrument
Helmut Zepf Medizintechik GmbH | المانيا | Germany | ME0000008129SFDAA00113 | Sharpening Stone | Dental Instrument | Dental Instrument
KARL STORZ SE & Co. KG | المانيا | Germany | ME0000003576SFDAA00253 | Mobile Stand for 28272 GS | Mobile Stand | Mobile Stand, for use with VERSACRANE Holding Arm 28272 GS
Helmut Zepf Medizintechik GmbH | المانيا | Germany | ME0000008129SFDAA00112 | ARKANSAS Sharping Stone | Dental Instrument | Dental Instrument
KARL STORZ SE & Co. KG | المانيا | Germany | ME0000003576SFDAA00244 | Charging Unit | Charging Unit, for 11301DE/DF | Charging Unit, for two LED battery light sources, with fixed integrated power supply and adaptor for EU, UK, USA and Australia, power supply 110 - 240 VAC, 50/60 Hz, suitable for surface disinfection for use with:11301DE/DF Battery Light Source LED
KARL STORZ SE & Co. KG | المانيا | Germany | ME0000003576SFDAA00255 | Palpation Hook | Hook | Palpation Hook, distally angled 45°, diameter 2 mm, working length 34 cm
KARL STORZ SE & Co. KG | المانيا | Germany | ME0000003576SFDAA00242 | Guide Wire | Guide Wire | Guide wire, blunt on both sides, Ø 0.7 mm, working length 41 cm, Package of 5 pc.
KARL STORZ SE & Co. KG | المانيا | Germany | ME0000003576SFDAA00238 | C-MAC VS | C-MAC VS | C-MAC® VS, rigid intubation videoendoscope with deflectable tip, CMOStechnology, with C-MAC® systeminterface, documentation of images andvideo sequences via BlueButton
KARL STORZ SE & Co. KG | المانيا | Germany | ME0000003576SFDAA00249 | Trephine | Trephine | Trephine, with round handle
Maquet GmbH | المانيا | Germany | ME0000003539SFDAA00139 | IR Remote Control | IR Remote Control | The IR remote control is an optional wireless operating unit for the setting and motorized adjustment of the OR table The design of the control panel enables individual functions to be implemented during surgical interventions
KARL STORZ SE & Co. KG | المانيا | Germany | ME0000003576SFDAA00257 | Knife | Knife | Cold Knife hook-shaped, not to be used with HF currentThis article is only available in units of 6
SIRONA Dental Systems GmbH | المانيا | Germany | ME0000000597SFDAA00093 | Cerec Guide Drill Key Set | Cerec Guide 2 | Drill keys of ceramic blocks for bridge frameworks and non veneered restorations
KARL STORZ SE & Co. KG | المانيا | Germany | ME0000003576SFDAA00259 | LED Headlight KS70, white light | LED Headlight KS70, white light | LED Headlight KS70, white light, lightweight model, control unit and rechargeable battery box on headband, charging unit, illumination area adjustable from 30 - 150 mm in diameter with 40 cm working distance, consisting of:094203 LED Headlight KS70094207 Control Unit094208 Battery Box2x 094224 Battery Pack094229 Charger USB078770 Headband078513 Neoprene Cushion for Headband
KARL STORZ SE & Co. KG | المانيا | Germany | ME0000003576SFDAA00254 | Sleeve | Sleeve | Dilation Sleeve, with two ports, for the inter laminar approach,
KARL STORZ SE & Co. KG | المانيا | Germany | ME0000003576SFDAA00258 | Forceps | Forceps | Surgical Instrument for endoscopy Application
KARL STORZ SE & Co. KG | المانيا | Germany | ME0000003576SFDAA00238 | C-MAC VS | C-MAC VS | C-MAC® VS, rigid intubation videoendoscope with deflectable tip, CMOStechnology, with C-MAC® systeminterface, documentation of images andvideo sequences via BlueButton
KARL STORZ SE & Co. KG | المانيا | Germany | ME0000003576SFDAA00259 | LED Headlight KS70, white light | LED Headlight KS70, white light | LED Headlight KS70, white light, lightweight model, control unit and rechargeable battery box on headband, charging unit, illumination area adjustable from 30 - 150 mm in diameter with 40 cm working distance, consisting of:094203 LED Headlight KS70094207 Control Unit094208 Battery Box2x 094224 Battery Pack094229 Charger USB078770 Headband078513 Neoprene Cushion for Headband
KARL STORZ SE & Co. KG | المانيا | Germany | ME0000003576SFDAA00243 | C-MAC VS, Tube Holder for ETT | C-MAC VS, Tube Holder for ETT | Tube Holder for ETT, for tubefixation, with O2 applicationconnection, inner diameter 5.5 mm,for use with C-MAC® VS 10331 BX
Maquet GmbH | المانيا | Germany | ME0000003539SFDAA00140 | Corded Control Device | Corded Control Device | "The corded control device (116090A0) is an optional corded operating unit for the setting and motorised adjustment of the OR table. The design of the control panel enables individual functions to be implemented during surgical interventions. The product may only be operated by medically trained staff within the OR environment."
KARL STORZ SE & Co. KG | المانيا | Germany | ME0000003576SFDAA00252 | Silicone Pads | Silicone Pads | Silicone Pads for Insert Forceps 30420 PG and 33510 PG, package of 10, autoclavable
a1 medical GmbH | المانيا | Germany | ME0000004671SFDAA00012 | Foreign Body Needle | Nadel, Fremdkörper Auge | Foreign Body Needle, straight, length 12.5cm
a1 medical GmbH | المانيا | Germany | ME0000004671SFDAA00008 | Wheeler Discission Knife | Messer, Katarakt | Wheeler Discission Knife, 1.0 x 18.0mm, length 11.5cm
a1 medical GmbH | المانيا | Germany | ME0000004671SFDAA00007 | Graefe Cataract Knife | Messer, Katarakt | Graefe Cataract Knife, Fig. 1 , length 12.5cm
a1 medical GmbH | المانيا | Germany | ME0000004671SFDAA00011 | Sato Corneal Knife | Messer, Katarakt | Sato Corneal Knife, straight, length 12.5cm
KARL STORZ SE & Co. KG | المانيا | Germany | ME0000003576SFDAA00248 | Wrench | Wrench | Surgical Instrument for endoscopy application
a1 medical GmbH | المانيا | Germany | ME0000004671SFDAA00010 | Ziegler Capsulotomy Knife | Messer, Katarakt | Ziegler Capsulotomy Knife, length 12.0cm
a1 medical GmbH | المانيا | Germany | ME0000004671SFDAA00014 | Plange Foreign Body Needle | Nadel, Fremdkörper Auge | Plange Foreign Body Needle, length 12.0cm
ENDO-FLEX GmbH | المانيا | Germany | ME0000010194SFDAA00003 | Bite Blocks | Bite Blocks SU | Bite Blocks
ENDO-FLEX GmbH | المانيا | Germany | ME0000010194SFDAA00004 | Suction Polyp Traps Su | Suction Polyp Traps SU | Suction Polyp Traps SU
ENDO-FLEX GmbH | المانيا | Germany | ME0000010194SFDAA00005 | Cleaning Brushes | Cleaning Brushes | Cleaning Brushes
UFSK-International OSYS Gmbh | المانيا | Germany | ME0000010189SFDAA00002 | Surgeon's Chair SurgiForce Light | Surgeon's Chair SurgiForce Light | Surgeon's Chair
UFSK-International OSYS Gmbh | المانيا | Germany | ME0000010189SFDAA00003 | Treatment chair 500 Bariatric | Treatment chair 500 bariatric | Treatment chair
KARL STORZ SE & Co. KG | المانيا | Germany | ME0000003576SFDAA01109 | Rosette Knife | Scalpel, reusable | Scalpel, reusable
KARL STORZ SE & Co. KG | المانيا | Germany | ME0000003576SFDAA01094 | Pediatric Speculum | Nasal speculum, reusable | Nasal speculum, reusable
KARL STORZ SE & Co. KG | المانيا | Germany | ME0000003576SFDAA01111 | Plastic Knife | Scalpel, reusable | Scalpel, reusable
KARL STORZ SE & Co. KG | المانيا | Germany | ME0000003576SFDAA01097 | Biopsy Forceps | Flexible endoscopic biopsy forceps | Flexible endoscopic biopsy forceps
KARL STORZ SE & Co. KG | المانيا | Germany | ME0000003576SFDAA01087 | HERBERHOLD Tongue Blade | Tongue depressor, surgical | Tongue depressor, surgical
KARL STORZ SE & Co. KG | المانيا | Germany | ME0000003576SFDAA01072 | C-MAC® Pocket Monitor Set | Image display monitor, colour | C-MAC® Pocket Monitor Set, unit with LCD monitor and power supply for all C-MAC® video laryngoscopes
KARL STORZ SE & Co. KG | المانيا | Germany | ME0000003576SFDAA01085 | Knife | Scalpel, reusable | Scalpel, reusable
KARL STORZ SE & Co. KG | المانيا | Germany | ME0000003576SFDAA01086 | Clamping Jaw | Surgical instrument assist arm Stylet | Surgical instrument assist arm Stylet
CARDIO MEDICAL GmbH | المانيا | Germany | ME0000001124SFDAA00003 | CV MICS Knot Pusher | CV MICS Knot Pusher | CV MICS Knot Pusher
CARDIO MEDICAL GmbH | المانيا | Germany | ME0000001123SFDAA00003 | CV MICS Valve Rongeur | CV MICS Valve Rongeur | CV MICS Valve Rongeur
Gebruder Martin GmbH & Co KG | المانيا | Germany | ME0000002645SFDAA00125 | Mallet | Hammer | Hammers are used in combination with chisels, osteotomes, raspatories and elevatories for transmission of force.
pjur group Luxembourg S.A. | المانيا | Germany | ME0000005195SFDAA00004 | pjur med Premium glide | Personal Lubricant | Silicone based lubricant | مزلق طبي بأساس سيلكون
pjur group Luxembourg S.A. | المانيا | Germany | ME0000005195SFDAA00006 | pjur med Repair glide | Personal Lubricant | Lubricant water base | مزلق طبي ذو أساس مائي
Johnson & Johnson MEDICAL GmbH | المانيا | Germany | ME0000001757SFDAA00003 | PURSE STRING CLAMP | Surgical instrument | The purse string clamp was developed for the mechanical construction of a purse string suture. The clamp can be used on any part of the gastrointestinal tract except the oesophagus.
Streifeneder ortho.production GmbH | المانيا | Germany | ME0000008633SFDAA00138 | Go Relax Carbon Foot | Carbon Foot | Carbon Foot
Streifeneder ortho.production GmbH | المانيا | Germany | ME0000008633SFDAA00140 | GO Adventure Carbon Foot | Carbon Foot | Carbon Foot
Streifeneder ortho.production GmbH | المانيا | Germany | ME0000008633SFDAA00139 | GO FREE Carbon Foot | Carbon Foot | Carbon Foot
KARL STORZ SE & Co. KG | المانيا | Germany | ME0000003576SFDAA00261 | VERSACRANE Holding Arm, low | Holding Arm | VERSACRANE Holding Arm, low, for use in the lithotomy position, spring-supported, with quick release coupling KSLOCK.The VERSACRANE holding arm is intended for use with VITOM® scopes/exoscopes.WARNING: The VERSACRANE holding arm cannot be used with rigid endoscopes!for use with Mobile Stand 28272 GM and KARL STORZ clamping jaws.
a1 medical GmbH | المانيا | Germany | ME0000004671SFDAA00009 | Ziegler Iris Knife | Messer, Katarakt | Ziegler Iris Knife, Fig. 1, 5.0mm, length 12.0cm
ACL Allround Computerdienst Leipzig GmbH | المانيا | Germany | ME0000009759SFDAA00002 | Full-HD monitor | Full-HD monitor | 32 4k Full-HD monitor
ACL Allround Computerdienst Leipzig GmbH | المانيا | Germany | ME0000009759SFDAA00002 | Full-HD monitor | Full-HD monitor | 32 4k Full-HD monitor
a1 medical GmbH | المانيا | Germany | ME0000004671SFDAA00006 | Kuhnt Corneal Scarifier | Messer, Katarakt | Kuhnt Corneal Scarifier, Fig. , length 11.5cm
HEINE Optotechnik GmbH & Co. KG | المانيا | Germany | ME0000004869SFDAA00001 | MICROLIGHT2 MPACK MINI | Headlights | MICROLIGHT2 M.S-FR.+MPACK MINI MICROLIGHT2+LIGHTW.+MPACKMINI
medica Medizintechnik GmbH | المانيا | Germany | ME0000011321SFDAA00001 | THERA TRAINER | Rehabilitation therapy device | The THERA-Trainer coro is a training device to train the postural control of users with minor physical and/or mental impairments, with neurological, age-associated and chronic degenerative diseases, which result in limitations
medica Medizintechnik GmbH | المانيا | Germany | ME0000011321SFDAA00003 | THERA TRAINER | Rehabilitation therapy device | It is an indoor therapy device for supervised indoor use only.is suitable for users with congenital or acquired restrictions or loss of their ability to stand (e.g. for stroke patients, elderly patients, or persons with multiple sclerosis, Parkinson's disease, muscular diseases or paraplegia). The THERA-Trainer enables users to get out of their wheelchairs safely, with or without help depending on the user's condition.
medica Medizintechnik GmbH | المانيا | Germany | ME0000011321SFDAA00004 | THERA TRAINER | Rehabilitation therapy device | The THERA-Trainer e-go is an indoor therapy device for supervised indoor use only.The THERA-Trainer e-go is suitable for users with balance and coordination problems while standing or walking (e. g. for stroke patients, geriatric patients, or persons with multiple sclerosis, Parkinson's disease, muscular diseases or paraplegia).
HEINE Optotechnik GmbH & Co. KG | المانيا | Germany | ME0000004869SFDAA00002 | Otoscoopes | Otoscopes | Otoscopes
Hermann Medizitechnik GmbH | المانيا | Germany | ME0000011476SFDAA00001 | Micro Scissors | Micro Scissors | Micro Scissors
HEINE Optotechnik GmbH & Co. KG | المانيا | Germany | ME0000004869SFDAA00003 | Stethoscopes | Stethoscopes | Stethoscopes
HEINE Optotechnik GmbH & Co. KG | المانيا | Germany | ME0000004869SFDAA00004 | LARYNGOSCOPES | LARYNGOSCOPES | LARYNGOSCOPES
a1 medical GmbH | المانيا | Germany | ME0000004671SFDAA00013 | Bowman Discission Needle | Nadel, Fremdkörper Auge | Bowman Discission Needle, straight, length 12.5cm
HEINE Optotechnik GmbH & Co. KG | المانيا | Germany | ME0000004869SFDAA00005 | Disposable Tips | Disposable Tips | Disposable Tips
HEINE Optotechnik GmbH & Co. KG | المانيا | Germany | ME0000004869SFDAA00006 | Ophthalmoscopes | Ophthalmoscopes | Ophthalmoscopes
KaVo Dental GmbH | المانيا | Germany | ME0000000676SFDAA00096 | KaVoLUX 540 LED | KaVoLUX 540 LED T/U | KaVoLUX 540 LED T/U
HEINE Optotechnik GmbH & Co. KG | المانيا | Germany | ME0000004869SFDAA00007 | Rechargeable Batteries | Rechargeable Batteries | Rechargeable Batteries
HEINE Optotechnik GmbH & Co. KG | المانيا | Germany | ME0000004869SFDAA00075 | MINI 3000 CLIPLAMP WITH HANDLE | Lights | MINI 3000 CLIPLAMP WITH HANDLE
HEINE Optotechnik GmbH & Co. KG | المانيا | Germany | ME0000004869SFDAA00093 | MINI C CLIPLAMP WITH HANDLE | MINI C CLIPLAMP WITH HANDLE | HEINE mini -C Clip Lamp
SIRONA Dental Systems GmbH | المانيا | Germany | ME0000000597SFDAA00108 | ScanPost | Dental Abutment | ScanPost
SIRONA Dental Systems GmbH | المانيا | Germany | ME0000000597SFDAA00108 | ScanPost | Dental Abutment | ScanPost
WHITESmile GmbH | المانيا | Germany | ME0000012123SFDAA00001 | Lip Retractors | Lip Retractors | Lip Retractor
Medical Intelligence Medizintechnik GmbH | المانيا | Germany | ME0000001830SFDAA00022 | Adapter | Board | The couch top extensions extend the surface of the couch top, making a wider range of patient positioning for treatment and imaging possible
Medical Intelligence Medizintechnik GmbH | المانيا | Germany | ME0000001830SFDAA00023 | Extension | Board | The couch top extensions extend the surface of the couch top, making a wider range of patient positioning for treatment and imaging possible.
Helmut Zepf Medizintechik GmbH | المانيا | Germany | ME0000008129SFDAA00116 | Tray wash tray | Dental Instrument | Dental Instrument
Medical Intelligence Medizintechnik GmbH | المانيا | Germany | ME0000001830SFDAA00026 | iBEAM Indexing Bar ( Sat of 3) | Indexing Bar | The couch top extensions extend the surface of the couch top, making a wider range of patient positioning for treatment and imaging possible
Helmut Zepf Medizintechik GmbH | المانيا | Germany | ME0000008129SFDAA00114 | TRAY Surgical Instrument | Dental Instrument | Dental Instrument
Medical Intelligence Medizintechnik GmbH | المانيا | Germany | ME0000001830SFDAA00021 | Couchtop | Board | The couch top extensions extend the surface of the couch top, making a wider range of patient positioning for treatment and imaging possible
Medical Intelligence Medizintechnik GmbH | المانيا | Germany | ME0000001830SFDAA00025 | HexaPOD evo Extension Long | Board | The couch top extensions extend the surface of the couch top, making a wider range of patient positioning for treatment and imaging possible.
Medical Intelligence Medizintechnik GmbH | المانيا | Germany | ME0000001830SFDAA00020 | Connexion | Board | The installation, use and operation of this equipment are subject to the law in the jurisdictions in which the equipment is being used
Medical Intelligence Medizintechnik GmbH | المانيا | Germany | ME0000001830SFDAA00024 | iBEAM evo Removalble Rails EP | Board | The couch top extensions extend the surface of the couch top, making a wider range of patient positioning for treatment and imaging possible
Apaloo GmbH | المانيا | Germany | ME0000007775SFDAA00001 | MOSKINTO | MOSKINTO | The Plaster Strips. | شرائط لاصقة لتخفيف الحكة والتورم بعد لدغة الحشرات
Medical Intelligence Medizintechnik GmbH | المانيا | Germany | ME0000001830SFDAA00022 | Adapter | Board | The couch top extensions extend the surface of the couch top, making a wider range of patient positioning for treatment and imaging possible
Medical Intelligence Medizintechnik GmbH | المانيا | Germany | ME0000001830SFDAA00021 | Couchtop | Board | The couch top extensions extend the surface of the couch top, making a wider range of patient positioning for treatment and imaging possible
Medical Intelligence Medizintechnik GmbH | المانيا | Germany | ME0000001830SFDAA00020 | Connexion | Board | The installation, use and operation of this equipment are subject to the law in the jurisdictions in which the equipment is being used
Medical Intelligence Medizintechnik GmbH | المانيا | Germany | ME0000001830SFDAA00024 | iBEAM evo Removalble Rails EP | Board | The couch top extensions extend the surface of the couch top, making a wider range of patient positioning for treatment and imaging possible
Medical Intelligence Medizintechnik GmbH | المانيا | Germany | ME0000001830SFDAA00022 | Adapter | Board | The couch top extensions extend the surface of the couch top, making a wider range of patient positioning for treatment and imaging possible
Medical Intelligence Medizintechnik GmbH | المانيا | Germany | ME0000001830SFDAA00020 | Connexion | Board | The installation, use and operation of this equipment are subject to the law in the jurisdictions in which the equipment is being used
Medical Intelligence Medizintechnik GmbH | المانيا | Germany | ME0000001830SFDAA00021 | Couchtop | Board | The couch top extensions extend the surface of the couch top, making a wider range of patient positioning for treatment and imaging possible
Medical Intelligence Medizintechnik GmbH | المانيا | Germany | ME0000001830SFDAA00021 | Couchtop | Board | The couch top extensions extend the surface of the couch top, making a wider range of patient positioning for treatment and imaging possible
Medical Intelligence Medizintechnik GmbH | المانيا | Germany | ME0000001830SFDAA00020 | Connexion | Board | The installation, use and operation of this equipment are subject to the law in the jurisdictions in which the equipment is being used
Lohmann & Rauscher International GmbH & Co. KG | المانيا | Germany | ME0000001996SFDAA00168 | Rosidal® TC | Two-component Compression System | Two-component Compression System
Gebruder Martin GmbH & Co KG | المانيا | Germany | ME0000002645SFDAA00100 | General-Purpose Surg.Dissector | General-Purpose Surg.Dissector | General-Purpose Surg.Dissector
Gebruder Martin GmbH & Co KG | المانيا | Germany | ME0000002645SFDAA00096 | Dura Mater Dissector | Dura Mater Dissector | Dura Mater Dissector
Gebruder Martin GmbH & Co KG | المانيا | Germany | ME0000002645SFDAA00123 | Tonsil Knife | Tonsil Knife | Tonsil Knife
Eschenbach Optik GmbH | المانيا | Germany | ME0000000995SFDAA00005 | Eschenbach | head worn visual aids | head worn visual aids
Lohmann & Rauscher International GmbH & Co. KG | المانيا | Germany | ME0000001996SFDAA00164 | Cellacast Soft Semi-rigid Casting Tape | Semi-rigid Casting Tape | function preserving Casting Tape
HEBUmedical GmbH | المانيا | Germany | ME0000009975SFDAA00005 | Finocchietto- rib spreader | rib spreader | rib spreader
Gebruder Martin GmbH & Co KG | المانيا | Germany | ME0000002645SFDAA00124 | Soft-Tiss Surg.Forceps Reus | Soft-Tiss Surg.Forceps Reus | Soft-Tiss Surg.Forceps Reus
Griner | المانيا | Germany | ME0000001122SFDAA00003 | Chair for geriatric facilities as sitting and lying furniture | Recrea | Chair for geriatric facilities as sitting and lying furniture
Lohmann & Rauscher International GmbH & Co. KG | المانيا | Germany | ME0000001996SFDAA00167 | Rosidal® sys | Leg Ulcer Compression System | Leg Ulcer Compression System
HEBUmedical GmbH | المانيا | Germany | ME0000009975SFDAA00004 | vascular scissors | vascular scissors | vascular scissors
Maquet GmbH | المانيا | Germany | ME0000003539SFDAA00142 | Accessory Adapter | Accessory Adapter | Side Rail Accessory mounting device
Medical Intelligence Medizintechnik GmbH | المانيا | Germany | ME0000001830SFDAA00021 | Couchtop | Board | The couch top extensions extend the surface of the couch top, making a wider range of patient positioning for treatment and imaging possible
Medical Intelligence Medizintechnik GmbH | المانيا | Germany | ME0000001830SFDAA00020 | Connexion | Board | The installation, use and operation of this equipment are subject to the law in the jurisdictions in which the equipment is being used
REDA INSTRUMENTE GMBH | المانيا | Germany | ME0000012108SFDAA00030 | Diss. Scissors | Surgical Instrument | Surgical Instrument
REDA INSTRUMENTE GMBH | المانيا | Germany | ME0000012108SFDAA00030 | Diss. Scissors | Surgical Instrument | Surgical Instrument
REDA INSTRUMENTE GMBH | المانيا | Germany | ME0000012108SFDAA00031 | ear polypus forceps | Surgical Instrument | Surgical Instrument
REDA INSTRUMENTE GMBH | المانيا | Germany | ME0000012108SFDAA00029 | Bone Curette | Surgical Instrument | Surgical Instrument
Maquet GmbH | المانيا | Germany | ME0000003539SFDAA00141 | Cross-bar attachment | Cross-bar attachment | Cross Bar shaped support for patient support
REDA INSTRUMENTE GMBH | المانيا | Germany | ME0000012108SFDAA00029 | Bone Curette | Surgical Instrument | Surgical Instrument
Maquet GmbH | المانيا | Germany | ME0000003539SFDAA00141 | Cross-bar attachment | Cross-bar attachment | Cross Bar shaped support for patient support
REDA INSTRUMENTE GMBH | المانيا | Germany | ME0000012108SFDAA00033 | Forceps atraumatic DE BAKEY | Surgical Instrument | Surgical Instrument
Olympus Winter & lbe GmbH | المانيا | Germany | ME0000002519SFDAA00402 | Eyepiece cup, quick lock | Eyepiece cup, quick lock | Accessory for surgical endoscopy
Olympus Winter & lbe GmbH | المانيا | Germany | ME0000002519SFDAA00405 | GRASPING FORCEPS | GRASPING FORCEPS | Accessory for surgical endoscopy
a1 medical GmbH | المانيا | Germany | ME0000004671SFDAA00015 | Foreign Body Spud | Body Spud | Francis Foreign Body Spud, length 12.0cm La Forces Foreign Body Spud, length 12.5cm
a1 medical GmbH | المانيا | Germany | ME0000004671SFDAA00018 | Diamond Step Knife | Messer, Katarakt | Diamond Step Knife, single, 45°, 1.0mm cutting edge Diamond Step Knife, tri-facet, 1.0mm cutting edge Diamond Step Knife, 10-facet, 1.0mm cutting edge
TONTARRA MEDIZINTECHNIK GMBH | المانيا | Germany | ME0000006190SFDAA00003 | Hooks | Hooks | Surgical Standard Instruments
Olympus Winter & lbe GmbH | المانيا | Germany | ME0000002519SFDAA00407 | Instrument tray | Instrument tray | Accessory for surgical endoscopy
Olympus Winter & lbe GmbH | المانيا | Germany | ME0000002519SFDAA00410 | TC-E300 CART | TC-E300 CART | Accessory for surgical endoscopy
Olympus Winter & lbe GmbH | المانيا | Germany | ME0000002519SFDAA00404 | BIOPSY FORCEPS | BIOPSY FORCEPS | Accessory for surgical endoscopy
a1 medical GmbH | المانيا | Germany | ME0000004671SFDAA00016 | Spud & Gouge | Nadel, Fremdkörper Auge | Spud & Gouge, length 16.5cm
Helmut Zepf Medizintechik GmbH | المانيا | Germany | ME0000008129SFDAA00115 | Tray wash basket | Dental Instrument | Dental Instrument
Olympus Winter & lbe GmbH | المانيا | Germany | ME0000002519SFDAA00406 | LG-adapter | LG-adapter | Accessory for surgical endoscopy
REDA INSTRUMENTE GMBH | المانيا | Germany | ME0000012108SFDAA00028 | Bio Barrier Container | Surgical Instrument | Surgical Instrument
Olympus Winter & lbe GmbH | المانيا | Germany | ME0000002519SFDAA00411 | Sealing cap | Sealing cap | Accessory for surgical endoscopy
Olympus Winter & lbe GmbH | المانيا | Germany | ME0000002519SFDAA00400 | Protective tube | Protective tube | Protective tube
REDA INSTRUMENTE GMBH | المانيا | Germany | ME0000012108SFDAA00032 | Forceps 1x2 teeth | Surgical Instrument | Surgical Instrument
MEDENTiKA GmbH | المانيا | Germany | ME0000011408SFDAA00007 | Placement instrument | Placement instrument | Placement instrument is used to insert abutments, scanbodies, abutment and bridge screws.
Ottobock SE & Co. KGaA | المانيا | Germany | ME0000006161SFDAA00002 | Caleo 3D | Caleo 3D | Caleo liners are made of a thermoplastic gel. They effectively reduce shear forces and contribute to skin care by releasing a medical grade mineral oil.
REDA INSTRUMENTE GMBH | المانيا | Germany | ME0000012108SFDAA00034 | forceps dressing | Surgical tweezers | Surgical tweezers
KARL STORZ SE & Co. KG | المانيا | Germany | ME0000003576SFDAA00276 | Sterilization Container | Container | Container for Sterilization and Storage
a1 medical GmbH | المانيا | Germany | ME0000004671SFDAA00024 | Micrometer Diamond Knife | Messer, Katarakt | Micrometer Diamond Knife, Thornton triple-vertical & 15°-cutting edge with 100 microns base cutting edge Micrometer Diamond Knife, double-vertical & 45°-cutting edge, with 200 microns base cutting edge
a1 medical GmbH | المانيا | Germany | ME0000004671SFDAA00020 | Crescent Diamond Knife angled | Messer, Katarakt | Crescent Diamond Knife angled, crescent shaped blade with 2.5mm cutting edge
Helmut Zepf Medizintechik GmbH | المانيا | Germany | ME0000008129SFDAA00122 | PLIERS OPERATIVE | Dental Instrument | Dental Instrument
MEDENTiKA GmbH | المانيا | Germany | ME0000011408SFDAA00009 | Torque ratchet | Torque ratchet | The torque ratchet consists of the ratchet head, ratchet handle and adjusting screw. Medentika placement instruments manual/ratchet (compatible with the Straumann system) can be used in the ratchet head. The ratchet head is lockable to block the torque control. When the ratchet head is not locked the torque can be adjusted progressively from 10 to 40 Ncm.
a1 medical GmbH | المانيا | Germany | ME0000004671SFDAA00025 | Diamond Knife cutting edge | Messer, Katarakt | Diamond Knife with 30 ° cutting edge 1.0mm wide Diamond Knife with 45 ° cutting edge 1.0mm wide
a1 medical GmbH | المانيا | Germany | ME0000004671SFDAA00023 | Phaco Diamond Knife, angled, keratome shaped blade & 4 cutting edges | Messer, Katarakt | Phaco Diamond Knife, angled, keratome shaped blade & 4 cutting edges, 2.5mm
Olympus Winter & lbe GmbH | المانيا | Germany | ME0000002519SFDAA00401 | Adapter, Greenlight laser | Adapter, Greenlight laser | Accessory for surgical endoscopy
a1 medical GmbH | المانيا | Germany | ME0000004671SFDAA00019 | Diamond LRI Step Knife 6-facet blade | Messer, Katarakt | Diamond LRI Step Knife 6-facet blade, single footplate, 3 depth settings: 0.5, 0.55 and 0.6mm
REDA INSTRUMENTE GMBH | المانيا | Germany | ME0000012108SFDAA00024 | Bandage Sciss. | Surgical Instrument | Surgical Instrument
REDA INSTRUMENTE GMBH | المانيا | Germany | ME0000012108SFDAA00024 | Bandage Sciss. | Surgical Instrument | Surgical Instrument
a1 medical GmbH | المانيا | Germany | ME0000004671SFDAA00021 | MICS Diamond Knive | Messer, Katarakt | MICS Diamond Knive, for 1.8mm incision MICS Diamond Knive, trapezoid, angled, for 2.0/2.3mm incisions
MEDENTiKA GmbH | المانيا | Germany | ME0000012232SFDAA00001 | ISO shank adapter | ISO shank adapter | ISO shank adapter are used to insert abutments, scanbodies, abutment and bridge screws.
a1 medical GmbH | المانيا | Germany | ME0000004671SFDAA00022 | Diamond Phaco Knife, keratome shaped blade | Messer, Katarakt | Diamond Phaco Knife, straight, keratome shaped blade, 2.5mm Diamond Phaco Knife, angled, keratome shaped blade, 2.8mm
REDA INSTRUMENTE GMBH | المانيا | Germany | ME0000012108SFDAA00024 | Bandage Sciss. | Surgical Instrument | Surgical Instrument
MEDENTiKA GmbH | المانيا | Germany | ME0000011408SFDAA00010 | Abutment remover / Rescue-Kit | Abutment remover / Rescue-Kit | Stainless Spring Steel used as Rescue-Kit Instrument
MEDENTiKA GmbH | المانيا | Germany | ME0000011408SFDAA00013 | Loosening Tool / Rescue-Kit | Loosening Tool / Rescue-Kit | Stainless Spring Steel used as Rescue-Kit
MEDENTiKA GmbH | المانيا | Germany | ME0000011408SFDAA00013 | Loosening Tool / Rescue-Kit | Loosening Tool / Rescue-Kit | Stainless Spring Steel used as Rescue-Kit
REDA INSTRUMENTE GMBH | المانيا | Germany | ME0000012108SFDAA00037 | Sciss. Dissect TC | Surgical Scissors | Surgical Scissors
MEDENTiKA GmbH | المانيا | Germany | ME0000011408SFDAA00013 | Loosening Tool / Rescue-Kit | Loosening Tool / Rescue-Kit | Stainless Spring Steel used as Rescue-Kit
Helmut Zepf Medizintechik GmbH | المانيا | Germany | ME0000008129SFDAA00123 | RETRACTOR | Dental Instrument | Dental Instrument
MEDENTiKA GmbH | المانيا | Germany | ME0000011408SFDAA00013 | Loosening Tool / Rescue-Kit | Loosening Tool / Rescue-Kit | Stainless Spring Steel used as Rescue-Kit
MEDENTiKA GmbH | المانيا | Germany | ME0000011408SFDAA00013 | Loosening Tool / Rescue-Kit | Loosening Tool / Rescue-Kit | Stainless Spring Steel used as Rescue-Kit
MEDENTiKA GmbH | المانيا | Germany | ME0000011408SFDAA00013 | Loosening Tool / Rescue-Kit | Loosening Tool / Rescue-Kit | Stainless Spring Steel used as Rescue-Kit
MEDENTiKA GmbH | المانيا | Germany | ME0000011408SFDAA00015 | Thread Cleaner / Rescue-Kit | Thread Cleaner / Rescue-Kit | Stainless steel Rescue-Kit Instrument
MEDENTiKA GmbH | المانيا | Germany | ME0000011408SFDAA00015 | Thread Cleaner / Rescue-Kit | Thread Cleaner / Rescue-Kit | Stainless steel Rescue-Kit Instrument
MEDENTiKA GmbH | المانيا | Germany | ME0000011408SFDAA00011 | Drilling Sleeve / Rescue-Kit | Drilling Sleeve / Rescue-Kit | Titanium Grade 5 CF compatible with Straumann / Bone Level
MEDENTiKA GmbH | المانيا | Germany | ME0000011408SFDAA00011 | Drilling Sleeve / Rescue-Kit | Drilling Sleeve / Rescue-Kit | Titanium Grade 5 CF compatible with Straumann / Bone Level
MEDENTiKA GmbH | المانيا | Germany | ME0000011408SFDAA00011 | Drilling Sleeve / Rescue-Kit | Drilling Sleeve / Rescue-Kit | Titanium Grade 5 CF compatible with Straumann / Bone Level
MEDENTiKA GmbH | المانيا | Germany | ME0000011408SFDAA00011 | Drilling Sleeve / Rescue-Kit | Drilling Sleeve / Rescue-Kit | Titanium Grade 5 CF compatible with Straumann / Bone Level
MEDENTiKA GmbH | المانيا | Germany | ME0000011408SFDAA00011 | Drilling Sleeve / Rescue-Kit | Drilling Sleeve / Rescue-Kit | Titanium Grade 5 CF compatible with Straumann / Bone Level
MEDENTiKA GmbH | المانيا | Germany | ME0000011408SFDAA00011 | Drilling Sleeve / Rescue-Kit | Drilling Sleeve / Rescue-Kit | Titanium Grade 5 CF compatible with Straumann / Bone Level
a1 medical GmbH | المانيا | Germany | ME0000004671SFDAA00017 | Chalazion Knife, fine | Messer, Katarakt | Chalazion Knife, fine
a1 medical GmbH | المانيا | Germany | ME0000004671SFDAA00017 | Chalazion Knife, fine | Messer, Katarakt | Chalazion Knife, fine
a1 medical GmbH | المانيا | Germany | ME0000004671SFDAA00017 | Chalazion Knife, fine | Messer, Katarakt | Chalazion Knife, fine
a1 medical GmbH | المانيا | Germany | ME0000004671SFDAA00017 | Chalazion Knife, fine | Messer, Katarakt | Chalazion Knife, fine
a1 medical GmbH | المانيا | Germany | ME0000004671SFDAA00017 | Chalazion Knife, fine | Messer, Katarakt | Chalazion Knife, fine
a1 medical GmbH | المانيا | Germany | ME0000004671SFDAA00017 | Chalazion Knife, fine | Messer, Katarakt | Chalazion Knife, fine
MEDENTiKA GmbH | المانيا | Germany | ME0000011408SFDAA00013 | Loosening Tool / Rescue-Kit | Loosening Tool / Rescue-Kit | Stainless Spring Steel used as Rescue-Kit
MEDENTiKA GmbH | المانيا | Germany | ME0000011408SFDAA00015 | Thread Cleaner / Rescue-Kit | Thread Cleaner / Rescue-Kit | Stainless steel Rescue-Kit Instrument
MEDENTiKA GmbH | المانيا | Germany | ME0000011408SFDAA00011 | Drilling Sleeve / Rescue-Kit | Drilling Sleeve / Rescue-Kit | Titanium Grade 5 CF compatible with Straumann / Bone Level
a1 medical GmbH | المانيا | Germany | ME0000004671SFDAA00017 | Chalazion Knife, fine | Messer, Katarakt | Chalazion Knife, fine
OxMed International GmbH | المانيا | Germany | ME0000012861SFDAA00001 | ZENSIV OSTOMY | ZENSIV OSTOMY | ZenSiv 1PC colostomy bag beige window vent filter
TRUMPF Medizin Systeme GmbH + Co. KG | المانيا | Germany | ME0000001789SFDAA00016 | TruVidia Wireless Receiver | Wireless Receiver | cordless surgical light camera with full HD quality
OxMed International GmbH | المانيا | Germany | ME0000012860SFDAA00001 | ZENSIV OSTOMY | ZENSIV OSTOMY | ZenSiv ileostomy bag beige window filter
MEDENTiKA GmbH | المانيا | Germany | ME0000011408SFDAA00014 | Screw Remover / Rescue-Kit | Screw Remover / Rescue-Kit | Hardened Stainless Steel used as Rescue-Kit
OxMed International GmbH | المانيا | Germany | ME0000012402SFDAA00001 | ZENSIV OSTOMY | ZENSIV OSTOMY | Zensiv Normal hydrocolloid base plate
REDA INSTRUMENTE GMBH | المانيا | Germany | ME0000012108SFDAA00035 | Safety Pin | Surgical Clamps | Surgical Clamps
UFSK International OSYS GmbH | المانيا | Germany | ME0000010214SFDAA00003 | eye Force | eye Force | treatment chair | كرسي العلاج
a1 medical GmbH | المانيا | Germany | ME0000004671SFDAA00026 | Zaldivar multi purpose Diamond Knife | Messer, Katarakt | Zaldivar multi purpose Diamond Knife, 0.55/1.00mm diamond blade, angled, length of blade 4.5mm
a1 medical GmbH | المانيا | Germany | ME0000004671SFDAA00028 | Trephine Blade „short model | Trephine, korneal | Trephine Blade „short model“ 6.0mm Ø
a1 medical GmbH | المانيا | Germany | ME0000004671SFDAA00031 | Eliot Trephine blade | Trephine, korneal | Eliot Trephine blade 1.0mm
a1 medical GmbH | المانيا | Germany | ME0000004671SFDAA00030 | Eliot Trephine blade handle | Trephine, korneal | Eliot Trephine blade handle "standard model"
curea medical GmbH | المانيا | Germany | ME0000012741SFDAA00010 | curea Liquimat | curea Liquimat Basic / Standard | curea Liquimat Basic is a non-sterile floor mat to absorb fluids dripping of the treatment equipment
curea medical GmbH | المانيا | Germany | ME0000012741SFDAA00011 | Curea Medical curea 150 | OR Table Cover | curea 150 is an OR table sheet for single use and consists of a laminate of a polypropylene nonwoven with a breathable polyethylene film an absorbent core made of cellulose and polyacrylate covered with another layer of polypropylene nonwoven
TONTARRA MEDIZINTECHNIK GMBH | المانيا | Germany | ME0000006190SFDAA00008 | Dilators | Dilators | Surgical Standard Instruments
a1 medical GmbH | المانيا | Germany | ME0000004671SFDAA00033 | Chuck Handle round | Messerhalter | Chuck Scalpel Handle round, serrated, 10.0cm
TONTARRA MEDIZINTECHNIK GMBH | المانيا | Germany | ME0000006190SFDAA00007 | Dilators | Dilators | Surgical Standard Instruments
REDA INSTRUMENTE GMBH | المانيا | Germany | ME0000012108SFDAA00036 | Saw Blade only for 34175-00 | Surgical Saws | Surgical Saws
REDA INSTRUMENTE GMBH | المانيا | Germany | ME0000012108SFDAA00038 | Scissors ligature | Surgical Scissors | Surgical Scissors
REDA INSTRUMENTE GMBH | المانيا | Germany | ME0000012108SFDAA00039 | Speculum Set of 3 Pcs. | Surgical Speculum | Surgical Speculum
MEDENTiKA GmbH | المانيا | Germany | ME0000011408SFDAA00012 | Guide Sleeve / Rescue-Kit | Guide Sleeve / Rescue-Kit | Titanium Grade 5 CF Compatible with: Straumann / Bone Level
a1 medical GmbH | المانيا | Germany | ME0000004671SFDAA00027 | Universal Trephine Handle | Trephine, korneal | Universal Trephine Handle
OxMed International GmbH | المانيا | Germany | ME0000012862SFDAA00001 | ZENSETIV | ZENSETIV | hydrocolloid rings
Waldemar Link GmbH & Co. KG | المانيا | Germany | ME0000009859SFDAA00035 | F GEMINI SPAR-K Instrument Set | F GEMINI SPAR-K Instrument Set | Surgical Instrument
Maquet GmbH | المانيا | Germany | ME0000003539SFDAA00165 | Seat Plate Extention | Back Posturing Devices seat plate extensions | Seat Plate Extention
Maquet GmbH | المانيا | Germany | ME0000003539SFDAA00160 | head rest | head rests radiolucent | head rests radiolucent
Maquet GmbH | المانيا | Germany | ME0000003539SFDAA00159 | Extension shoe with inlay | Extension | Extension Shoe
Maquet GmbH | المانيا | Germany | ME0000003539SFDAA00155 | Body Supports | body support | Body Supports
Maquet GmbH | المانيا | Germany | ME0000003539SFDAA00171 | Multipurpose plate for arm surgery | arm board armrest | Multipurpose plate for arm surgery
Maquet GmbH | المانيا | Germany | ME0000003539SFDAA00144 | Leg Plates | Leg Plates | Leg Plate
Maquet GmbH | المانيا | Germany | ME0000003539SFDAA00148 | Anesthesia Screen Standard | Anesthesia Screen Standard | Anesthesia Screen Standard
Maquet GmbH | المانيا | Germany | ME0000003539SFDAA00162 | Extension device | Extension | Extension device
Maquet GmbH | المانيا | Germany | ME0000003539SFDAA00153 | Weinberger arm restraint cuff | Extension | Weinberger arm restraint cuff
Maquet GmbH | المانيا | Germany | ME0000003539SFDAA00147 | Arm Board | Arm Board | Arm Board
Maquet GmbH | المانيا | Germany | ME0000003539SFDAA00169 | Body Strap | Straps | Body Strap
Maquet GmbH | المانيا | Germany | ME0000003539SFDAA00168 | Leg Holder | Leg Support Side Rail | Leg Holder
a1 medical GmbH | المانيا | Germany | ME0000004671SFDAA00032 | Bard-Parker Scalpel Handle | Messer, Katarakt | Bard-Parker Scalpel Handle #3
a1 medical GmbH | المانيا | Germany | ME0000004671SFDAA00032 | Bard-Parker Scalpel Handle | Messer, Katarakt | Bard-Parker Scalpel Handle #3
a1 medical GmbH | المانيا | Germany | ME0000004671SFDAA00029 | Trephine Blade „long model | Trephine, korneal | Trephine Blade „long model“ 10.0mm Ø
F Bosch | المانيا | Germany | ME0000013400SFDAA00001 | Tourniquet | Tourniquet | tourniquet
a1 medical GmbH | المانيا | Germany | ME0000004671SFDAA00034 | Trephine Blade Holder | rephine, korneal | Trephine Blade Holder, adjust. fits w/Trephine Blades C-0560
a1 medical GmbH | المانيا | Germany | ME0000004671SFDAA00036 | Fukasaku Trabeculectomy Punch | Stanze, korneoskleral | Fukasaku Trabeculectomy Punch
a1 medical GmbH | المانيا | Germany | ME0000004671SFDAA00040 | Gass Corneoscleral Punch | Stanze, korneoskleral | Gass Corneoscleral Punch, 1.5x0.75mm
Maquet GmbH | المانيا | Germany | ME0000003539SFDAA00152 | Rotating and Tilting Clamp | Extension | Rotating and Tilting Clamp
a1 medical GmbH | المانيا | Germany | ME0000004671SFDAA00040 | Gass Corneoscleral Punch | Stanze, korneoskleral | Gass Corneoscleral Punch, 1.5x0.75mm
Maquet GmbH | المانيا | Germany | ME0000003539SFDAA00163 | Leg Plates | Leg Plates | Leg Plates
Maquet GmbH | المانيا | Germany | ME0000003539SFDAA00154 | Shoulder Support | body support | Shoulder Support
Maquet GmbH | المانيا | Germany | ME0000003539SFDAA00163 | Leg Plates | Leg Plates | Leg Plates
Maquet GmbH | المانيا | Germany | ME0000003539SFDAA00154 | Shoulder Support | body support | Shoulder Support
a1 medical GmbH | المانيا | Germany | ME0000004671SFDAA00035 | Luntz-Dodick Trabeculectomy Punch | Spreizfeder, Augenlid | Luntz-Dodick Trabeculectomy Punch, 1.0x0.5mm
a1 medical GmbH | المانيا | Germany | ME0000004671SFDAA00044 | Steimetz IOL-Cutter for soft IOLs | Schere, Auge | Steimetz IOL-Cutter for soft IOLs, 10.0cm
a1 medical GmbH | المانيا | Germany | ME0000004671SFDAA00044 | Steimetz IOL-Cutter for soft IOLs | Schere, Auge | Steimetz IOL-Cutter for soft IOLs, 10.0cm
a1 medical GmbH | المانيا | Germany | ME0000004671SFDAA00044 | Steimetz IOL-Cutter for soft IOLs | Schere, Auge | Steimetz IOL-Cutter for soft IOLs, 10.0cm
Maquet GmbH | المانيا | Germany | ME0000003539SFDAA00173 | Corded Hand Control | Cable Connected Hand Control | Corded Hand Control
Maquet GmbH | المانيا | Germany | ME0000003539SFDAA00158 | Counter traction post for tibia | Extension | Counter traction post for tibia
Maquet GmbH | المانيا | Germany | ME0000003539SFDAA00158 | Counter traction post for tibia | Extension | Counter traction post for tibia
Maquet GmbH | المانيا | Germany | ME0000003539SFDAA00158 | Counter traction post for tibia | Extension | Counter traction post for tibia
Maquet GmbH | المانيا | Germany | ME0000003539SFDAA00172 | Arm Support | arm board armrest | Arm Support
Maquet GmbH | المانيا | Germany | ME0000003539SFDAA00157 | Arm Restraint Cuff | arm board armrest | Arm Restraint Cuff
Maquet GmbH | المانيا | Germany | ME0000003539SFDAA00170 | Extension plate | Extension | Extension
Maquet GmbH | المانيا | Germany | ME0000003539SFDAA00174 | Horse shoe Head Rest | Head Rest Head Support | Horse shoe Head Rest
Maquet GmbH | المانيا | Germany | ME0000003539SFDAA00156 | Fixture for body Support | body support | Fixture for body Support
Maquet GmbH | المانيا | Germany | ME0000003539SFDAA00150 | Connection Fixture | Connection Fixture | Connection Fixture
a1 medical GmbH | المانيا | Germany | ME0000004671SFDAA00038 | Gerten Iridectomy Punch | Spreizfeder, Augenlid | Gerten Iridectomy Punch, Titanium Handle, etc.
a1 medical GmbH | المانيا | Germany | ME0000004671SFDAA00039 | Kelly Descemet Membrane Punch | Stanze, korneoskleral | Kelly Descemet Membrane Punch, 1.0x0.75mm
Lawton GmbH & Co. KG | المانيا | Germany | ME0000012221SFDAA00001 | Nasal Specula | Widening Products | 1) CLINIC HARTMANN NASAL SPECULUM FIG3 2) CLINIC HARTMANN NASAL SPECULUM FIG2 3) CLINIC HARTMANN NASAL SPECULUM FIG1 4) CLINIC HARTM-HALLE NASAL SPEC FIG 3 5) CLINIC HARTM-HALLE NASAL SPEC FIG 2 6) CLINIC HARTM-HALLE NASAL SPEC FIG 1 7) CLINIC WIENER NASAL SPECULUM LARGE 8) CLINIC WIENER NASAL SPECULUM MED SS 9) CLINIC WIENER NASAL SPECULUM SMALL 10) WIENER NASAL SPECULUM SMALL 11) WIENER NASAL SPECULUM MED SS 12) WIENER NASAL SPECULUM LARGE 13) HARTMANN NASAL SPECULUM 14) WIEN SPEC FIG 1 ASEPTIC 15) WIEN SPEC FIG 2 ASEPTIC 16) WIEN SPEC FIG 3 ASEPTIC 17) HARTM-HALLE NASAL SPEC FIG 1 18) HARTMANN-HALLE NASAL SPEC FIG 2 19) HARTMANN-HALLE NASAL SPEC FIG 3 20) HARTMANN-HALLE NASAL SPEC FIG 3 21) HALLE SPEC FIG 1 ASEPTIC 22) HALLE SPEC FIG 2 ASEPTIC 23) HALLE SPEC FIG 3 ASEPTIC 24) TIECK-HALLE NASAL SPEC FIG 1 25) TIECK-HALLE NASAL SPEC FIG 2 26) TIECK SPEC FIG 1 ASEPTIC 27) TIECK SPEC FIG 2 ASEPTIC 28) HARTMANN NASAL SPECULUM FIG1 29) HARTMANN NASAL SPECULUM FIG2 30) HARTMANN NASAL SPECULUM FIG3 31) HARTM SPEC FIG 1 ASEPTIC 32) HARTM SPEC FIG 2 ASEPTIC 33) HARTM SPEC FIG 3 ASEPTIC 34) THUDICHUM NASAL SPEC FIG 3 35) THUDICHUM NASAL SPEC FIG 2 36) THUDICHUM NASAL SPEC FIG 1 37) THUDICHUM SPEC 8,5 X 6,0 38) THUDICHUMSPEC 9,0 X 7,0 39) THUDICHUM SPEC 12,5 X 8,0 40) THUDICHUM SPEC 15,0 X 8,5 41) THUDICHUM SPEC 16,5 X 9,0 42) THUDICHUM SPEC 18,5 X 10,0 43) THUDICHUM SPEC 19,5 X 10,5 44) KILLIAN SPEC 40 F FLEX ARM 45) KILLIAN SPEC 55 F FLEX ARM 46) KILLIAN SPEC 75 F FLEX ARM 47) KILLIAN SPEC 90 F FLEX ARM 48) KILLIAN SPEC 40/55 LE F FLEX ARM 49) KILLIAN SPEC 55/40 RI F FLEX ARM 50) STRUYCKEN SPEC 40 ASEPT 51) STRUYCKEN SPEC 55 ASEPT 52) STRUYCKEN SPEC 75 ASEPT 53) STRUYCKEN SPEC 90 ASEPT 54) KILLIAN SPEC 40 ASEP FIBRE 55) KILLIAN SPEC 55 ASEP FIBRE 56) KILLIAN SPEC 75 ASEP FIBRE 57) KILLIAN SPEC 90 ASEP FIBRE 58) KILLIAN NASAL SPEC 40 MM 59) KILLIAN NASAL SPEC 50 MM 60) KILLIAN NASAL SPEC 75 MM 61) KILLIAN NASAL SPEC 90 MM 62) KILLIAN SPEC 40MM ASEPTIC 63) KILLIAN SPEC 55MM ASEPTIC 64) KILLIAN SPEC 75MM ASEPTIC 65) KILLIAN SPEC 90MM ASEPTIC 66) COTTLE SPEC 35MM ASEPT 67) COTTLE SPEC 55MM ASEPT 68) COTTLE SPEC 75MM ASEPT 69) COTTLE SPEC 90MM ASEPT 70) COTTLE SPEC 35MM ASEPT SCR 71) COTTLE SPEC 55MM ASEPT SCR 72) COTTLE SPEC 75MM ASEPT SCR 73) COTTLE SPEC 95MM ASEPT SCR
a1 medical GmbH | المانيا | Germany | ME0000004671SFDAA00044 | Steimetz IOL-Cutter for soft IOLs | Schere, Auge | Steimetz IOL-Cutter for soft IOLs, 10.0cm
Maquet GmbH | المانيا | Germany | ME0000003539SFDAA00158 | Counter traction post for tibia | Extension | Counter traction post for tibia
a1 medical GmbH | المانيا | Germany | ME0000004671SFDAA00042 | Soft IOL Cutter | Schere, Auge | Soft IOL Cutter, 6.0mm long serrated blades, for cutting soft IOL‘s
a1 medical GmbH | المانيا | Germany | ME0000004671SFDAA00041 | Corneal Trephine Punch | Stanze, korneoskleral | Corneal Trephine Punch, w/Teflon base plug, to fit C-760
a1 medical GmbH | المانيا | Germany | ME0000004671SFDAA00050 | CTS Anterior Chamber, only | Trephine, korneal | CTS Anterior Chamber, only
a1 medical GmbH | المانيا | Germany | ME0000004671SFDAA00037 | Corneoscleral Punch with titanium handle and changeable tips | Stanze, korneoskleral | Corneoscleral Punch with titanium handle and changeable tips, made of stainless steel, of 0.5, 0.75, 1.0 and 1.5mm tips
Maquet GmbH | المانيا | Germany | ME0000012950SFDAA00001 | Alphamaxx mobile operating table | Operating Table | Mobile Operating Table
a1 medical GmbH | المانيا | Germany | ME0000004671SFDAA00057 | CTS Trepanation-System | Trephine, korneal | CTS Trepanation-System, complete, consisting of
a1 medical GmbH | المانيا | Germany | ME0000004671SFDAA00056 | CTS DMEK-Teflon-Central Plug for Anterior Chamber | Trephine, korneal | CTS DMEK-Teflon-Central Plug for Anterior Chamber
a1 medical GmbH | المانيا | Germany | ME0000004671SFDAA00051 | CTS Central Plug with o-ring for Anterior Chamber | Trephine, korneal | CTS Central Plug with o-ring for Anterior Chamber
a1 medical GmbH | المانيا | Germany | ME0000004671SFDAA00052 | CTS o-ring for Central Plug | Trephine, korneal | CTS o-ring for Central Plug
a1 medical GmbH | المانيا | Germany | ME0000004671SFDAA00054 | CTS Fixation Ring Plate,for Anterior Chamber | Trephine, korneal | CTS Fixation Ring Plate, inner-Ø 11.0mm, for Anterior Chamber
Maquet GmbH | المانيا | Germany | ME0000003539SFDAA00146 | Radial setting clamp | Clamp | Radial setting clamp
a1 medical GmbH | المانيا | Germany | ME0000004671SFDAA00048 | CTS - Cornea Transplant System | Trephine, korneal | CTS - Cornea Transplant System, complete consisting of
a1 medical GmbH | المانيا | Germany | ME0000004671SFDAA00067 | CTS Set of Glass-Obturators for Ø 8.0mm Trephine | Trephine, korneal | CTS Set of Glass-Obturators for Ø 8.0mm Trephine, consisting of 11 Obturators
Maquet GmbH | المانيا | Germany | ME0000003539SFDAA00166 | Connection Bracket | Head Rest Head Support | Connection Bracket
Gebruder Martin GmbH & Co KG | المانيا | Germany | ME0000002645SFDAA00091 | Dental amalgam condenser | Dental amalgam condenser | Dental amalgam condenser
Lohmann & Rauscher International GmbH & Co. KG | المانيا | Germany | ME0000001996SFDAA00165 | Komprex® II | Foam Sheet | Foam Sheet
a1 medical GmbH | المانيا | Germany | ME0000004671SFDAA00046 | Corneal Transplant Block | Stanze, korneoskleral | Corneal Transplant Block, 22 mm dia. x 8 mm depth, for Corneal Punch C-0750
a1 medical GmbH | المانيا | Germany | ME0000004671SFDAA00058 | CTS Trepanation-Guide for the Trephine Core, only | Trephine, korneal | CTS Trepanation-Guide for the Trephine Core, only
a1 medical GmbH | المانيا | Germany | ME0000004671SFDAA00062 | CTS Glass-Obturator for Ø 7.0mm Trephine | Trephine, korneal | CTS Glass-Obturator for Ø 7.0mm Trephine, R.: 7.0mm, Dpt.: 47,56
a1 medical GmbH | المانيا | Germany | ME0000004671SFDAA00066 | CTS Trephine, Ø 8.0mm, with bayonet coupling | Trephine, korneal | CTS Trephine, Ø 8.0mm, with bayonet coupling, for the Trephine Core
a1 medical GmbH | المانيا | Germany | ME0000004671SFDAA00068 | CTS Glass-Obturator for Ø 8.0mm Trephine | Trephine, korneal | CTS Glass-Obturator for Ø 8.0mm Trephine, R.: 7.0mm, Dpt.: 47,56
a1 medical GmbH | المانيا | Germany | ME0000004671SFDAA00063 | CTS Trephine, Ø 7.5mm, with bayonet coupling | Trephine, korneal | CTS Trephine, Ø 7.5mm, with bayonet coupling, for the Trephine Core
a1 medical GmbH | المانيا | Germany | ME0000004671SFDAA00073 | CTS Cutting-Block | Trephine, korneal | CTS Cutting-Block for the Pre-Trepanation of the Donor Cornea, Teflon
a1 medical GmbH | المانيا | Germany | ME0000004671SFDAA00072 | CTS Centering Ring | Trephine, korneal | CTS Centering Ring
a1 medical GmbH | المانيا | Germany | ME0000004671SFDAA00071 | CTS Vacuum-Ring-Insert, only | Trephine, korneal | CTS Vacuum-Ring-Insert, only
a1 medical GmbH | المانيا | Germany | ME0000004671SFDAA00070 | CTS Suction-Ring, only | Trephine, korneal | CTS Suction-Ring, only
a1 medical GmbH | المانيا | Germany | ME0000004671SFDAA00075 | CTS Tonometer | Trephine, korneal | CTS Tonometer, 22.0mmHG
a1 medical GmbH | المانيا | Germany | ME0000004671SFDAA00077 | Kratz-Barraquer Speculum, for adults, round blades | Spreizfeder, Augenlid | Kratz-Barraquer Speculum, for adults, round blades, 14.0mm, 1.0mm wire, length 4.0cm, nasal
a1 medical GmbH | المانيا | Germany | ME0000004671SFDAA00076 | Barraquer Wire Speculum | Spreizfeder, Augenlid | Barraquer Wire Speculum, standard, 10.0mm blades
a1 medical GmbH | المانيا | Germany | ME0000004671SFDAA00069 | CTS Vacuum-Suction-Ring, complete | Trephine, korneal | CTS Vacuum-Suction-Ring, complete, consisting of
TONTARRA MEDIZINTECHNIK GMBH | المانيا | Germany | ME0000006190SFDAA00004 | Clamps | Clamps | Surgical Standard Instruments
a1 medical GmbH | المانيا | Germany | ME0000004671SFDAA00065 | CTS Glass-Obturator for Ø 7.5mm Trephine | Trephine, korneal | CTS Glass-Obturator for Ø 7.5mm Trephine, R.: 7.0mm, Dpt.: 47,56
a1 medical GmbH | المانيا | Germany | ME0000004671SFDAA00074 | CTS Trephine, Ø 15.0mm | Trephine, korneal | CTS Trephine, Ø 15.0mm, for the Pre-Trepanation of the Donor Cornea
Lawton GmbH & Co. KG | المانيا | Germany | ME0000012221SFDAA00002 | Scissors | Cutting Products | NICOLA SCISSOR 190MM-BELLUCCI SCS 4,5MM STR SH/SH-BELLUCCI SCS 4,5MM STR SH/BL-BELLUCCI SCS CVD UP BL/BL-BELLUCCI SCS CVD RIGHT SH-BELLUCCI SCS LEFT SH/SH-BELLUCCI SCS 4,5MM STR SH/SH-BELLUCCI SCS 4,5MM STR SH/BL-BELLUCCI SCS CVD UP BL/BL-BELLUCCI SCS CVD RIGHT SH-BELLUCCI SCS LEFT SH/SH-BELLUCCI SCS CVD UP SH/SH-BELLUCCI SCS CVD UP SH/SH-BELLUCCI SCS 3.5MM STR SH/SH-BELLUCCI SCS 3.5MM STR SH/SH-BELLUCCI SCS 3.5MM STR SH/BL-BELLUCCI SCS 3.5MM STR SH/BL-BELLUCCI SCS 3.5MM CVD RIGHT SH/SH-BELLUCCI SCS 3.5MM CVD RIGHT SH/SH-BELLUCCI SCS 3.5MM CVD LEFT SH/SH-BELLUCCI SCS 3.5MM CVD LEFT SH/SH-BELLUCCI SCS 8MM STR SH/SH-WULLSTEIN MICRO EAR SCS STR-WULLSTEIN EAR SCS 4MM STR SH/SH-WULLSTEIN EAR SCS 4MM CVD R SH/SH-NASAL SCISSORS STRAIGHT 130MM-NASAL SCISSORS CVD RIGHT130MM-NASAL SCISSORS CVD LEFT 130MM-NASAL SCISSORS STRAIGHT 110MM-NASAL SCISSORS CVD RIGHT 110MM-NASAL SCISSORS CVD LEFT 110MM-OPTICAL SCISSORS CVD 0/12D-SCISSORS FLEX 400MM 7CHARR-SCISSORS FLEX 400MM 5CHARR-HOOK SCS FLEXIB 400MM 7CH-HOOK SCS SEMI-RIG 400MM 7-SCS SEMI-RIGID 400MM 5CH-SCS SEMI-RIGID 400MM 7CH-SCISSORS FLEX 400MM 7CHARR-SCS SEMI-RIGID 600MM 5CH-SCRS FLEX 600MM 5CHARR-SACHSE MEATOTOME 105MM-AC HOOK SCISSORS 3.5MM STR-AC HOOK SCS 3.5MM 30 D CVD R-AC HOOK SCS 3.5MM 30 D CVD L-AC HOOK SCISSORS 3.5MM 15D CVD-MICRO SCS 23 CM STR SH/SH-MICRO SCS 23 CM UPW SH/SH-MICRO SCS 23 CM RI SH/SH-MICRO SCS 23 CM LE SH/SH.
a1 medical GmbH | المانيا | Germany | ME0000004671SFDAA00078 | Barraquer Speculum, new born | Spreizfeder, Augenlid | Barraquer Speculum, new born, 3.0mm blades
Maquet GmbH | المانيا | Germany | ME0000003539SFDAA00161 | Horseshoe-shaped head rest | Head Rest | Horseshoe-shaped head rest
a1 medical GmbH | المانيا | Germany | ME0000004671SFDAA00047 | Base Plug Shield | Stanze, korneoskleral | Base Plug Shield, 27 mm dia. x 22 mm depth, base plugs fits over C-0770/C-0780
a1 medical GmbH | المانيا | Germany | ME0000004671SFDAA00049 | CTS Anterior Chamber System | Trephine, korneal | CTS Anterior Chamber System, complete consisting of
a1 medical GmbH | المانيا | Germany | ME0000004671SFDAA00053 | CTS T-screwdriver for Central Plug and DMEK-Teflon Plug | Trephine, korneal | CTS T-screwdriver for Central Plug and DMEK-Teflon Plug
a1 medical GmbH | المانيا | Germany | ME0000004671SFDAA00045 | Replacement Base Plug | Stanze, korneoskleral | Replacement Base Plug, 15 mm x 9 by 4 mm depth, for Corneal Punch C-0750
a1 medical GmbH | المانيا | Germany | ME0000004671SFDAA00055 | CTS Tensioning Screw for Anterior Chamber | Trephine, korneal | CTS Tensioning Screw for Anterior Chamber
a1 medical GmbH | المانيا | Germany | ME0000004671SFDAA00064 | CTS Set of Glass-Obturators for Ø 7.5mm Trephine | Trephine, korneal | CTS Set of Glass-Obturators for Ø 7.5mm Trephine, consisting of 11 Obturators
REBOTEC Rehabilitationsmittel GmbH | المانيا | Germany | ME0000012322SFDAA00012 | Berlin | Shower and commode chairs | Shower and commode chairs | كرسي للحمام
Helmut Zepf Medizintechik GmbH | المانيا | Germany | ME0000008129SFDAA00121 | NIPPER, MALLEUS | Dental Instrument | Dental Instrument
Helmut Zepf Medizintechik GmbH | المانيا | Germany | ME0000008129SFDAA00121 | NIPPER, MALLEUS | Dental Instrument | Dental Instrument
MEDENTiKA GmbH | المانيا | Germany | ME0000011408SFDAA00008 | Scanbody retention screw | Scanbody retention screw | Restoration of the esthetics and functionality of the teeth in the partially or fully edentulous patient.
TRUMPF Medizin Systeme GmbH + Co. KG | المانيا | Germany | ME0000001789SFDAA00017 | TruVidia Wireless Camera | Wireless Camera | cordless surgical light camera with full HD quality
m-u-t GmbH | المانيا | Germany | ME0000002543SFDAA00005 | Flow Adapter 3XMB-1 | OE Flow Adapter Typ 3XMB-1 | The adapters connect the ETD3/ETD4 or miniETD2 washer-disinfectors to the endoscopes.
Streifeneder Ortho. Production GmbH | المانيا | Germany | ME0000008764SFDAA00001 | GO Smart Carbon Foot | Carboon Feet | Carbon Foot
ORTHOMEDICAL GmbH | المانيا | Germany | ME0000009164SFDAA00002 | Plaster Saw oscillating, complete 220V incl. 2 saw blades diam. 50 + 65 mm | Plaster Saw | cutter for cutting the plaster on the patient's body.
PRESIDENT DENTAL GmbH | المانيا | Germany | ME0000008127SFDAA00019 | Snap On Set | Finishing and polishing disc | Finishing and polishing disc
ORTHOMEDICAL GmbH | المانيا | Germany | ME0000009164SFDAA00003 | Vacuum System complete for Plaster Saw including Plaster Saw 95-460.22, 230V | vacuum system cast cutter | to minimize the inhalation of dust during cutting the plaster on the patient's body.
PRESIDENT DENTAL GmbH | المانيا | Germany | ME0000008127SFDAA00018 | Pop On Set | Finishing and polishing disc | Finishing and polishing disc
Helmut Zepf Medizintechik GmbH | المانيا | Germany | ME0000008129SFDAA00118 | APPLICATOR | Dental Instrument | Dental Instrument
Helmut Zepf Medizintechik GmbH | المانيا | Germany | ME0000008129SFDAA00118 | APPLICATOR | Dental Instrument | Dental Instrument
RUDOLF RIESTER GMBH | المانيا | Germany | ME0000009614SFDAA00097 | RI-PEN | Pack of 6 pcs, ri-pen, colours assorted | Sustainable pen light for medical diagnosis with LED illumination
Rebstock Instrument GmbH | المانيا | Germany | ME0000006302SFDAA00023 | SCHWEDEN needleholder TC, 150 mm | Needle holder | Surgical needle holder
Rebstock Instrument GmbH | المانيا | Germany | ME0000006302SFDAA00001 | wire guide | Orthopaedic external fixation system, others | wire guide
Dr.Mach GmbH & Co.KG | المانيا | Germany | ME0000000345SFDAA00001 | Mach LED 2 | Surgical light for operation theater | For illuminating an examination area and surgical field
Dr.Mach GmbH & Co.KG | المانيا | Germany | ME0000000345SFDAA00003 | Mach LED 5 | Surgical light for operation theater | For illuminating an examination area and surgical field
Dr.Mach GmbH & Co.KG | المانيا | Germany | ME0000000345SFDAA00011 | Mach LED | Surgical light for examination | It is designed for illuminating an examination area
Rebstock Instrument GmbH | المانيا | Germany | ME0000006302SFDAA00037 | USA bone curette | Curettes | Surgical spinal curette
Rebstock Instrument GmbH | المانيا | Germany | ME0000006302SFDAA00013 | Towel forceps delicate pattern | Clamps | Towel clamps
Rebstock Instrument GmbH | المانيا | Germany | ME0000006302SFDAA00011 | SEMKEN Forceps, 15,5cm, 1,x2 t., TC | Forceps | Surgical forceps
Rebstock Instrument GmbH | المانيا | Germany | ME0000006302SFDAA00079 | Micro-Scissors | Scissors | surgical Scissors
Rebstock Instrument GmbH | المانيا | Germany | ME0000006302SFDAA00035 | GUTHRIE double hooklet | Retractors | Hand-held abdominal retractor
Rebstock Instrument GmbH | المانيا | Germany | ME0000006302SFDAA00036 | DESMARRES retractor (eyelid) | Retractors | Surgical abdominal retractor hand-held
Rebstock Instrument GmbH | المانيا | Germany | ME0000006302SFDAA00096 | handle for blades | Retractors | Retractors, Self Retaining System
Rebstock Instrument GmbH | المانيا | Germany | ME0000006302SFDAA00085 | METZENBAUM | Scissors | surgical Scissors
Rebstock Instrument GmbH | المانيا | Germany | ME0000006302SFDAA00055 | Blade Ejector | Tweezers | Surgical tweezers
Rebstock Instrument GmbH | المانيا | Germany | ME0000006302SFDAA00053 | Counter Retractor | Retractors system | A self retaining system
Rebstock Instrument GmbH | المانيا | Germany | ME0000006302SFDAA00017 | wire basket | Surgical Instrument Container | Surgical containers
Rebstock Instrument GmbH | المانيا | Germany | ME0000006302SFDAA00074 | Expl./Coagulation Hook | Tenaculums | surgical tenaculums
Rebstock Instrument GmbH | المانيا | Germany | ME0000006302SFDAA00062 | FOERSTER | Forceps, Sponge | surgical Forceps, Sponge
Rebstock Instrument GmbH | المانيا | Germany | ME0000006302SFDAA00034 | GROSS MAIER dressing forceps | Dressing Forceps | Surgical forceps sponge
Rebstock Instrument GmbH | المانيا | Germany | ME0000006302SFDAA00021 | DERF needleholder 12 cm TC | Needle holder | Surgical needle holder
Rebstock Instrument GmbH | المانيا | Germany | ME0000006302SFDAA00020 | Nerve and Vessel Hook KRAYENBUHL, 185 mm | Tenaculums | Surgical skin hooks
a1 medical GmbH | المانيا | Germany | ME0000004671SFDAA00085 | Alfonso Eye Speculum | Spreizfeder, Augenlid | Alfonso Eye Speculum 8.0mm/5.0mm blades length 4.6cm
Rebstock Instrument GmbH | المانيا | Germany | ME0000006302SFDAA00086 | PEAN hemost | Clamps | surgical Clamps
Rebstock Instrument GmbH | المانيا | Germany | ME0000006302SFDAA00092 | INGE lamina | Retractors | surgical Retractors, Self Retaining system
REDA INSTRUMENTE GMBH | المانيا | Germany | ME0000012108SFDAA00050 | needle holder, HALSEY | Surgical needle holder | Surgical needle holder
Rebstock Instrument GmbH | المانيا | Germany | ME0000006302SFDAA00072 | forceps narrow | Tweezers | surgical tweezers
Rebstock Instrument GmbH | المانيا | Germany | ME0000006302SFDAA00004 | wire cutter | wire cutter | Cutter wire
Rebstock Instrument GmbH | المانيا | Germany | ME0000006302SFDAA00054 | Blade | Retractors system | A Self Retaining system
Rebstock Instrument GmbH | المانيا | Germany | ME0000006302SFDAA00059 | Distractor CASPAR | Distractors | surgical distractors
Rebstock Instrument GmbH | المانيا | Germany | ME0000006302SFDAA00091 | Container | Surgical Instrument Systems | surgical instrument
Rebstock Instrument GmbH | المانيا | Germany | ME0000006302SFDAA00066 | bone curette | curette | Surgical curette
Rebstock Instrument GmbH | المانيا | Germany | ME0000006302SFDAA00094 | CCR Basis | Retractors | Retractors, Self Retaining system
a1 medical GmbH | المانيا | Germany | ME0000004671SFDAA00061 | CTS Set of Glass-Obturators for Ø 7.0mm Trephine | Trephine, korneal | CTS Set of Glass-Obturators for Ø 7.0mm Trephine, consisting of 11 Obturators
a1 medical GmbH | المانيا | Germany | ME0000004671SFDAA00081 | Wire Eye Speculum | Spreizfeder, Augenlid | Wire Eye Speculum, 15.0mm round blades
Rebstock Instrument GmbH | المانيا | Germany | ME0000006302SFDAA00003 | Flat-nose pliers parallel, 180 mm without wire cutter | Forceps | Flat nose pliers
Rebstock Instrument GmbH | المانيا | Germany | ME0000006302SFDAA00058 | Drill Guide | Distractors | surgical distractors
Rebstock Instrument GmbH | المانيا | Germany | ME0000006302SFDAA00008 | GILLIES forceps 1x2 teeth, 155 mm | Forceps | Surgical forceps
Rebstock Instrument GmbH | المانيا | Germany | ME0000006302SFDAA00073 | STANDARD scissors | Scissors | surgical scissors
a1 medical GmbH | المانيا | Germany | ME0000004671SFDAA00059 | CTS Trephine Core, only | Trephine, korneal | CTS Trephine Core, only
Rebstock Instrument GmbH | المانيا | Germany | ME0000006302SFDAA00071 | MICRO-ADSON | Tweezers | surgical tweezers
a1 medical GmbH | المانيا | Germany | ME0000004671SFDAA00083 | Corcelle Eye Speculum | Spreizfeder, Augenlid | Corcelle Eye Speculum, 8.0 mm blades, non-magnetic, length 5.5cm
a1 medical GmbH | المانيا | Germany | ME0000004671SFDAA00084 | Kratz-Barraquer Wire Speculum | Spreizfeder, Augenlid | Kratz-Barraquer Wire Speculum, 15.0mm blades, standard wire
Rebstock Instrument GmbH | المانيا | Germany | ME0000006302SFDAA00067 | BUSHE curette | curette | surgical curette
Rebstock Instrument GmbH | المانيا | Germany | ME0000006302SFDAA00090 | DAVIS dura | Dissectors | surgical Dissectors
REDA INSTRUMENTE GMBH | المانيا | Germany | ME0000012108SFDAA00045 | Forceps, MAYO | Surgical tweezers | Surgical tweezers
REDA INSTRUMENTE GMBH | المانيا | Germany | ME0000012108SFDAA00051 | Operating Sciss. | Surgical Scissors | Surgical Scissors
REDA INSTRUMENTE GMBH | المانيا | Germany | ME0000012108SFDAA00048 | hemostatic forceps, LERICHE | Surgical Clamps | Surgical Clamps
REDA INSTRUMENTE GMBH | المانيا | Germany | ME0000012108SFDAA00047 | hemostatic fcps.,MIXTER-BABY | Surgical clamps | Surgical clamps
REDA INSTRUMENTE GMBH | المانيا | Germany | ME0000012108SFDAA00042 | forceps dressing serr. | Surgical tweezers | Surgical tweezers
Rebstock Instrument GmbH | المانيا | Germany | ME0000006302SFDAA00044 | CLR retractor | Retractors system | A self retaining system
Aesculap AG | المانيا | Germany | ME0000000908SFDAA01935 | MIKULICZ ABDOM.RETRACTOR | MIKULICZ ABDOM.RETRACTOR | MIKULICZ ABDOM.RETRACTOR 155X50MM 250MM
Rebstock Instrument GmbH | المانيا | Germany | ME0000006302SFDAA00045 | handle for blades | Retractors system | A self retaining system
Rebstock Instrument GmbH | المانيا | Germany | ME0000006302SFDAA00040 | COBB curette | curette | surgical curette
REDA INSTRUMENTE GMBH | المانيا | Germany | ME0000012108SFDAA00040 | catheter intr. fcps. | forceps utility | forceps utility
Rebstock Instrument GmbH | المانيا | Germany | ME0000006302SFDAA00057 | curette/bone cutter | curette | surgical curette
REDA INSTRUMENTE GMBH | المانيا | Germany | ME0000012108SFDAA00044 | forceps tissue, ADSON-BROWN | Surgical tweezers | Surgical tweezers
Olympus Winter & lbe GmbH | المانيا | Germany | ME0000002519SFDAA00408 | Obturator | Obturator | Accessory for surgical endoscopy
REDA INSTRUMENTE GMBH | المانيا | Germany | ME0000012108SFDAA00049 | incision scissors | Surgical scissors | Surgical scissors
REDA INSTRUMENTE GMBH | المانيا | Germany | ME0000012108SFDAA00052 | round bowl | bowl | bowl
Rebstock Instrument GmbH | المانيا | Germany | ME0000006302SFDAA00110 | Expl./Coagulation | Tenaculums | surgical Tenaculums
Rebstock Instrument GmbH | المانيا | Germany | ME0000006302SFDAA00006 | scalpel handle no. 3, 120 mm | Scalpel | Scalpel holder
Rebstock Instrument GmbH | المانيا | Germany | ME0000006302SFDAA00007 | METZENBAUM FINO Scissors 14,5cm TC | Scissors | Surgical scissors
Rebstock Instrument GmbH | المانيا | Germany | ME0000006302SFDAA00105 | RHOTON hook | Tenaculums | surgical Tenaculums
Rebstock Instrument GmbH | المانيا | Germany | ME0000006302SFDAA00031 | METZENBAUM scissors | Scissors | Surgical scissors
a1 medical GmbH | المانيا | Germany | ME0000004671SFDAA00079 | Barraquer Speculum, round, blades | Spreizfeder, Augenlid | Barraquer Speculum, round, 15.0mm blades
Rebstock Instrument GmbH | المانيا | Germany | ME0000006302SFDAA00043 | CLR tray | Retractors system | A self retaining system
Rebstock Instrument GmbH | المانيا | Germany | ME0000006302SFDAA00087 | KOCHER DELICATE | Clamps | surgical Clamps
Rebstock Instrument GmbH | المانيا | Germany | ME0000006302SFDAA00046 | depth gauge | Retractors system | A self setaining system
Rebstock Instrument GmbH | المانيا | Germany | ME0000006302SFDAA00081 | HESS nerve | Retractors | surgical Retractors
Rebstock Instrument GmbH | المانيا | Germany | ME0000006302SFDAA00070 | forceps narrow | Tweezers | surgical Tweezers
Rebstock Instrument GmbH | المانيا | Germany | ME0000006302SFDAA00068 | Micro-Dissector | dissectors | surgical dissectors
Rebstock Instrument GmbH | المانيا | Germany | ME0000006302SFDAA00069 | SEDILLOT periosteal | Raspatories | Surgical raspatories
Rebstock Instrument GmbH | المانيا | Germany | ME0000006302SFDAA00009 | Dressing Forceps mod. USA, 15cm | Forceps | Surgical forceps
Rebstock Instrument GmbH | المانيا | Germany | ME0000006302SFDAA00050 | lid for basket | Surgical Instrument | Surgical Instrument Container Systems
Rebstock Instrument GmbH | المانيا | Germany | ME0000006302SFDAA00063 | scalpel handle | Knives, Scalpel | Surgical Scalpel
Rebstock Instrument GmbH | المانيا | Germany | ME0000006302SFDAA00088 | Rongeur CASPAR | Rongeurs | surgical Rongeurs
Aesculap AG | المانيا | Germany | ME0000000908SFDAA01978 | JOSEPH DOUBLE-HOOK | JOSEPH DOUBLE-HOOK | Surgical hook
a1 medical GmbH | المانيا | Germany | ME0000004671SFDAA00090 | Replacement silicon tubing | Spreizfeder, Augenlid | Replacement silicon tubing
Rebstock Instrument GmbH | المانيا | Germany | ME0000006302SFDAA00042 | STILLE LUER rongeur | rongeurs | surgical rongeurs
Rebstock Instrument GmbH | المانيا | Germany | ME0000006302SFDAA00048 | CLR hemi | Retractors system | A Self Retaining system
Rebstock Instrument GmbH | المانيا | Germany | ME0000006302SFDAA00111 | Forceps DEBAKEY | Tweezers | surgical Tweezers
Aesculap AG | المانيا | Germany | ME0000000908SFDAA01977 | MICRO HOOK | MICRO HOOK | Surgical hook
Rebstock Instrument GmbH | المانيا | Germany | ME0000006302SFDAA00049 | basket | Surgical Container | Surgical Instrument Container Systems
a1 medical GmbH | المانيا | Germany | ME0000004671SFDAA00080 | Temporal Approach | Spreizfeder, Augenlid | Temporal Approach, Wire Speculum, with spring on nasal side, 15.0mm open blades
Rebstock Instrument GmbH | المانيا | Germany | ME0000006302SFDAA00108 | wire cutter | wire cutter | surgical wire cutter
Aesculap AG | المانيا | Germany | ME0000000908SFDAA01936 | NOIR HOOK | NOIR HOOK | Surgical hook
Rebstock Instrument GmbH | المانيا | Germany | ME0000006302SFDAA00047 | CLR blade | Retractors system | A self retaining system
Rebstock Instrument GmbH | المانيا | Germany | ME0000006302SFDAA00052 | Specula CASPAR | Specula | surgical specula
Rebstock Instrument GmbH | المانيا | Germany | ME0000006302SFDAA00056 | Curette | Curette | surgical curette
Rebstock Instrument GmbH | المانيا | Germany | ME0000006302SFDAA00060 | Screw Driver | Distractors | Surgical distractors
Rebstock Instrument GmbH | المانيا | Germany | ME0000006302SFDAA00061 | Distractor Screw | Distractor | Surgical distractor
Rebstock Instrument GmbH | المانيا | Germany | ME0000006302SFDAA00065 | LANGENBECK retractor | Surgical retractors | surgical
Rebstock Instrument GmbH | المانيا | Germany | ME0000006302SFDAA00075 | GRUENWALD forceps | Tweezers | surgical tweezers
Rebstock Instrument GmbH | المانيا | Germany | ME0000006302SFDAA00076 | Forceps DEBAKEY | Tweezers | Surgical tweezers
Rebstock Instrument GmbH | المانيا | Germany | ME0000006302SFDAA00078 | MAYO HEGAR | Needle Holders | surgical Needle Holders
Rebstock Instrument GmbH | المانيا | Germany | ME0000006302SFDAA00080 | WEITLANER | Retractors, Self-Retaining System | surgical Retractors, Self-Retaining System
Rebstock Instrument GmbH | المانيا | Germany | ME0000006302SFDAA00082 | Raspatory | Raspatories | Surgical Raspatories
Rebstock Instrument GmbH | المانيا | Germany | ME0000006302SFDAA00083 | LEXER scissors | Scissors | surgical Scissors
Rebstock Instrument GmbH | المانيا | Germany | ME0000006302SFDAA00084 | TOENNIS-ADSON | Scissors | surgical Scissors
Rebstock Instrument GmbH | المانيا | Germany | ME0000006302SFDAA00089 | KERRISON punch | Punches, Bone | surgical Punches
Rebstock Instrument GmbH | المانيا | Germany | ME0000006302SFDAA00095 | CCR basic | Retractors | Retractors, Self Retaining system
Rebstock Instrument GmbH | المانيا | Germany | ME0000006302SFDAA00098 | curette lumbar | curette | surgical curette
Rebstock Instrument GmbH | المانيا | Germany | ME0000006302SFDAA00099 | CCR blades | Retractors | Retractors, Self Retaining system
Rebstock Instrument GmbH | المانيا | Germany | ME0000006302SFDAA00100 | CCR blades | Retractor system | Retractor , self-retaining system
a1 medical GmbH | المانيا | Germany | ME0000004671SFDAA00043 | IOL Lens cutter | Schere, Auge | IOL Lens cutter, 145° angled, 0.8mm tip, length 9.3cm, in titanium
Rebstock Instrument GmbH | المانيا | Germany | ME0000006302SFDAA00101 | CCR blades | Retractor system | Retractor , self-retaining system
Rebstock Instrument GmbH | المانيا | Germany | ME0000006302SFDAA00102 | RHOTON Dissector | Dissectors | surgical Dissectors
Rebstock Instrument GmbH | المانيا | Germany | ME0000006302SFDAA00103 | RHOTON Elevator | Elevators | surgical Elevators
Rebstock Instrument GmbH | المانيا | Germany | ME0000006302SFDAA00107 | RHOTON Teardrop | Dissectors | surgical Dissectors
Rebstock Instrument GmbH | المانيا | Germany | ME0000006302SFDAA00109 | WEITLANER retractor | retractor | Retractors, Self-Retaining system
Rebstock Instrument GmbH | المانيا | Germany | ME0000006302SFDAA00005 | Wire bending and cutting pliers | Forceps | Reusable pliers
HEINE Optotechnik GmbH & Co. KG | المانيا | Germany | ME0000004869SFDAA00109 | ML4 LED | HEADLIGHTS | ML4 LED
PRESIDENT DENTAL GmbH | المانيا | Germany | ME0000008127SFDAA00020 | Zenit Brush | dental composite brush | dental composite brush
Rebstock Instrument GmbH | المانيا | Germany | ME0000006302SFDAA00012 | HARTMANN hemostatic forceps str., 100 mm | Clamps | Reusable vascular clamp
Rebstock Instrument GmbH | المانيا | Germany | ME0000006302SFDAA00014 | hooklet sharp 4 prong, 16,5cm | Retractors | Hand-held abdominal retractor
Rebstock Instrument GmbH | المانيا | Germany | ME0000006302SFDAA00015 | retractor (trach.) blunt 1 pr., 165 mm | Retractors | Hand-held abdominal retractor
Rebstock Instrument GmbH | المانيا | Germany | ME0000006302SFDAA00016 | Container | Surgical Instrument Container | Surgical containers
Rebstock Instrument GmbH | المانيا | Germany | ME0000006302SFDAA00019 | BUCK-GRAMCKO chisel | Chisels | Surgical chisels
Rebstock Instrument GmbH | المانيا | Germany | ME0000006302SFDAA00022 | MAYO HEGAR needleholder 180 mm, TC | Needle holder | Surgical needle holder
Rebstock Instrument GmbH | المانيا | Germany | ME0000006302SFDAA00023 | RYDER needleholder TC, 150 mm | Needle holder | Surgical needle holder
Rebstock Instrument GmbH | المانيا | Germany | ME0000006302SFDAA00024 | interior box for 88.112.65 | Containers | Surgical interior box
Rebstock Instrument GmbH | المانيا | Germany | ME0000006302SFDAA00028 | LANGENBECK bone holding forceps 210 mm | Forceps | Surgical holding forceps
Rebstock Instrument GmbH | المانيا | Germany | ME0000006302SFDAA00029 | VERBRUGGE bone hold.forceps 250 mm with ratchet | Forceps | Surgical holding forceps
Rebstock Instrument GmbH | المانيا | Germany | ME0000006302SFDAA00032 | HALSTED micro mosquito forceps | Clamps | Reusable vascular clamp
Rebstock Instrument GmbH | المانيا | Germany | ME0000006302SFDAA00033 | CRILE hemostatic forceps | Clamps | Reusable vascular clamp
a1 medical GmbH | المانيا | Germany | ME0000004671SFDAA00082 | Barraquer Wire Speculum solid blades | Spreizfeder, Augenlid | Barraquer Wire Speculum, 10.0mm solid blades
a1 medical GmbH | المانيا | Germany | ME0000004671SFDAA00086 | Kratz Eye Speculum | Spreizfeder, Augenlid | Kratz Eye Speculum, left, 15.0mm blades
a1 medical GmbH | المانيا | Germany | ME0000004671SFDAA00087 | McIntyre Wire Speculum, closed | Spreizfeder, Augenlid | McIntyre Wire Speculum, closed
a1 medical GmbH | المانيا | Germany | ME0000004671SFDAA00088 | Barraquer Wire Eye Speculum | Spreizfeder, Augenlid | Barraquer Wire Eye Speculum, 14.0mm open blades, length 4.0cm
a1 medical GmbH | المانيا | Germany | ME0000004671SFDAA00089 | Lieberman Speculum | Spreizfeder, Augenlid | Lieberman Aspirating Speculum, complete, 15.0mm blades
REDA INSTRUMENTE GMBH | المانيا | Germany | ME0000012108SFDAA00041 | dissecting sciss. | Surgical Scissors | Surgical Scissors
REDA INSTRUMENTE GMBH | المانيا | Germany | ME0000012108SFDAA00043 | forceps tissue 3x4 | Surgical tweezers | Surgical tweezers
REDA INSTRUMENTE GMBH | المانيا | Germany | ME0000012108SFDAA00046 | GORNEY-FREEMAN scissor | surgical scissors | surgical scissors
Maquet GmbH | المانيا | Germany | ME0000004000SFDAA00008 | Side rail adapter pair | Side rail adapter pair | device to mount catheter holder
orochemie GmbH + Co. KG | المانيا | Germany | ME0000000611SFDAA00001 | MD 555 cleaner | Special Detergent for suction system | Non-foaming acid special cleaner; based on a combination of organic acids (15-30%), phosphoric acid (15-30%), non-foaming surfactants (< 5%), and excipients in aqueous solution
Maquet GmbH | المانيا | Germany | ME0000004000SFDAA00007 | Catheter Holder | Catheter Holder | Holder to mount catheters
a1 medical GmbH | المانيا | Germany | ME0000004671SFDAA00091 | Knorz Lasik-Eye-Speculum with aspiration | Spreizfeder, Augenlid | Knorz Lasik-Eye-Speculum with aspiration
Maquet GmbH | المانيا | Germany | ME0000004000SFDAA00005 | Head Rest | Head Rest | Head support for patients during surgery
Maquet GmbH | المانيا | Germany | ME0000004000SFDAA00003 | Arm support | Arm support | Arm support for patients
Maquet GmbH | المانيا | Germany | ME0000004000SFDAA00006 | Magnus carbon fiber table top | Magnus carbon fiber table top | table top for imaging procedures
Maquet GmbH | المانيا | Germany | ME0000004000SFDAA00002 | Arm Protector | Arm Protector | Arm support for patients
a1 medical GmbH | المانيا | Germany | ME0000004671SFDAA00097 | Frankel Infant Lid Speculum | Spreizfeder, Augenlid | Frankel Infant Lid Speculum, adjustable, 10.0mm blades
TONTARRA MEDIZINTECHNIK GMBH | المانيا | Germany | ME0000006190SFDAA00011 | Bowls | Bowls | Surgical Standard Instruments
a1 medical GmbH | المانيا | Germany | ME0000004671SFDAA00094 | Barraquer Infant Wire Speculum | Spreizfeder, Augenlid | Barraquer Infant Wire Speculum, 9.0mm blades
a1 medical GmbH | المانيا | Germany | ME0000004671SFDAA00092 | Sauer Lid Speculum | Spreizfeder, Augenlid | Sauer Lid Speculum, for Infants, 11.0mm blades
a1 medical GmbH | المانيا | Germany | ME0000004671SFDAA00095 | Neuhann Eye Speculum | Spreizfeder, Augenlid | Neuhann Eye Speculum adjustable solid blades
a1 medical GmbH | المانيا | Germany | ME0000004671SFDAA00096 | Cook Eye Speculum | Spreizfeder, Augenlid | Cook Eye Speculum #1, 8.0mm blades
a1 medical GmbH | المانيا | Germany | ME0000004671SFDAA00093 | Infant Lid Speculum | Spreizfeder, Augenlid | Infant Lid Speculum, 4.0mm blades
a1 medical GmbH | المانيا | Germany | ME0000004671SFDAA00098 | Murdoch Eye Speculum | Spreizfeder, Augenlid | Murdoch Eye Speculum 2#, 12.0mm blades
THUASNE Deutschland GmbH | المانيا | Germany | ME0000000683SFDAA00006 | SILIMA Classic | SILIMA Classic | breast form | فوم\قالب لحماية الثديين
THUASNE Deutschland GmbH | المانيا | Germany | ME0000000683SFDAA00013 | Rhizo PRO | Rhizo PRO | thumb orthoses | جبيرة للابهام
KARL STORZ SE & Co. KG | المانيا | Germany | ME0000003576SFDAA00322 | FISCH Perforator, Ø 0.4 mm, 16 cm | Perforator | FISCH Perforator, diameter 0,4 mm, length 16 cm
Rebstock Instrument GmbH | المانيا | Germany | ME0000006302SFDAA00051 | Silicon mats | Surgical Instrument | Surgical Instrument Container Systems
HEINE Optotechnik GmbH & Co. KG | المانيا | Germany | ME0000004869SFDAA00110 | F.O.BLADE MAC CLASSIC+ | Laryngoscopes | F.O.BLADE MAC 3 CLASSIC+
TONTARRA MEDIZINTECHNIK GMBH | المانيا | Germany | ME0000006190SFDAA00010 | Speculas | Speculas | Surgical Standard Instruments
3M Deutschland GmbH, Health Care Business | المانيا | Germany | ME0000009306SFDAA00106 | 50 Mixing Tips Blue | 50 Mixing Tips Blue | Protemp Plus Temporization Materials Accessories, 50 Mixing Tips Blue
pro med instruments GmbH | المانيا | Germany | ME0000004765SFDAA00126 | DORO® Halo Ring | DORO® Halo Ring | DORO® Halo Ring Band for the medical device
a1 medical GmbH | المانيا | Germany | ME0000004671SFDAA00117 | Lieberman Open Wire Speculum, straight | Spreizfeder, Augenlid | Lieberman Open Wire Speculum, straight
TONTARRA MEDIZINTECHNIK GMBH | المانيا | Germany | ME0000006190SFDAA00009 | Scalpel Handles | Scalpel Handles | Surgical Standard Instruments
Rebstock Instrument GmbH | المانيا | Germany | ME0000006302SFDAA00030 | reduction forceps w.tips 200 mm | Forceps | Surgical forceps
a1 medical GmbH | المانيا | Germany | ME0000004671SFDAA00118 | Kraff Eye Seculum temporal | Spreizfeder, Augenlid | Kraff Eye Seculum temporal, adjustable, 14.0mm solid blades
Rebstock Instrument GmbH | المانيا | Germany | ME0000006302SFDAA00041 | STILLE LUER rongeur | Rongeurs | surgical Rongeurs
Rebstock Instrument GmbH | المانيا | Germany | ME0000006302SFDAA00093 | Silicon mats | Surgical Instrument | Surgical Instrument Container Systems
Rebstock Instrument GmbH | المانيا | Germany | ME0000006302SFDAA00010 | McINDOE Forceps, 15cm, TC | Forceps | Surgical forceps
a1 medical GmbH | المانيا | Germany | ME0000004671SFDAA00106 | Krumeich Eye Speculum for adults | Spreizfeder, Augenlid | Krumeich Eye Speculum for adults, 15.0mm open blades, length 7.0cm, adjustable angulation, with lock
UNIPROX GmbH Co. KG | المانيا | Germany | ME0000000960SFDAA00005 | UNIPROX SOFTSKIN AIR | EXTERNAL LIMB COMPONENT LINER | Soft skin silicon liner
Rebstock Instrument GmbH | المانيا | Germany | ME0000006302SFDAA00002 | Vise Grip forceps 180 mm, stainless steel | Forceps | Vise grip forcep
Rebstock Instrument GmbH | المانيا | Germany | ME0000006302SFDAA00077 | WAUGH Forceps | Tweezers | Surgical tweezers
Rebstock Instrument GmbH | المانيا | Germany | ME0000006302SFDAA00097 | Stainless steel | Surgical Instrument | Surgical Instrument Container System
Waldemar Link GmbH & Co. KG | المانيا | Germany | ME0000009859SFDAA00079 | Link@ Complementary Instrument Set | Complementary Instrument Set | Instrument Set
Waldemar Link GmbH & Co. KG | المانيا | Germany | ME0000009859SFDAA00074 | Gemini SL Sterilizing and Storage Case 1-8 | Gemini SL Sterilizing and Storage Case | Sterilizing and Storage Case
Gebrueder Martin GmbH & Co. KG | المانيا | Germany | ME0000001065SFDAA01969 | Hammer | Mallet | Hammers are used in combination with chisels, osteotomes, raspatories and elevatories for transmission of force.
KARL STORZ SE & Co. KG | المانيا | Germany | ME0000003576SFDAA01069 | C-MAC Video Laryngoscope D-BLADE | N/A | Cmac Blade
Gebruder Martin GmbH & Co KG | المانيا | Germany | ME0000002645SFDAA00086 | Nasal Rasp | Nasal rasp | Nasal rasp
a1 medical GmbH | المانيا | Germany | ME0000004671SFDAA00113 | Weiss Lidsperrer, Kinder solid 14.0mm solid blades | Spreizfeder, Augenlid | Weiss Lidsperrer, Kinder solid 14.0mm solid blades, lenght 7.0cm, spreading width 27.0mm
Rebstock Instrument GmbH | المانيا | Germany | ME0000006302SFDAA00112 | MAYO HEGAR | Needle Holders | surgical Needle Holders
a1 medical GmbH | المانيا | Germany | ME0000004671SFDAA00122 | Kershner Eye speculum, fenestrated blades | Spreizfeder, Augenlid | Kershner Eye speculum, fenestrated blades, for nasal and temporal placement
a1 medical GmbH | المانيا | Germany | ME0000004671SFDAA00121 | Lieberman Reversible Eye Speculum, adj. mechanism | Spreizfeder, Augenlid | Lieberman Reversible Eye Speculum, adj. mechanism, for nasal or temporal placement, 15.0mm solid blades
a1 medical GmbH | المانيا | Germany | ME0000004671SFDAA00107 | Mellinger Eye Speculum | Spreizfeder, Augenlid | Mellinger Eye Speculum, for children open wire, 11.0mm blades
a1 medical GmbH | المانيا | Germany | ME0000004671SFDAA00125 | Fishkind Eye Speculum, adj. mechanism | Spreizfeder, Augenlid | Fishkind Eye Speculum, adj. mechanism, 15.0mm blades
a1 medical GmbH | المانيا | Germany | ME0000004671SFDAA00129 | Schott Eye Speculum | Spreizfeder, Augenlid | Schott Eye Speculum, with rotatable adjusting, 16.0mm blades
a1 medical GmbH | المانيا | Germany | ME0000004671SFDAA00126 | Stevenson Lacrimal Sac Retractor | Spreizfeder, Augenlid | Stevenson Lacrimal Sac Retractor, with 3x3 blunt prongs, 15.0mm blades
a1 medical GmbH | المانيا | Germany | ME0000004671SFDAA00115 | Lester-Burch Speculum | ES-0316 Weiss Lidsperrer, Kinder solid 14.0mm solid blades, lenght 7.0cm, spreading width 27.0mm 17-933 1 6 00144423 Spreizfeder | Lester-Burch Speculum, solid blades
a1 medical GmbH | المانيا | Germany | ME0000004671SFDAA00119 | Lieberman Eye Speculum, for premature, 5.0mm blades | Spreizfeder, Augenlid | Lieberman Eye Speculum, for premature, 5.0mm blades, length 4.5cm
a1 medical GmbH | المانيا | Germany | ME0000004671SFDAA00112 | Weiss Eye Speculum, for sadults | Spreizfeder, Augenlid | Weiss Eye Speculum, for sadults, 18.0mm fenestrated blades, length 9.0cm, spreading width 31.0mm
a1 medical GmbH | المانيا | Germany | ME0000004671SFDAA00108 | Pretori Eye Speculum | Spreizfeder, Augenlid | Pretori Eye Speculum, left, Blade 15.0mm length 5.0cm
a1 medical GmbH | المانيا | Germany | ME0000004671SFDAA00116 | Lieberman Eye Speculum, adj. mechanism | Spreizfeder, Augenlid | Lieberman Eye Speculum, adj. mechanism, 10.0mm open wire blades
REDA INSTRUMENTE GMBH | المانيا | Germany | ME0000012108SFDAA00056 | solution bowl | Surgical bowls | Surgical bowls
a1 medical GmbH | المانيا | Germany | ME0000004671SFDAA00141 | Ragnell Double Hook | Wundhaken, Auge | Ragnell Double Hook, 15.0cm
a1 medical GmbH | المانيا | Germany | ME0000004671SFDAA00120 | Ginsberg Eye Speculum | Spreizfeder, Augenlid | Ginsberg Eye Speculum, 15.0mm blades
a1 medical GmbH | المانيا | Germany | ME0000004671SFDAA00139 | Rollet Lacrimal Sac Retractor, 4 prongs blunt | Spreizfeder, Augenlid | Rollet Lacrimal Sac Retractor, 4 prongs blunt, length 13.5cm
a1 medical GmbH | المانيا | Germany | ME0000004671SFDAA00132 | Jaeger Lid Plate | Spreizfeder, Augenlid | Jaeger Lid Plate, length 11.0cm
a1 medical GmbH | المانيا | Germany | ME0000004671SFDAA00140 | Nasal Speculum | Spreizfeder, Augenlid | Nasal Speculum, infant
Akrus GmbH & Co. KG | المانيا | Germany | ME0000004785SFDAA00006 | SC 5010 ES | Surgical Chair | The chair is suitable to be employed in the immediate proximity of patients.
a1 medical GmbH | المانيا | Germany | ME0000004671SFDAA00133 | Wright Fascia Needle | Spreizfeder, Augenlid | Wright Fascia Needle, 1.0 mm x 6.0 mm oval hole, length 13.0cm
a1 medical GmbH | المانيا | Germany | ME0000004671SFDAA00138 | Goldstein Lacrimal Sack Retractor | Spreizfeder, Augenlid | Goldstein Lacrimal Sack Retractor
REDA INSTRUMENTE GMBH | المانيا | Germany | ME0000012108SFDAA00068 | vaginal specula | Surgical speculas | Surgical speculas
a1 medical GmbH | المانيا | Germany | ME0000004671SFDAA00131 | Desmarres Lid Retractor | Spreizfeder, Augenlid | Desmarres Lid Retractor, Fig. 0, 11.0mm
REDA INSTRUMENTE GMBH | المانيا | Germany | ME0000012108SFDAA00072 | ruler metal | Surgical Instrument | Surgical Instrument
REDA INSTRUMENTE GMBH | المانيا | Germany | ME0000012108SFDAA00063 | towel forceps | Surgical Clamps | Surgical Clamps
REDA INSTRUMENTE GMBH | المانيا | Germany | ME0000012108SFDAA00061 | tissue forceps | Forceps Utility | Forceps Utility
THUASNE Deutschland GmbH | المانيا | Germany | ME0000000683SFDAA00015 | Rhizo PRO | Rhizo PRO | Wrist/thumb orthosis | داعم مثبت للاصبع
THUASNE Deutschland GmbH | المانيا | Germany | ME0000000683SFDAA00017 | Pero Med AFO III | Pero Med AFO III | AFO | داعم للساق والقدم
THUASNE Deutschland GmbH | المانيا | Germany | ME0000000683SFDAA00018 | Ortel C4 Vario | Ortel C4 Vario | CERVICAL COLLAR | طوق للعنق صلب وداعم للرقبة
THUASNE Deutschland GmbH | المانيا | Germany | ME0000000683SFDAA00019 | EPI MED | EPI MED | Anti-epicondylitis bandage with reinforced proprioceptive effect | داعم ومساعد للمرفق
THUASNE Deutschland GmbH | المانيا | Germany | ME0000000683SFDAA00022 | PODO MED | PODO MED | Pressure-relieving foot orthoses
THUASNE Deutschland GmbH | المانيا | Germany | ME0000000683SFDAA00023 | PODOSIL | PODOSIL | sole viscoelastic silicone | نعل داخلي ناعم بطول كامل
REDA INSTRUMENTE GMBH | المانيا | Germany | ME0000012108SFDAA00067 | uterine sound | Surgical probes | Surgical probes
a1 medical GmbH | المانيا | Germany | ME0000004671SFDAA00130 | Jaffe Wire Lid Retractor | Spreizfeder, Augenlid | Jaffe Wire Lid Retractor, pair, 15.0mm blades
a1 medical GmbH | المانيا | Germany | ME0000004671SFDAA00134 | Needle & Gouge, foreign body spud | Spreizfeder, Augenlid | Needle & Gouge, foreign body spud
a1 medical GmbH | المانيا | Germany | ME0000004671SFDAA00135 | Helvoston Tissue Retractor | Spreizfeder, Augenlid | Helvoston Tissue Retractor, 7.0mm
a1 medical GmbH | المانيا | Germany | ME0000004671SFDAA00124 | Castroviejo Eye Speculum | Spreizfeder, Augenlid | Castroviejo Eye Speculum, adj. mechanism, 14.0mm blades
a1 medical GmbH | المانيا | Germany | ME0000004671SFDAA00114 | Lancaster Eye Speculum with locking nut | Spreizfeder, Augenlid | Lancaster Eye Speculum with locking nut, 16.0mm solid blades
REDA INSTRUMENTE GMBH | المانيا | Germany | ME0000012108SFDAA00071 | wire basket | surgical instrument container | surgical instrument container
a1 medical GmbH | المانيا | Germany | ME0000004671SFDAA00136 | Agricola Lacrimal Sac Retractor | Spreizfeder, Augenlid | Agricola Lacrimal Sac Retractor, 3x3 semi-sharp prongs, length 4.5cm
REDA INSTRUMENTE GMBH | المانيا | Germany | ME0000012108SFDAA00057 | spare blade | Surgical Knife | Surgical Knife
Waldemar Link GmbH & Co. KG | المانيا | Germany | ME0000009859SFDAA00073 | Endo-Model Sterilizing and Storage Case 1-8 | Endo-Model Sterilizing and Storage Case | Surgical Instruments
REDA INSTRUMENTE GMBH | المانيا | Germany | ME0000012108SFDAA00062 | tissue forceps atrauma | forceps utility | forceps utility
REDA INSTRUMENTE GMBH | المانيا | Germany | ME0000012108SFDAA00066 | Tray for 1/2 size container | surgical instrument container | surgical instrument container
a1 medical GmbH | المانيا | Germany | ME0000004671SFDAA00137 | Guthrie Fixation Hook double | Spreizfeder, Augenlid | Guthrie Fixation Hook double, sharp, small, length 13.0cm
TONTARRA MEDIZINTECHNIK GMBH | المانيا | Germany | ME0000006190SFDAA00005 | Needle Holder | Needle Holder | Surgical Standard Instruments
REDA INSTRUMENTE GMBH | المانيا | Germany | ME0000012108SFDAA00059 | swab forceps serrated | Forceps Utility | Forceps Utility
REDA INSTRUMENTE GMBH | المانيا | Germany | ME0000012108SFDAA00065 | tray | Surgical bowls | Surgical bowls
Rebstock Instrument GmbH | المانيا | Germany | ME0000006302SFDAA00027 | bone holding forceps self center.,240 mm with thread lock | Forceps | Surgical holding forceps
Rebstock Instrument GmbH | المانيا | Germany | ME0000006302SFDAA00026 | reposition forceps w. thread lock, 160mm | Forceps | Surgical forceps
Rebstock Instrument GmbH | المانيا | Germany | ME0000006302SFDAA00025 | LEWIN bone hold.forceps 180 mm | Forceps | Surgical forceps
a1 medical GmbH | المانيا | Germany | ME0000004671SFDAA00123 | Lieberman Eye Speculum | Spreizfeder, Augenlid | Lieberman Eye Speculum, Brown Triple, 12.0mm blades
REDA INSTRUMENTE GMBH | المانيا | Germany | ME0000012108SFDAA00069 | Watson skin graft knife | dermatome knife | dermatome knife
REDA INSTRUMENTE GMBH | المانيا | Germany | ME0000012108SFDAA00055 | scissors operating | surgical scissors | surgical scissors
a1 medical GmbH | المانيا | Germany | ME0000004671SFDAA00142 | Flieringa Scleral Fixation Ring | Haken, sklerale Fixation | Flieringa Scleral Fixation Ring, set of 9 sizes, Ø 14.0mm - 22.0mm
REDA INSTRUMENTE GMBH | المانيا | Germany | ME0000012108SFDAA00054 | scissors | surgical scissors | surgical scissors
REDA INSTRUMENTE GMBH | المانيا | Germany | ME0000012108SFDAA00064 | trachea hook | Surgical hooks | Surgical hooks
a1 medical GmbH | المانيا | Germany | ME0000004671SFDAA00128 | Maumenee-Park Eye Speculum | Spreizfeder, Augenlid | Maumenee-Park Eye Speculum, 15.0mm solid blades
REDA INSTRUMENTE GMBH | المانيا | Germany | ME0000012108SFDAA00070 | WAUGH Forceps | medical tweezers | medical tweezers
a1 medical GmbH | المانيا | Germany | ME0000004671SFDAA00127 | Knapp-Clark Eye Speculum | Spreizfeder, Augenlid | Knapp-Clark Eye Speculum, adjustable, with screw, open wire blades
REDA INSTRUMENTE GMBH | المانيا | Germany | ME0000012108SFDAA00060 | swab forceps,BOZEMANN-DOUGLAS | forceps utility | forceps utility
REDA INSTRUMENTE GMBH | المانيا | Germany | ME0000012108SFDAA00058 | swab forceps | forceps utility | forceps utility
a1 medical GmbH | المانيا | Germany | ME0000004671SFDAA00060 | CTS Trephine, Ø 7.0mm, with bayonet coupling | Trephine, korneal | CTS Trephine, Ø 7.0mm, with bayonet coupling, for the Trephine Core
a1 medical GmbH | المانيا | Germany | ME0000004671SFDAA00144 | Schepens Scleral Depressor | Depressor, Augenhöhle | Schepens Scleral Depressor, 7.0mm wide tip, small thimble, #8
a1 medical GmbH | المانيا | Germany | ME0000004671SFDAA00151 | Carter Sphere Introducer | Depressor, Augenhöhle | Carter Sphere Introducer, length 12.5cm
a1 medical GmbH | المانيا | Germany | ME0000004671SFDAA00147 | O'Connor localisator and marker | Depressor, Augenhöhle | O'Connor localisator and marker, length 13.3cm
KARL STORZ SE & Co. KG | المانيا | Germany | ME0000003576SFDAA00471 | Tenaculum | Tenaculum | Single Tenaculum, 180° Single Tenaculum, 110°
Aesculap AG | المانيا | Germany | ME0000003970SFDAA00027 | MOYNIHAN ARTERY FORCEPS | SURGICAL FORCEPS | SURGICAL FORCEPS
a1 medical GmbH | المانيا | Germany | ME0000004671SFDAA00146 | Schocket Scleral Depressor | Depressor, Augenhöhle | Schocket Scleral Depressor, with 6.0mm wide bar & 2.5mm teardrop shaped ends, length 13.5cm
a1 medical GmbH | المانيا | Germany | ME0000004671SFDAA00145 | Gass Scleral Marker | Depressor, Augenhöhle | Gass Scleral Marker, Ø 1.5mm marking tip
Lawton GmbH & Co. KG | المانيا | Germany | ME0000012221SFDAA00003 | Suction Tubes | Sucking Products | BARNES HOSPITAL SUCTION TUBE -SUCTION TUBE VERY DELICATE -WULLSTEIN SUCT.TUBE CONICAL -ADSON SUCT TUBE CVD 21CM 4MM -ADSON SUCT TUBE CVD 21CM 5MM -ADSON SUCT TUBE STR 21CM 4MM -FERGUSON SUCT TUBE 2 MM -FERGUSON SUCT TUBE 2,3 MM -FERGUSON SUCT TUBE 2,7 MM -FERGUSON SUCT TUBE 3,3 MM -FERGUSON SUCT TUBE 4 MM -FRAZIER SUCTION TUBE 2,3MM -FRAZIER SUCTION TUBE 3,3MM -FRAZIER SUCTION TUBE 3,7MM -FERGUSON SUCT TUBE 3.7 MM -FERGUSON SUCT TUBE 5.0 MM -ADSON SUCT TUBE STR 21CM 5MM -FRAZIER SUCT TUBE STR 20 2,0 -FRAZIER SUCT TUBE STR 20 2,7 - NASAL SUCT TUBE 3X6.5MM 15.5 -NASAL SUCT TUBE 4.5MM 18.5CM -NASAL SUCT TUBE 5.5MM 18.5CM - YASARGIL SUCT TUBE 1.5MM22CM -YASARGIL SUCT TUBE 2.0MM22CM -YASARGIL SUCT TUBE 2.5MM22CM -YASARGIL SUCT TUBE 3.5MM22CM -POOLE SUCTION TUBE STR CHR -POOLE SUCTION TUBE CVD 22CM 8MM -POOLE PEDIATRIC SUCTION TUBE -ANDREW-PYNCH.SCTN TBE CHRM -YANK SUCT TUBE 10MM 29CM -TIP ONLY FOR YANKAUER SUCT -DEBAKEY SUCT TUBE 9MM 28CM -WALTON YANKAUER SUCTION TUBE -HANDLE ONLY FOR 16-0289 -YANKAUER SUCT TUBE 27CM COMP -COOLEY SUCT TUBE 8MM 36CM -COOLEY SUCTION TUBE 31 CM -COOLEY SUCTION TUBE 31 CM -COOLEY SUCTION TUBE 35 CM -SUCT BASKET ONLY F 16-0268 -CLINIC YANKAUER SUCTION TUBE CHR -CLINIC POOLE SUCTION TUBE CVD 8 MM -POOLE SUCT TUBE STR 10MM 22CM -CLINIC FRAZIER SUCTION TUBE 2.0 MM -CLINIC FRAZIER SUCTION TUBE 2.3 MM -CLINIC FRAZIER SUCTION TUBE 2.7 MM -CLINIC FRAZIER SUCTION TUBE 3.3 MM -CLINIC FRAZIER SUCTION TUBE 3.7 MM -CLINIC FRAZIER SUCTION TUBE 4.0 MM -CLINIC FRAZIER SUCTION TUBE 5.0 MM -FRAZIER SUCTION TUBE 2.3 MM -FRAZIER SUCTION TUBE 2.7 MM -FRAZIER SUCT TUBE CVD 3,7MM -SUCTION TUBE F 68-1406 -SUCTION TUBE COMPL -RHOTON SUCT TUBE ANG 1.6MM -RHOTON SUCT TUBE ANG 2.3MM -RHOTON SUCT TUBE ANG 3.3MM -RHOTON SUCT TUBE ANG 1.6MM -RHOTON SUCT TUBE ANG 2.3MM -RHOTON SUCT TUBE ANG 3.3MM -RHOTON SUCT TUBE ANG 3.3MM -RHOTON SUCT TUBE ANG 2.3MM -RHOTON SUCT TUBE ANG 1.6MM -MAGILL SUC TUBE 3.5MM 24.5 -MAGILL SUC TUBE 4.0MM 24.5 -YANKAUER SUCT TUBE 11MM -ROSEN SUCTION TUBE 0,7 MM -ROSEN SUCTION TUBE 0,9 MM -ROSEN SUCTION TUBE 1,2 MM -ROSEN SUCTION TUBE 0,5 MM -ROSEN SUCTION TUBE 0,8MM -ROSEN SUCTION TUBE 1,0 MM -ROSEN SUCTION TUBE 1,4 MM -ROSEN SUCTION TUBE 1,5 MM -ROSEN SUCTION TUBE 1,8 MM -ROSEN SUCTION TUBE 2,0 MM -ROSEN SUCTION TUBE 2,5 MM -ROSEN SUCTION TUBE 3,0 MM -ROSEN SUCTION TUBE ANG 0,7MM -ROSEN SUCTION TUBE ANG 0,9MM -ROSEN SUCTION TUBE ANG 1,2 -HOUSE ASP/IRRIG INSTR 0.9/0.7 -HOUSE ASP/IRRIG INSTR 1.2/0.9 -HOUSE ASP/IRRIG INSTR 1.5/1.2 -SUCTION TUBE W MAGNETIC ROD -HANDLE PART TUBE/TUBE -HOLE SUCT TUBE 5X330MM 4H -HANDLE SINGLE HANDLING -HANDLE LUER-LOCK/LUER-LOCK -HOLE SUCT TUBE 5X330MM 16H -SUCT TUBE ROUND 5X330MM 48H -SUCT TUBE BLUNT 5X330MM 48 -SUCT TUBE BLUNT 5X500MM 48 -SUCT TUBE BLUNT 5X330MM 12 -NEEDLE SUCT TUBE 5X330MM -SUCTION TUBE 5.0X330MM -SUCTION TUBE 10X330MM -SUCTION TUBE 3,5X240MM -HANDLE W TRUMPET LARGE -HANDLE W TRUMPET SMALL -HANDLE W TWO-WAY VALVE -TUBE 3,0X330MM F 49-4326 -TUBE 5,0X330MM F 49-4326 -TUBE 10,0X330MM F 49-4326 -SUCTION TUBE 10X340MM 16H -SUCTION TUBE 5X340MM 16HOL -SUCTION TUBE 3X340MM 16HOL -SUCTION TUBE 5X330MM 4HOL -PISTOL HANDLE W TWO-WAY -SUCT IRRIG TUBE LASER R5MM -SUCT TUBE 5X330MM STOP LL -SUCT TUBE 5X330MM 4HOLE LL -REDUCER SLEEVE 5 MM TO 4 MM -FRAZIER SUC TUBE 2.0X100MM GRAD -FRAZIER SUCTION TUBE 2.5X100MM GRD -RUBBER TUBE 45CM FOR 65-0361 -VAPOR SUCT TUBE F OP LARY 3-7.
a1 medical GmbH | المانيا | Germany | ME0000004671SFDAA00158 | Helveston Muscle Hook extra delicate, small | Wundhaken, Auge | Helveston Muscle Hook extra delicate, small, with blunt tip, 8.0mm
Aesculap AG | المانيا | Germany | ME0000003970SFDAA00024 | LONDON COLLEGE TOOTH TWEEZER | SURGICAL TWEEZER | SURGICAL TWEEZER
a1 medical GmbH | المانيا | Germany | ME0000004671SFDAA00165 | Helveston „Teaser“ Hook | Wundhaken, Auge | Helveston „Teaser“ Hook, extra delicate, blunt
a1 medical GmbH | المانيا | Germany | ME0000004671SFDAA00169 | Jaeger Strabismus Hook | Wundhaken, Auge | Jaeger Strabismus Hook, Fig 1
a1 medical GmbH | المانيا | Germany | ME0000004671SFDAA00161 | Stevens Tenotomy Hook | Wundhaken, Auge | Stevens Tenotomy Hook, blunt small
Aesculap AG | المانيا | Germany | ME0000003970SFDAA00008 | MIKULICZ PERITONEUM FORCEPS | surgical forceps | surgical forceps
Aesculap AG | المانيا | Germany | ME0000003970SFDAA00009 | EDNA TOWEL CLAMP | surgical clamp | surgical clamp
Aesculap AG | المانيا | Germany | ME0000003970SFDAA00038 | DUVAL LUNG FORCEPS | surgical forceps | surgical forceps
a1 medical GmbH | المانيا | Germany | ME0000004671SFDAA00168 | Bishop Muscle Hook with Protective Plate | Wundhaken, Auge | Bishop Muscle Hook with Protective Plate
a1 medical GmbH | المانيا | Germany | ME0000004671SFDAA00156 | Axenfeld Hook | Wundhaken, Auge | Axenfeld Hook, 2 prongs, sharp, length 14.0cm
Aesculap AG | المانيا | Germany | ME0000003970SFDAA00034 | GLOVER ATR.CLAMP | surgical clamp | surgical clamp
Aesculap AG | المانيا | Germany | ME0000003970SFDAA00029 | GRUENWALD FORCEPS BAYO SERR | surgical forceps | surgical forceps
a1 medical GmbH | المانيا | Germany | ME0000004671SFDAA00154 | Guthrie Fixation Hook double, sharp, large | Wundhaken, Auge | Guthrie Fixation Hook double, sharp, large, length 13.0cm
Aesculap AG | المانيا | Germany | ME0000003970SFDAA00040 | JANSEN FORCEPS BAYO | SURGICAL FORCEPS | SURGICAL FORCEPS
REDA INSTRUMENTE GMBH | المانيا | Germany | ME0000012108SFDAA00053 | Scalpel handle | knife holder | knife holder
Aesculap AG | المانيا | Germany | ME0000003970SFDAA00028 | ADSON TISE FCPS | SURGICAL FORCEPS | SURGICAL FORCEPS
Aesculap AG | المانيا | Germany | ME0000003970SFDAA00041 | ADSON TISSUE FORCEPS | surgical forceps | surgical forceps
Aesculap AG | المانيا | Germany | ME0000003970SFDAA00037 | LISTER SINUS FORCEPS | surgical forceps | surgical forceps
Aesculap AG | المانيا | Germany | ME0000003970SFDAA00036 | MC'INDOE DEL THUMB FCPS | surgical forceps | surgical forceps
Aesculap AG | المانيا | Germany | ME0000003970SFDAA00033 | LAHEY/SWEET GALL DUCT FORCEPS | surgical forceps | surgical forceps
Aesculap AG | المانيا | Germany | ME0000003970SFDAA00026 | MICRO ATR.BULLDOGCLAMP | surgical clamp | surgical clamp
Aesculap AG | المانيا | Germany | ME0000003970SFDAA00011 | DANDY DELICATE FORCEPS | surgical forceps | surgical forceps
Aesculap AG | المانيا | Germany | ME0000003970SFDAA00017 | GREEN-ARMYTAGE FORCEPS | SURGICAL FORCEPS | SURGICAL FORCEPS
Aesculap AG | المانيا | Germany | ME0000003970SFDAA00001 | HARTMANN MOSQUITO FCPS | surgical forceps | surgical forceps
a1 medical GmbH | المانيا | Germany | ME0000004671SFDAA00157 | Graefe Muscle Hook | Wundhaken, Auge | Graefe Muscle Hook, small, Size 1
Aesculap AG | المانيا | Germany | ME0000003970SFDAA00019 | DUROGRIP RYDER NEEDLE HOLDER | SURGICAL NEEDLE HOLDER | SURGICAL NEEDLE HOLDER
Aesculap AG | المانيا | Germany | ME0000003970SFDAA00003 | HALSTED-MOSQUITO FCPS | surgical forceps | surgical forceps
a1 medical GmbH | المانيا | Germany | ME0000004671SFDAA00162 | Gass Retinal Detachment Hook | Wundhaken, Auge | Gass Retinal Detachment Hook, with oval opening
Aesculap AG | المانيا | Germany | ME0000003970SFDAA00042 | GERALD FORCEPS DEL | surgical forceps | surgical forceps
a1 medical GmbH | المانيا | Germany | ME0000004671SFDAA00166 | Helveston Finder Hook | Wundhaken, Auge | Helveston Finder Hook, large extra delicate with slightly angled cone shaped tip
a1 medical GmbH | المانيا | Germany | ME0000004671SFDAA00180 | Ruedemann Infant Dilator | Dilatator, lacrimal | Ruedemann Infant Dilator, length 8.0cm
Sunrise medical Gmbh & co | المانيا | Germany | ME0000000340SFDAA00042 | Xenon2 | Manual wheelchair | Manual wheelchair
Aesculap AG | المانيا | Germany | ME0000003970SFDAA00032 | INTEST.FIX.FORCEPS BABCOCK | surgical forceps | surgical forceps
a1 medical GmbH | المانيا | Germany | ME0000004671SFDAA00163 | Gass Rouchy Fixation Hook | Wundhaken, Auge | Gass Rouchy Fixation Hook, with hole
a1 medical GmbH | المانيا | Germany | ME0000004671SFDAA00143 | McNeil-Goldman Scleral Fixation Ring & Blepharostat | Haken, sklerale Fixation | McNeil-Goldman Scleral Fixation Ring & Blepharostat, small 15.0mm
a1 medical GmbH | المانيا | Germany | ME0000004671SFDAA00171 | Jaeger Strabismus Hook | Wundhaken, Auge | Jaeger Strabismus Hook, Fig 2
a1 medical GmbH | المانيا | Germany | ME0000004671SFDAA00152 | Spatula, malleable | Wundhaken, Auge | Spatula, malleable, 170.0x16.0mm
a1 medical GmbH | المانيا | Germany | ME0000004671SFDAA00150 | Wadsworth Todd Kauter | Depressor, Augenhöhle | Wadsworth Todd Kauter, length 14.0cm
a1 medical GmbH | المانيا | Germany | ME0000004671SFDAA00172 | Manson Double Ended Strabismus Hook | Wundhaken, Auge | Manson Double Ended Strabismus Hook
a1 medical GmbH | المانيا | Germany | ME0000004671SFDAA00175 | Kerrison Bone Nibbling Rongeur | Hohlmeißelzange | Kerrison Bone Nibbling Rongeur, size #0, 3.0mm
a1 medical GmbH | المانيا | Germany | ME0000004671SFDAA00174 | Ferris-Smith-Kerrison Punch, with semi-detachable shaft | Hohlmeißelzange | Ferris-Smith-Kerrison Punch, with semi-detachable shaft, 1.0mm, 90°, with ejector, length: 11.0cm
a1 medical GmbH | المانيا | Germany | ME0000004671SFDAA00176 | Citelli Bone Nibbling Rongeur | Hohlmeißelzange | Citelli Bone Nibbling Rongeur, 1.5mm wide
a1 medical GmbH | المانيا | Germany | ME0000004671SFDAA00177 | Beyer Rongeur single action, curved | Hohlmeißelzange | Beyer Rongeur single action, curved
a1 medical GmbH | المانيا | Germany | ME0000004671SFDAA00173 | Holder for Absorbent Strips | Wundhaken, Auge | Holder for Absorbent Strips, serrated jaw
HEINE Optotechnik GmbH & Co. KG | المانيا | Germany | ME0000004869SFDAA00119 | F.O. 4 SHORT LED NT | Laryngoscope | F.O. 4 SHORT LED NT
a1 medical GmbH | المانيا | Germany | ME0000004671SFDAA00155 | Rollet Lacrimal Sac Retractor, 4 prongs sharp | Wundhaken, Auge | Rollet Lacrimal Sac Retractor, 4 prongs sharp, length 13.5cm
HEINE Optotechnik GmbH & Co. KG | المانيا | Germany | ME0000004869SFDAA00111 | 25 XP MAC DISPO. BLADES | Laryngoscopes Blades | 25 XP MAC 4 DISPO. BLADES
a1 medical GmbH | المانيا | Germany | ME0000004671SFDAA00181 | Dilator, Model Giessen, angled | Dilatator, lacrimal | Dilator, Model Giessen, angled
a1 medical GmbH | المانيا | Germany | ME0000004671SFDAA00179 | Wilder Lacrimal Dilator | Wundhaken, Auge | Wilder Lacrimal Dilator, size #1, fine tapper
a1 medical GmbH | المانيا | Germany | ME0000004671SFDAA00178 | Castroviejo Lacrimal Dilator, double-end | Dilatator, lacrimal | Castroviejo Lacrimal Dilator, double-end, fine & medium taper, length 14.0cm
a1 medical GmbH | المانيا | Germany | ME0000004671SFDAA00148 | Laqua Depressor, double sided, with clip | Depressor, Augenhöhle | Laqua Depressor, double sided, with clip
HEINE Optotechnik GmbH & Co. KG | المانيا | Germany | ME0000004869SFDAA00116 | COMP.LARYNG.BATT.HANDLE CPL. | Laryngoscope | COMP.LARYNG.BATT.HANDLE CPL.
TONTARRA MEDIZINTECHNIK GMBH | المانيا | Germany | ME0000006190SFDAA00012 | Speculas | Speculas | Surgical Standard Instruments
HEINE Optotechnik GmbH & Co. KG | المانيا | Germany | ME0000004869SFDAA00114 | EASYCLEAN LED LARYN.HANDLE | Laryngoscopes | EASYCLEAN LED LARYN.HANDLE
Aesculap AG | المانيا | Germany | ME0000003970SFDAA00043 | NISSEN DELICATE FORCEPS | surgical forceps | surgical forceps
Rebstock Instrument GmbH | المانيا | Germany | ME0000006302SFDAA00018 | HARVEY wire cutting pliers 235 mm, TC | Forceps | Surgical wire cutter
Carl Zeiss Vision International GmbH | المانيا | Germany | ME0000000572SFDAA00007 | Zeiss | Spectacle Lens | Spectacle Lens
Aesculap AG | المانيا | Germany | ME0000003970SFDAA00013 | KOCHER FORCEPS | surgical forceps | surgical forceps
HEINE Optotechnik GmbH & Co. KG | المانيا | Germany | ME0000004869SFDAA00115 | F.O.4 SLIM LED NT | Laryngoscope | F.O.4 SLIM LED NT
a1 medical GmbH | المانيا | Germany | ME0000004671SFDAA00194 | Replacement tip for HS-0010TS | Extraktionsgerät, Katarakt | Replacement tip for HS-0010TS
a1 medical GmbH | المانيا | Germany | ME0000004671SFDAA00189 | Gerten Easy Liquid Bubble DMEK circular peripheral sealing-ring | Mikromanipulator | Gerten Easy Liquid Bubble DMEK circular peripheral sealing-ring, Ø 10.0mm
Aesculap AG | المانيا | Germany | ME0000003970SFDAA00011 | DANDY DELICATE FORCEPS | surgical forceps | surgical forceps
TONTARRA MEDIZINTECHNIK GMBH | المانيا | Germany | ME0000006190SFDAA00020 | forceps grasping | forceps grasping | Surgical Standard Instruments
HEINE Optotechnik GmbH & Co. KG | المانيا | Germany | ME0000004869SFDAA00121 | HRP+1-VIEW ON S-FRAME | Head light | HRP3.5X420+1-VIEW ON S-FRAME
TONTARRA MEDIZINTECHNIK GMBH | المانيا | Germany | ME0000006190SFDAA00013 | Speculas | Speculas | Surgical Standard Instruments
a1 medical GmbH | المانيا | Germany | ME0000004671SFDAA00182 | Lens Injector for use with Type A, B & C cartridges | Einsetzgerät, Intraokularlinsen | Lens Injector for use with Type A, B & C cartridges, single-hand IOL Implantation titanium, length 20.0cm
a1 medical GmbH | المانيا | Germany | ME0000004671SFDAA00187 | Gerten Lancet for the Clear Cornea DALK | Mikromanipulator | Gerten Lancet for the Clear Cornea DALK, angled, 11.0mm, blunt
a1 medical GmbH | المانيا | Germany | ME0000004671SFDAA00191 | DMEK "F" Marker with ball, to mark the stromal part of the donor lenticle | Mikromanipulator | DMEK "F" Marker with ball, to mark the stromal part of the donor lenticle
a1 medical GmbH | المانيا | Germany | ME0000004671SFDAA00192 | Nagahara Phaco-Chopper | Mikromanipulator | Nagahara Phaco-Chopper, angled 10.0mm, 1.25mm tip, 90°
HEINE Optotechnik GmbH & Co. KG | المانيا | Germany | ME0000004869SFDAA00123 | BINOC.LOUPE C2.3/450 IN CASE | Loupes | BINOC.LOUPE C2.3/450 IN CASE
Aesculap AG | المانيا | Germany | ME0000003970SFDAA00022 | DENTAL PLIERS | SURGICAL PLIERS | SURGICAL PLIERS
Aesculap AG | المانيا | Germany | ME0000003970SFDAA00014 | HALSTED DELICATE FORCEPS | SURGICAL FORCEPS | SURGICAL FORCEPS
Aesculap AG | المانيا | Germany | ME0000003970SFDAA00004 | MICRO-HALSTED FORCEPS | surgical forceps | surgical forceps
a1 medical GmbH | المانيا | Germany | ME0000004671SFDAA00186 | Replacement tip for HS-0000TS | Mikromanipulator | Replacement tip for HS-0000TS
a1 medical GmbH | المانيا | Germany | ME0000004671SFDAA00188 | Gerten Dilator for the Easy Liquid Bubble DMEK | Mikromanipulator | Gerten Dilator for the Easy Liquid Bubble DMEK, 0.3/0.5 con., angled, straight 11.0mm, blunt
a1 medical GmbH | المانيا | Germany | ME0000004671SFDAA00183 | Injector for Intracapsular Ring Implant | Einsetzgerät, Intraokularlinsen | Injector for Intracapsular Ring Implant, overall length 161mm,6.3 in.,Titan trunk Stainless hook 0.3mm dia, 0.85 mm height
a1 medical GmbH | المانيا | Germany | ME0000004671SFDAA00184 | Vera Fixation Hook for XEN Gel Stent implantation | Mikromanipulator | Vera Fixation Hook for XEN Gel Stent implantation, used with Barret speculum ES-0311
a1 medical GmbH | المانيا | Germany | ME0000004671SFDAA00185 | Kuglen Iris Hook and Lens Manipulator | Mikromanipulator | Kuglen Iris Hook and Lens Manipulator, push-pull model, angled,
a1 medical GmbH | المانيا | Germany | ME0000004671SFDAA00193 | Replacement tip | Mikromanipulator | Replacement tip for HS-0053TS
a1 medical GmbH | المانيا | Germany | ME0000004671SFDAA00190 | Silicone Tube for Gerten Easy Liquid Bubble DMEK circular peripheral sealing-ring | Mikromanipulator | Silicone Tube for Gerten Easy Liquid Bubble DMEK circular peripheral sealing-ring
Aesculap AG | المانيا | Germany | ME0000003970SFDAA00007 | FOERSTER-BALLENGR SPNG FCPS | surgical forceps | surgical forceps
Aesculap AG | المانيا | Germany | ME0000003970SFDAA00021 | DE'BAKEY BULLDOG CLAMPRING-HDL | surgical clamp | surgical clamp
Aesculap AG | المانيا | Germany | ME0000003970SFDAA00016 | GEMINI CLAMP | SURGICAL CLAMP | SURGICAL CLAMP
Aesculap AG | المانيا | Germany | ME0000003970SFDAA00002 | HARTMANN MOSQUITO FCS | surgical forceps | surgical forceps
HEINE Optotechnik GmbH & Co. KG | المانيا | Germany | ME0000004869SFDAA00117 | F.O. BLADE FT + | Laryngoscopes | F.O. BLADE FT 3+
Aesculap AG | المانيا | Germany | ME0000003970SFDAA00023 | MIXTER SUTURE FORCEPS | SURGICAL FORCEPS | SURGICAL FORCEPS
Aesculap AG | المانيا | Germany | ME0000003970SFDAA00012 | MICRO-ADSON TISSUE FORCEPS | surgical forceps | surgical forceps
HEINE Optotechnik GmbH & Co. KG | المانيا | Germany | ME0000004869SFDAA00113 | SHORT LARYNG.LAMP HANDLE | Laryngoscopes | SHORT LARYNG.LAMP HANDLE
HEINE Optotechnik GmbH & Co. KG | المانيا | Germany | ME0000004869SFDAA00120 | HR2.5X420+1 -VIEW ON S-FRAME | Head Lights | HR2.5X420+1-VIEW ON S-FRAME
HEINE Optotechnik GmbH & Co. KG | المانيا | Germany | ME0000004869SFDAA00122 | LED LOUPELIGHT 2 FOR HR+ HRP | Loupes Head Lights | LED LOUPELIGHT 2 FOR HR+ HRP
a1 medical GmbH | المانيا | Germany | ME0000004671SFDAA00167 | Bonn Model Strabismus Hook | Wundhaken, Auge | Bonn Model Strabismus Hook 1.0mm hole
a1 medical GmbH | المانيا | Germany | ME0000004671SFDAA00159 | Jameson Muscle Hook | Wundhaken, Auge | Jameson Muscle Hook, medium
OxMed International GmbH | المانيا | Germany | ME0000012861SFDAA00007 | ZenSetiv absorbent sachets | ZenSetiv absorbent sachets | Absorbent Sachets
OxMed International GmbH | المانيا | Germany | ME0000012861SFDAA00008 | ZenSetiv hydrocolloid paste | ZenSetiv hydrocolloid paste | Hydrocolloid Pasta
Helmut Zepf Medizintechik GmbH | المانيا | Germany | ME0000008129SFDAA00135 | HEMINGWAY, SHARP SPOON/RASPATORY | Dental Instrument | Dental Instrument
Helmut Zepf Medizintechik GmbH | المانيا | Germany | ME0000008129SFDAA00135 | HEMINGWAY, SHARP SPOON/RASPATORY | Dental Instrument | Dental Instrument
Helmut Zepf Medizintechik GmbH | المانيا | Germany | ME0000008129SFDAA00129 | HAEMOSTATIC FORCEPS | Dental Instrument | Dental Instrument
MORSA WACHSWARENFABRIK SALLINGER GMBH | المانيا | Germany | ME0000005857SFDAA00005 | SPRUE WAX | SPRUE WAX | Tension-free and very malleable wax wire. Due to its high stability it may be waxed onto any object easily. Prevents accidental deformation of objects to be cast.
a1 medical GmbH | المانيا | Germany | ME0000004671SFDAA00160 | Green Muscle Hook | Wundhaken, Auge | Green Muscle Hook
pro med instruments GmbH | المانيا | Germany | ME0000004765SFDAA00132 | DORO Sterilization Tray for 6 forceps | Sterilization container | DORO Sterilization Tray for 6 forceps
Helmut Zepf Medizintechik GmbH | المانيا | Germany | ME0000008129SFDAA00132 | CHISEL, OSTEOTOME SET | Dental Instrument | Dental Instrument
Helmut Zepf Medizintechik GmbH | المانيا | Germany | ME0000008129SFDAA00136 | BLADE, SCALPEL | Dental Instrument | Dental Instrument
Helmut Zepf Medizintechik GmbH | المانيا | Germany | ME0000008129SFDAA00136 | BLADE, SCALPEL | Dental Instrument | Dental Instrument
OxMed International GmbH | المانيا | Germany | ME0000012861SFDAA00002 | protective powder | protective powder | Protective Powder
Waldemar Link GmbH & Co. KG | المانيا | Germany | ME0000009859SFDAA00075 | Link@ Additional Instrument Set Acetabular Reamer | Additional Instrument Set Acetabular Reamer | Acetabular Reamer Set
Aesculap AG | المانيا | Germany | ME0000003970SFDAA00025 | KOCHER-OCHSNER FORCEPS | SURGICAL FORCEPS | SURGICAL FORCEPS
Aesculap AG | المانيا | Germany | ME0000003970SFDAA00018 | GROSS FORCEPS | surgical forceps | surgical forceps
Aesculap AG | المانيا | Germany | ME0000003970SFDAA00010 | LORNA TOWEL CLAMP | SURGICAL CLAMP | SURGICAL CLAMP
Lawton GmbH & Co. KG | المانيا | Germany | ME0000012221SFDAA00005 | Sterilizing Case | Sterilization Container | Please see attached Item List
TONTARRA MEDIZINTECHNIK GMBH | المانيا | Germany | ME0000006190SFDAA00014 | forceps Sponge | forceps Sponge | Surgical Standard Instruments
KARL STORZ SE & Co. KG | المانيا | Germany | ME0000003576SFDAA00603 | Jar | Jar | Jar, stainless steel, diameter 5 cm, heigth 17.5 cm
Maquet GmbH | المانيا | Germany | ME0000003539SFDAA00175 | Meera CL | Meera CL | Mobile Operating Table MEERA CL
Aesculap AG | المانيا | Germany | ME0000003970SFDAA00047 | CASPAR EXPLORATION HOOKLONG-TIP245MM | surgical hook | surgical hook
KARL STORZ SE & Co. KG | المانيا | Germany | ME0000003576SFDAA00599 | Ear Forceps | Ear Forceps | WULLSTEIN Ear Forceps, detachable, extra delicate, oval cupped jaws, curved to left, 0.9 mm, working length 8 cm
OxMed International GmbH | المانيا | Germany | ME0000012861SFDAA00006 | ZenSetiv Silicon Plaster | ZenSetiv Silicon Plaster | Silicon Plaster
OxMed International GmbH | المانيا | Germany | ME0000012861SFDAA00009 | Adhesive Remover Spray | Adhesive Remover Spray | Adhesive Remover
PRESIDENT DENTAL GmbH | المانيا | Germany | ME0000008127SFDAA00021 | Zenolite | Led Curing Light | Led Curing Light
Olympus Winter & lbe GmbH | المانيا | Germany | ME0000002519SFDAA00595 | Light-guide adapter, Olympus telescope to Olympus | Light-guide adapter, Olympus telescope to Olympus | Accessory for surgical endoscopy
RUDOLF RIESTER GMBH | المانيا | Germany | ME0000009614SFDAA00103 | Metpak | Pressure infusion aid | Pressure infusion aid
RUDOLF RIESTER GMBH | المانيا | Germany | ME0000009614SFDAA00103 | Metpak | Pressure infusion aid | Pressure infusion aid
RUDOLF RIESTER GMBH | المانيا | Germany | ME0000009614SFDAA00103 | Metpak | Pressure infusion aid | Pressure infusion aid
Helmut Zepf Medizintechik GmbH | المانيا | Germany | ME0000008129SFDAA00130 | HOLDER, NEEDLE | Dental Instrument | Dental Instrument
SEIKO Optical Europe Gmbh | المانيا | Germany | ME0000000053SFDAA00005 | Pentax | OPTICAL LENSES | MP 150 HMC, MP 160 HMC, MP 167 AS HMC, MP 167 ASEHMC, AS 1.67, AS 1.74, PENTAX 1.50, PENTAX 1.50 Curved, PENTAX 1.59 Poly, Pentax Trivex, PENTAX 1.60, PENTAX 1.60 AS, PENTAX Curved, PENTAX 1.67 AS, PENTAX 3D-Tec, PENTAX Freestyle, PENTAX ID3-HD, PENTAX Premier, PENTAX Premier Wide, PENTAX Prestige, PENTAX Young, PENTAX Curved Individualized | عدسات نظارات طبية جاهزة
SEIKO Optical Europe Gmbh | المانيا | Germany | ME0000000053SFDAA00005 | Pentax | OPTICAL LENSES | MP 150 HMC, MP 160 HMC, MP 167 AS HMC, MP 167 ASEHMC, AS 1.67, AS 1.74, PENTAX 1.50, PENTAX 1.50 Curved, PENTAX 1.59 Poly, Pentax Trivex, PENTAX 1.60, PENTAX 1.60 AS, PENTAX Curved, PENTAX 1.67 AS, PENTAX 3D-Tec, PENTAX Freestyle, PENTAX ID3-HD, PENTAX Premier, PENTAX Premier Wide, PENTAX Prestige, PENTAX Young, PENTAX Curved Individualized | عدسات نظارات طبية جاهزة
KARL STORZ SE & Co. KG | المانيا | Germany | ME0000003576SFDAA00602 | Grooved Director | Grooved Director | Grooved Director, length 14.5 cm
KARL STORZ SE & Co. KG | المانيا | Germany | ME0000003576SFDAA00601 | Gouge | Gouge | WALTER Gouge, hollow, width 3 mm, length 19 cm
KARL STORZ SE & Co. KG | المانيا | Germany | ME0000003576SFDAA00588 | C-MAC S Video Laryngoscope | C-MAC S Video Laryngoscope | C-MAC S Video Laryngoscope MILLER #0 C-MAC S Video Laryngoscope MILLER #1
Aesculap AG | المانيا | Germany | ME0000003970SFDAA00045 | ADSON NERVE HOOK | SURGICAL HOOK | SURGICAL HOOK
Aesculap AG | المانيا | Germany | ME0000003970SFDAA00106 | MICRO-HALSTED FCPS | surgical forceps | surgical forceps
Heinz Herenz Medizinalbedarf GmbH | المانيا | Germany | ME0000000754SFDAA00001 | Hot/Cold wraps | Hot/Cold wraps | cold and hot wraps
Aesculap AG | المانيا | Germany | ME0000003970SFDAA00051 | MICRO THUMB FORCEPS | surgical forceps | surgical forceps
Aesculap AG | المانيا | Germany | ME0000003970SFDAA00094 | UNIVERSAL WIRE CUTTERS | surgical wire cutter | surgical wire cutter
Aesculap AG | المانيا | Germany | ME0000003970SFDAA00098 | LOWMAN BONE CLAMP | surgical clamp | surgical clamp
Aesculap AG | المانيا | Germany | ME0000003970SFDAA00095 | OMBREDANNE MALLET | surgical mallet | surgical mallet
Aesculap AG | المانيا | Germany | ME0000003970SFDAA00104 | CHISEL HANDLE F/INTERCHG-BLDS W/KEY | surgical chisel | surgical chisel
Aesculap AG | المانيا | Germany | ME0000003970SFDAA00103 | CUTTING PLIER F/WIRE | Surgical Wire Cutting Pliers | Surgical Wire Cutting Pliers
Aesculap AG | المانيا | Germany | ME0000003970SFDAA00102 | LISTON BONE-CUTTING FORCEPS | SURGICAL FORCEPS | SURGICAL FORCEPS
KARL STORZ SE & Co. KG | المانيا | Germany | ME0000003576SFDAA00600 | Dissector Pick | Dissector Pick | CRABTREE Dissector Pick, flattened tip 90°, 0.5 mm wide, 1.5 mm long, length 16 cm
Aesculap AG | المانيا | Germany | ME0000003970SFDAA00107 | NEEDLE NOSE PLIERS | surgical pliers | surgical pliers
Aesculap AG | المانيا | Germany | ME0000003970SFDAA00100 | LUER-FRIEDMANN BONE RONGEUR | SURGICAL RONGEUR | SURGICAL RONGEUR
a1 medical GmbH | المانيا | Germany | ME0000004671SFDAA00200 | Reusable Scleral Plugs | Haken, sklerale Fixation | Reusable Scleral Plugs, 19G non-sterile (4 per tablet) 1.1mm, gold
KARL STORZ SE & Co. KG | المانيا | Germany | ME0000003576SFDAA00586 | C-MAC S Imager | C-MAC S Imager | Laryngoscope Blade for C-MAC® system.
a1 medical GmbH | المانيا | Germany | ME0000004671SFDAA00196 | Fine-Thornton Fixation Ring | Haken, sklerale Fixation | Fine-Thornton Fixation Ring, Ø 16.0mm, 16 teeth 15°
a1 medical GmbH | المانيا | Germany | ME0000004671SFDAA00198 | Globe Fixation Ring | Haken, sklerale Fixation | Globe Fixation Ring
a1 medical GmbH | المانيا | Germany | ME0000004671SFDAA00203 | Freer Lacrimal Chisel, curved | Meißel, Knochen | Freer Lacrimal Chisel, curved, 6.0mm, length 16.0cm
HEINE Optotechnik GmbH & Co. KG | المانيا | Germany | ME0000004869SFDAA00128 | MINI3000 OPHTH.W.BATI.HANDLE | OPHTHALMOSCOPE | MINI3000 OPHTH.W.BATI.HANDLE
Aesculap AG | المانيا | Germany | ME0000003970SFDAA00093 | RETRACTOR 1 PRONG | surgical retractor | surgical retractor
a1 medical GmbH | المانيا | Germany | ME0000004671SFDAA00205 | Daviel Lens Expressor, large | Kürette | Daviel Lens Expressor, large
a1 medical GmbH | المانيا | Germany | ME0000004671SFDAA00208 | Hebra Chalazions Curette | Kürette | Hebra Chalazions Curette, small
HEINE Optotechnik GmbH & Co. KG | المانيا | Germany | ME0000004869SFDAA00132 | MINI NT CHARGER | Charger | MINI NT CHARGER
HEINE Optotechnik GmbH & Co. KG | المانيا | Germany | ME0000004869SFDAA00134 | LI-ION BATTERY MPACK | Rechargeable Batteries | LI-ION BATTERY MPACK V2.0
HEINE Optotechnik GmbH & Co. KG | المانيا | Germany | ME0000004869SFDAA00136 | MPACK UNPLUGGED | Power Pack | MPACK UNPLUGGED
a1 medical GmbH | المانيا | Germany | ME0000004671SFDAA00224 | Backhaus towel Dlamp, length 13.5cm | Klemme, ophthalmologisch | Backhaus towel Dlamp, length 13.5cm
Aesculap AG | المانيا | Germany | ME0000003970SFDAA00097 | LANE BONE-HOLDING FCPS | surgical forceps | surgical forceps
a1 medical GmbH | المانيا | Germany | ME0000004671SFDAA00210 | Beehler Pupil Dilator | Dilatator | Beehler Pupil Dilator, 2.8mm, straight, for 2.5mm incision
a1 medical GmbH | المانيا | Germany | ME0000004671SFDAA00219 | Halsted Mosquito Forceps | Klemme, ophthalmologisch | Halsted Mosquito Forceps, straight, length 14.5cm
a1 medical GmbH | المانيا | Germany | ME0000004671SFDAA00223 | Towel Clamp | Klemme, ophthalmologisch | Backhaus towel Clamp, length 9.0cm
a1 medical GmbH | المانيا | Germany | ME0000004671SFDAA00222 | Baby Jones Towel Clamp | Klemme, ophthalmologisch | Baby Jones Towel Clamp, length 5.5cm
a1 medical GmbH | المانيا | Germany | ME0000004671SFDAA00221 | Halsted Mosquito Forceps, straight | Klemme, ophthalmologisch | Halsted Mosquito Forceps, straight, standard, length 12.5cm
a1 medical GmbH | المانيا | Germany | ME0000004671SFDAA00217 | Dieffenbach Bulldog Clamp, serrifine | Klemme, ophthalmologisch | Dieffenbach Bulldog Clamp, serrifine, straight, length 3.5cm
a1 medical GmbH | المانيا | Germany | ME0000004671SFDAA00218 | Hartmann Mosquito Forceps | Klemme, ophthalmologisch | Hartmann Mosquito Forceps, straight, length 9.5cm
a1 medical GmbH | المانيا | Germany | ME0000004671SFDAA00220 | Micro Mosquito Forceps | Klemme, ophthalmologisch | Micro Mosquito Forceps, curved, standard, length 12.5cm
a1 medical GmbH | المانيا | Germany | ME0000004671SFDAA00201 | Partsch Lacrimal Sac Chisel | Messer, Katarakt | Partsch Lacrimal Sac Chisel, Length 13.5cm 3.0mm wide
OxMed International GmbH | المانيا | Germany | ME0000012861SFDAA00010 | ZenSetiv Stoma Belt 125/2,8 | ZenSetiv Stoma Belt 125/2,8 | Stoma Belt
OxMed International GmbH | المانيا | Germany | ME0000012861SFDAA00005 | Hydrocolloid Shape Regular | Hydrocolloid Shape Regular | Hydrocolloid Shapes
Lawton GmbH & Co. KG | المانيا | Germany | ME0000012221SFDAA00004 | Suction Cannula | Sucking Products | WULLSTEIN SUCT CANNULA COMPL -SUCT CANNULA 0,4MM F 68-1470 -SUCT CANNULA 0,6MM F 68-1470 -SUCT CANNULA 0,8MM F 68-1470 -EICKEN-KILLIAN ANT CAN 1,5MM -EICKEN CANNULA LL 2.5MM 15CM -EICKEN CANNULA LL 3.0MM 15CM -TIP SUCTION CANNULA 2,6MM -TIP SUCTION CANNULA 3,3MM -TIP SUCTION CANNULA 4,8MM -TIP SUCTION CANNULA 10,0MM -FUKUSHIMA SUCT CAN 1,4X100MM -FUKUSHIMA SUCT CAN 4,0X115MM -FUKUSHIMA SUCT CAN 2,0X115MM -FUKUSHIMA SUCT CAN 1,0X140MM -FUKUSHIMA SUCT CAN 1,0X100MM -FUKUSHIMA SUCT CAN 1,7X100MM -FUKUSHIMA SUCT CAN 2,0X100MM -FUKUSHIMA SUCT CAN 2,4X100MM -FUKUSHIMA SUCT CAN 2,7X100MM -FUKUSHIMA SUCT CAN 3,0X100MM -FUKUSHIMA SUCT CAN 3,4X100MM -FUKUSHIMA SUCT CAN 3,7X100MM -FUKUSHIMA SUCT CAN 4,0X100MM -FUKUSHIMA SUCT CAN 1,0X115MM -FUKUSHIMA SUCT CAN 1,4X115MM -FUKUSHIMA SUCT CAN 1,7X115MM -FUKUSHIMA SUCT CAN 2,4X115MM -FUKUSHIMA SUCT CAN 2,7X115MM -FUKUSHIMA SUCT CAN 3,0X115MM -FUKUSHIMA SUCT CAN 3,4X115MM -FUKUSHIMA SUCT CAN 3,7X115MM -FUKUSHIMA SUCT CAN 1,4X140MM -FUKUSHIMA SUCT CAN 1,7X140MM -FUKUSHIMA SUCT CAN 2,0X140MM -FUKUSHIMA SUCT CAN 2,4X140MM -FUKUSHIMA SUCT CAN 2,7X140MM -FUKUSHIMA SUCT CAN 3,0X140MM -FUKUSHIMA SUCT CAN 3,4X140MM -FUKUSHIMA SUCT CAN 3,7X140MM -FUKUSHIMA SUCT CAN 4,0X140MM -FUKUSHIMA SUCT CAN 1,0X165MM -FUKUSHIMA SUCT CAN 1,4X165MM -FUKUSHIMA SUCT CAN 1,7X165MM -FUKUSHIMA SUCT CAN 2,0X165MM -FUKUSHIMA SUCT CAN 2,4X165MM -FUKUSHIMA SUCT CAN 2,7X165MM -FUKUSHIMA SUCT CAN 3,0X165MM -FUKUSHIMA SUCT CAN 3,4X165MM -FUKUSHIMA SUCT CAN 3,7X165MM -FUKUSHIMA SUCT CAN 4,0X165MM -FRAZIER CANNULAE 2.0X185 -FRAZIER CANUELAE 3.3X185 -FRAZIER CANNULAE 4.0X185 -FRAZIER CANNULAE 5.0X185 -FRAZIER SUCTION CAN 3.0X110 -FRAZIER SUCT CAN 1.5X130 -FRAZIER SUCT CAN 2.0X130 -FRAZIER SUCT CAN 2.5X130 -FRAZIER SUCT CAN 3.0X130 -FRAZIER SUCT CAN 4.0X130 -FRAZIER SUCT CAN 5.0X130 -FRAZIER SUCT CAN 1.5X160 -FRAZIER SUCT CAN 2.0X160 -FRAZIER SUCT CAN 2.5X160 -FRAZIER SUCT CAN 3.0X160 -FRAZIER SUCT CAN 4.0X160 -FRAZIER SUCT CAN 5.0X160 -FRAZIER SUCT CAN 1.5X200 -FRAZIER SUCT CAN 2.0X200 -FRAZIER SUCT CAN 2.5X200 -FRAZIER SUCT CAN 3.0X200 -FRAZIER SUCT CAN 4.0X200 -FRAZIER SUCT CAN 5.0X200 -FRAZIER SUCT CAN 1.5X110 -FRAZIER SUCT CAN 2.5X110 -LEMPERT SUC CAN 3X200MM+S -FERGUS CANNULA ISOL 3.7/175 -ROSEN SUCT CANN 2.0MM ANG -ROSEN SUCT CANN 3.0MM ANG -ROSEN SUCT CANN 1.8MM ANG -ROSEN SUCT CANN 2.5MM ANG -ROSEN SUCT CANN 0.5MM ANG -ROSEN SUCT CANN 0.8MM ANG -ROSEN SUCT CANN 1.0MM ANG -ROSEN SUCT CANN 1.4MM ANG -ROSEN SUCT CANN 1.5MM ANG -ZOELLNER SUCTION CANNULA TIP 0,7MM -ZOELLNER SUCTION CANNULA TIP 0,9MM -ZOELLNER SUCTION CANNULA TIP 1,2MM -ZOLLNER SUCTION CANNULA TIP 0,5MM -PLESTER SUCTION 2MM, 195MM -PLESTER SUCTION 1,5MM, 195MM -PLESTER SUCTION 2,5MM, 195MM -PLESTER SUCTION 3MM, 195MM -BARON SUCT CANN 13CM 1,0MM 3CH -BARON SUCT CANN 13CM 1,5MM 5CH -BARON SUCT CANN 13CM 2,0MM 7CH -SUCT CANNULA CONICAL 3MM 16.5CM -SUCT CANNULA CONICAL 3.5MM 16.5CM -SUCT CANNULA CYLINDRIC 1,0X130MM -SUCT CANNULA CYLINDRIC 1.5MM 13CM -SUCT CANNULA CYLINDRIC 2,0X130MM -SUCT CANNULA CYLINDRIC 3X110X150MM -SUCT CANNULA CYLINDRIC 4MM 15CM -NIJMEGEN SUCTION CANNULA 1.0MM -NIJMEGEN SUCTION CANNULA 2.0MM -NIJMEGEN SUCTION CANNULA 2.5MM -NIJMEGEN SUCTION CANNULA 3.0MM -NIJMEGEN SUCTION CANNULA 1.5MM -IRRIGATION CANNULA COMPL 3,2 -IRRIGATION CANNULA COMPL 4.5 -SUCTION CANNULA 2,0MM, WITH LUER HUB -SUCTION CANNULA 2,5MM, WITH LUER HUB -SUCTION CANNULA 3,0MM, WITH LUER HUB -NI IRRIG CANNULA 2,5X165 MM -GRAETHER CAP POLI CANNULA 23G -IRRIG CANNULA WITH OLIVE CVD -ENZYME CANNULA 24G/0,56MM -BANGERTER LACRIMAL PROBE CAN -BANGERTER LACRIMAL PROBE CAN -BANGERTER LACRIMAL PROBE CAN -LACHRYMAL PROBE CAN -CAPSULE POLISH CAN STR -LACRIMAL CANNULA STR -LACHRYMAL CANNULA CVD -LACHRYMAL CANNULA STR -LACHRYMAL CANNULA CVD -LACHRYMAL CAN CVD SHORT -LACHRYMAL CAN CVD LONG -ANEL LACHRYMAL CAN STR -ANEL LACHRYMAL CAN CVD 0.6MM -AIR INJECTION CANNULA 27G/0,4MM -AIR INJECTION CANNULA 30G/0,3 -SAUTTER AIR INJECTION CANNULA 27G -TÜBINGEN AIR INJECTION CANNULA 30G -FRANKFURT AIR INJ CAN, HYDRON 27G -KNOLLE-PEARCE IRRI VECTIS CANNULA23G -MCINTYRE LACHRYMAL CANNULAE -BONN IRRIGATION CANNULA DELIC -GILLS IRRIGATION-ASPIRATION CANNULA -SIMCOE IRRI-ASPIR CANNULA25/23G -KOCH ASPIR CANNULAS SANDBL -BISHOP HARMON CANNULA -KABIERSKE CANNULA STR 8 CM -KABIERSKE CANNULA STR 11 CM -KABIERSKE CANNULA CVD 13 CM.
TONTARRA MEDIZINTECHNIK GMBH | المانيا | Germany | ME0000006190SFDAA00018 | forceps dissecting | forceps dissecting | Surgical Standard Instruments
Dragerwerk AG & Co. KGaA | المانيا | Germany | ME0000006565SFDAA00008 | 38 mm pole | 38 mm pole | Front adapter for connection to the device to be positioned (monitor, infusion management system, etc.).
Dragerwerk AG & Co. KGaA | المانيا | Germany | ME0000006565SFDAA00009 | Front rail | Front rail | Front adapter for connection to the device to be positioned (monitor, infusion management system, etc.).
a1 medical GmbH | المانيا | Germany | ME0000004671SFDAA00209 | Membrane Spatula | Kürette | Membrane Spatula, length 13.0cm
a1 medical GmbH | المانيا | Germany | ME0000004671SFDAA00199 | Eckardt Pressure Plate, 23G/ 0.6 mm, for Vitrectomy System | Haken, sklerale Fixation | Eckardt Pressure Plate, 23G/ 0.6 mm, for Vitrectomy System, left hand, used with F-1540, length 9.5cm
HEINE Optotechnik GmbH & Co. KG | المانيا | Germany | ME0000004869SFDAA00126 | OMEGA 500-LED | Opthalmoscopes | OMEGA 500-LED W. HC50 L
a1 medical GmbH | المانيا | Germany | ME0000004671SFDAA00211 | Catalano Lacrimal Intubations Set | Dilatator | Catalano Lacrimal Intubations Set, 0.7mm x 14.0cm
a1 medical GmbH | المانيا | Germany | ME0000004671SFDAA00214 | Crawford Lacrimal Intubation Set | Dilatator | Crawford Lacrimal Intubation Set, 0.6mm x 14.0cm
a1 medical GmbH | المانيا | Germany | ME0000004671SFDAA00204 | Castroviejo Cyclodialysis Spatula | Kürette | Castroviejo Cyclodialysis Spatula, 1.2mm x 10.0mm
a1 medical GmbH | المانيا | Germany | ME0000004671SFDAA00195 | Lu-Mendez Fixation Ring | Haken, sklerale Fixation | Lu-Mendez Fixation Ring, with blunt teeth 11.0mm
a1 medical GmbH | المانيا | Germany | ME0000004671SFDAA00216 | Bangerter Muscle Clamp | Klemme, ophthalmologisch | Bangerter Muscle Clamp, length 10.5cm
Helmut Zepf Medizintechik GmbH | المانيا | Germany | ME0000008129SFDAA00134 | CURETTE | Dental Instrument | Dental Instrument
KARL STORZ SE & Co. KG | المانيا | Germany | ME0000003576SFDAA00587 | C-MAC S Pediatric Imager | C-MAC S Pediatric Imager | Pediatric Imager
a1 medical GmbH | المانيا | Germany | ME0000004671SFDAA00197 | Hofmann-Thornton Fixation Ring | Haken, sklerale Fixation | Hofmann-Thornton Fixation Ring, Ø 13.0mm, 16 blunt teeth 15°
Helmut Zepf Medizintechik GmbH | المانيا | Germany | ME0000008129SFDAA00133 | PLIERS SURGICAL | Dental Instrument | Dental Instrument
HEINE Optotechnik GmbH & Co. KG | المانيا | Germany | ME0000004869SFDAA00130 | OMEGA 500-LED+DV1 | Indirect ophthalmoscope | OMEGA 500-LED+DV1+MPACK
a1 medical GmbH | المانيا | Germany | ME0000004671SFDAA00213 | Silicone tubing | Dilatator | Silicone tubing
Lawton GmbH & Co. KG | المانيا | Germany | ME0000012221SFDAA00008 | Sponge Forceps | Forceps | CLINIC FOERSTER FC STR 24,5CM SMOOTH -CLINIC FOERSTER FCPS CVD 24,5CM SMOOTH -CLINIC FOERSTER FCPS STR 24,5 SERR -CLINIC FOERSTER FCPS CVD 24,5 SERRATED .
TONTARRA MEDIZINTECHNIK GMBH | المانيا | Germany | ME0000006190SFDAA00019 | forceps dressing | forceps dressing | Surgical Standard Instruments
Aesculap AG | المانيا | Germany | ME0000003970SFDAA00096 | KERN-LANE BONE-HOLDING FCPS | surgical forceps | surgical forceps
Lawton GmbH & Co. KG | المانيا | Germany | ME0000012221SFDAA00006 | Wire Basket | Hamper | Please see attached List
Aesculap AG | المانيا | Germany | ME0000003970SFDAA00101 | BONE-CUTTING FORCEPS | surgical forceps | surgical forceps
Aesculap AG | المانيا | Germany | ME0000003970SFDAA00099 | LOWMAN-GERSTER BONE CLAMP | surgical clamp | surgical clamp
Aesculap AG | المانيا | Germany | ME0000003970SFDAA00092 | LANDOLT SCALPEL HANDLE BAYO | Surgical Scalpel Handles | Surgical Scalpel Handles
a1 medical GmbH | المانيا | Germany | ME0000004671SFDAA00202 | West Lacrimal Chisel | Meißel, Knochen | West Lacrimal Chisel, straight
a1 medical GmbH | المانيا | Germany | ME0000004671SFDAA00206 | Evisceration Spoon | Kürette | Evisceration Spoon, bunge small, 6.0mm
a1 medical GmbH | المانيا | Germany | ME0000004671SFDAA00207 | Meyerhoefer Chalazions Curette | Kürette | Meyerhoefer Chalazions Curette size 00, Ø 1.0mm
VBM Medizintechnik GmbH | المانيا | Germany | ME0000006121SFDAA00065 | Tube Holder | Tube Holder | used in general anesthesia during spontaneous or positive pressure ventilation
HEINE Optotechnik GmbH & Co. KG | المانيا | Germany | ME0000004869SFDAA00131 | BETA 2,5 BATTERY HANDLE | Battery Handles | BETA 2,5 BATTERY HANDLE
HEINE Optotechnik GmbH & Co. KG | المانيا | Germany | ME0000004869SFDAA00135 | EN50 UNPLUGGED WALL UNIT | Chargers | EN50 UNPLUGGED WALL UNIT
ITD GmbH | المانيا | Germany | ME0000001987SFDAA00047 | Articulating Arm 400 + 350 mm for ArthroCarts, 11-20 kg | Articulating Arm 400 + 350 mm for ArthroCarts, 11-20 kg | mounting medical and IEC-tested devices according to the permitted load information in compliance with the requirements of IEC 60601-1 in the currently valid edition.
ITD GmbH | المانيا | Germany | ME0000001987SFDAA00048 | ArthroCart (AR-5995-16STI) | ArthroCart (AR-5995-16STI) | Arthro Cart
Sunrise medical GmbH | المانيا | Germany | ME0000001257SFDAA00001 | RGK Elite x | Manual propelled wheelchair | Manual propelled wheelchair
HEINE Optotechnik GmbH & Co. KG | المانيا | Germany | ME0000004869SFDAA00133 | NT 4 CHARGER | Charger | NT 4 CHARGER
VBM Medizintechnik GmbH | المانيا | Germany | ME0000006121SFDAA00052 | Tube-Tray | Tube-Tray | for adult and paediatric breathing tubes
HEINE Optotechnik GmbH & Co. KG | المانيا | Germany | ME0000004869SFDAA00137 | E4-USB POWER SUPPLY | Chargers | E4-USB POWER SUPPLY
a1 medical GmbH | المانيا | Germany | ME0000004671SFDAA00225 | Steri Oil Pen for lubrification of instruments with articulations | Gleitmittel, Instrumente | Steri Oil Pen for lubrification of instruments with articulations, 12ml, 0.4 fl. oz., 7.0mm tip
a1 medical GmbH | المانيا | Germany | ME0000004671SFDAA00215 | Crawford Retrieving Hook | Dilatator | Crawford Retrieving Hook, length 15.0cm
a1 medical GmbH | المانيا | Germany | ME0000004671SFDAA00226 | Cilia Forceps | Zange, ophthalmologisch | Cilia Forceps 3.0mm, length 9.0cm
REBOTEC Rehabilitationsmittel GmbH | المانيا | Germany | ME0000012322SFDAA00014 | Handy | sticks | The sticks are designed for persons with impaired walking ability. | عكاز
Aesculap AG | المانيا | Germany | ME0000003970SFDAA00105 | GERSTER TRACTION BAR F/FO190R-93R | surgical traction bar | surgical traction bar
TONTARRA MEDIZINTECHNIK GMBH | المانيا | Germany | ME0000006190SFDAA00017 | forceps towel | forceps towel | Surgical Standard Instruments
Helmut Zepf Medizintechik GmbH | المانيا | Germany | ME0000008129SFDAA00131 | SCISSORS, SURICAL TISSUE | Dental Instrument | Dental Instrument
Willmann & Pein GmbH | المانيا | Germany | ME0000006366SFDAA00023 | Vision Prophy Paste | Vision Prophy Paste | Vision Prophy Paste
REDA INSTRUMENTE GMBH | المانيا | Germany | ME0000012108SFDAA00085 | retractor, FRITSCH | Surgical retractor | Surgical retractor
a1 medical GmbH | المانيا | Germany | ME0000004671SFDAA00228 | Utrata Capsulorhexis Forceps, angled, extra fine shanks | Zange, ophthalmologisch | Utrata Capsulorhexis Forceps, angled, extra fine shanks, 12.0mm, with ultra fine grasping tips, length 8.5cm
a1 medical GmbH | المانيا | Germany | ME0000004671SFDAA00234 | Haefliger Phaco cleaver | Extraktionsgerät, Katarakt | Haefliger Phaco cleaver, 45° angled, right
REDA INSTRUMENTE GMBH | المانيا | Germany | ME0000012108SFDAA00078 | dressing forceps, GROSS-MAIER | Surgical Forceps | Surgical Forceps
Lawton GmbH & Co. KG | المانيا | Germany | ME0000012221SFDAA00009 | Instrument Box | Container | Please See NEEDLE BOX RD 65X15 MM-INTERIOR BOX FOR 08-1650-STERIL BOX 295X215X67MM M/F-STERIL BOX 295X215X67MM T/F-STERIL BOX 280X275X67MM T/F-STERIL BOX 400X280X67MM T/F-STERIL BOX 490X270X67MM T/F-STERIL BOX 295X215X50MM T/F-STERIL BOX 280X275X50MM T/F-STERIL BOX 400X280X50MM T/F-STERIL BOX 490X270X50MM T/F-PLASTIC BOX 162X68X24MM-PLASTIC BOX 175X107X24MM-PLASTIC BOX 200X107X24MM-PLASTIC BOX 264X157X24MM-PLASTIC BOX 264X157X43MM-KONRICH STER BOX 340X165MM-KONRICH STER BOX 290X240MM-PLAST BOX 271X76X32MM F 2 S-PLAST BOX 394X70X35MM F 1SCOPE-PLAST BOX 394X70X35MM F 2 SCOPE.List
REDA INSTRUMENTE GMBH | المانيا | Germany | ME0000012108SFDAA00109 | uterine scoop, SIMON | Surgical curets | Surgical curets
REDA INSTRUMENTE GMBH | المانيا | Germany | ME0000012108SFDAA00105 | flat nose pliers | forceps utility | forceps utility
REDA INSTRUMENTE GMBH | المانيا | Germany | ME0000012108SFDAA00081 | DESMARRES retractor double-ended | Surgical retractors | Surgical retractors
REDA INSTRUMENTE GMBH | المانيا | Germany | ME0000012108SFDAA00100 | bone lever, HOHMANN | Surgical elevators | Surgical elevators
REDA INSTRUMENTE GMBH | المانيا | Germany | ME0000012108SFDAA00091 | probe, NELATON | Surgical probe | Surgical probe
REDA INSTRUMENTE GMBH | المانيا | Germany | ME0000012108SFDAA00077 | peritoneum forceps | Surgical clamps | Surgical clamps
REDA INSTRUMENTE GMBH | المانيا | Germany | ME0000012108SFDAA00076 | hemost.fcps.,OVERHOLT-GEISSEND | Surgical Clamps | Surgical Clamps
REDA INSTRUMENTE GMBH | المانيا | Germany | ME0000012108SFDAA00138 | Silicon mat | surgical instrument container | surgical instrument container
REDA INSTRUMENTE GMBH | المانيا | Germany | ME0000012108SFDAA00127 | Container lid perforated | sterilization containers | sterilization containers
REDA INSTRUMENTE GMBH | المانيا | Germany | ME0000012108SFDAA00096 | mallet | mallets bone | mallets bone
REDA INSTRUMENTE GMBH | المانيا | Germany | ME0000012108SFDAA00084 | retractor, KOCHER-LANBENBeCK | Surgical retractor | Surgical retractor
REDA INSTRUMENTE GMBH | المانيا | Germany | ME0000012108SFDAA00088 | probe buttoned with eye | Surgical probes | Surgical probes
REDA INSTRUMENTE GMBH | المانيا | Germany | ME0000012108SFDAA00089 | probe buttoned | Surgical probe | Surgical probe
REDA INSTRUMENTE GMBH | المانيا | Germany | ME0000012108SFDAA00095 | Bone tamp | mallets bone | mallets bone
REDA INSTRUMENTE GMBH | المانيا | Germany | ME0000012108SFDAA00130 | Container perforated lid, unperforated | sterilization containers | sterilization containers
REDA INSTRUMENTE GMBH | المانيا | Germany | ME0000012108SFDAA00126 | silicone profile for fixation | bowls | bowls
REDA INSTRUMENTE GMBH | المانيا | Germany | ME0000012108SFDAA00099 | elevator, MC DONALD | Surgical elevators | Surgical elevators
REDA INSTRUMENTE GMBH | المانيا | Germany | ME0000012108SFDAA00094 | bone cutting forceps | forceps utility | forceps utility
REBOTEC Rehabilitationsmittel GmbH | المانيا | Germany | ME0000012322SFDAA00018 | Boston | WheelChair | Commode WheelChair | كرسي حمام
Rebstock Instrument GmbH | المانيا | Germany | ME0000006302SFDAA00118 | RHOTON Dissector | Dissector | Surgical Dissector
Dragerwerk AG & Co. KGaA | المانيا | Germany | ME0000006565SFDAA00019 | Accessory pole | Accessory pole | Front adapter for connection to the device to be positioned (monitor, infusion management system, etc.).
REDA INSTRUMENTE GMBH | المانيا | Germany | ME0000012108SFDAA00118 | Sterilization and storage tray w. bottom | surgical instrument container | surgical instrument container
REDA INSTRUMENTE GMBH | المانيا | Germany | ME0000012108SFDAA00112 | Cushing tissue forceps | HF-Surgery | HF-Surgery
Willmann & Pein GmbH | المانيا | Germany | ME0000006366SFDAA00021 | Re-cord | Re-cord | Re-cord
REBOTEC Rehabilitationsmittel GmbH | المانيا | Germany | ME0000012322SFDAA00017 | chicago | Chairs | Shower and Commode Chairs | كرسي حمام
Wissner-Bosserhoff GmbH | المانيا | Germany | ME0000001317SFDAA00001 | movita | movita | Nursing home beds
a1 medical GmbH | المانيا | Germany | ME0000004671SFDAA00232 | Titanium Handle only | Extraktionsgerät, Katarakt | Titanium Handle only, for Single Hook System
Dragerwerk AG & Co. KGaA | المانيا | Germany | ME0000006565SFDAA00015 | Westbrook rail | Westbrook rail | Front adapter for connection to the device to be positioned (monitor, infusion management system, etc.).
Rebstock Instrument GmbH | المانيا | Germany | ME0000006302SFDAA00115 | twist drill | Drill | Surgical Instrument
Rebstock Instrument GmbH | المانيا | Germany | ME0000006302SFDAA00116 | RHOTON Teardrop Dissector | Dissector | Surgical dissector
REDA INSTRUMENTE GMBH | المانيا | Germany | ME0000012108SFDAA00139 | retractor, KOCHER | retractors | retractors
REDA INSTRUMENTE GMBH | المانيا | Germany | ME0000012108SFDAA00132 | Container lid 3/4-size, perforated | sterilization containers | sterilization containers
REDA INSTRUMENTE GMBH | المانيا | Germany | ME0000012108SFDAA00115 | Gerald tissue forceps | HF-Surgery | HF-Surgery
REDA INSTRUMENTE GMBH | المانيا | Germany | ME0000012108SFDAA00128 | Container lid | sterilization containers | sterilization containers
REDA INSTRUMENTE GMBH | المانيا | Germany | ME0000012108SFDAA00108 | haemorrhodal ligator, MC GIVNEY | ligator hemorrhoidal | ligator hemorrhoidal
REDA INSTRUMENTE GMBH | المانيا | Germany | ME0000012108SFDAA00114 | Doyen clamp forceps | clamps | clamps
REDA INSTRUMENTE GMBH | المانيا | Germany | ME0000012108SFDAA00119 | Titanium micro scissors | scissors | scissors
REDA INSTRUMENTE GMBH | المانيا | Germany | ME0000012108SFDAA00123 | Tit. De Bakey tissue forceps | HF-Surgery | HF-Surgery
Rebstock Instrument GmbH | المانيا | Germany | ME0000006302SFDAA00121 | RHOTON Curette | Curette | Surgical curette
REDA INSTRUMENTE GMBH | المانيا | Germany | ME0000012108SFDAA00113 | Desmarres retractor | screw, bone | screw, bone
REDA INSTRUMENTE GMBH | المانيا | Germany | ME0000012108SFDAA00122 | tenaculum fcps | forceps utility | forceps utility
Lawton GmbH & Co. KG | المانيا | Germany | ME0000012221SFDAA00010 | Forceps | Holding Products | TENDON INTERLAC FCPS STR 15-TENDON INTERLAC FCPS CVD 15-TENDON PASSING FCPS STR 20,5-KLEINERT-KUTZ TEND FCPS 20,5-VASECT FORCEPS SHARP 12,5CM-VASECT RING FCPS 14CM / 3MM-VASECT RING FCPS 14CM / 4,7MM.
TONTARRA MEDIZINTECHNIK GMBH | المانيا | Germany | ME0000006190SFDAA00015 | forceps haemostatic | forceps haemostatic | Surgical Standard Instruments
Dragerwerk AG & Co. KGaA | المانيا | Germany | ME0000006565SFDAA00012 | Agila EasyLift | Agila EasyLift | Front adapter for connection to the device to be positioned (monitor, infusion management system, etc.).
Dragerwerk AG & Co. KGaA | المانيا | Germany | ME0000006565SFDAA00016 | Adapter VESA | Adapter VESA | Back end adapter for connection to the supply unit.
Dragerwerk AG & Co. KGaA | المانيا | Germany | ME0000006565SFDAA00021 | Keyboard holder | Keyboard holder | Front adapter for connection to the device to be positioned (monitor, infusion management system, etc.).
a1 medical GmbH | المانيا | Germany | ME0000004671SFDAA00231 | Lester Conjunctiva Fixation Forceps | Zange, ophthalmologisch | Lester Conjunctiva Fixation Forceps, straight, with 1x2 teeth, 0.6mm, 90° angle, length 9.5cm
REBOTEC Rehabilitationsmittel GmbH | المانيا | Germany | ME0000012322SFDAA00016 | Quadro | crutch | The crutch is designed for persons with impaired walking ability | عكاز
REBOTEC Rehabilitationsmittel GmbH | المانيا | Germany | ME0000012322SFDAA00013 | Boston | Commode Wheel Chair | Wheel Chair | كرسي متحرك
REBOTEC Rehabilitationsmittel GmbH | المانيا | Germany | ME0000012322SFDAA00015 | magic-twin | crutch | The crutch is designed for persons with impaired walking ability | عكاز
REDA INSTRUMENTE GMBH | المانيا | Germany | ME0000012108SFDAA00111 | rubber profile | surgical bowls | surgical bowls
a1 medical GmbH | المانيا | Germany | ME0000004671SFDAA00244 | Miyhoshi Nucleus Divider | Extraktionsgerät, Katarakt | Miyhoshi Nucleus Divider, straight
REDA INSTRUMENTE GMBH | المانيا | Germany | ME0000012108SFDAA00107 | haemorrhoidal forceps, HEYWOOD-SMITH | forceps utility | forceps utility
a1 medical GmbH | المانيا | Germany | ME0000004671SFDAA00253 | Rowen Phaco Spatula & Bechert Nucleus Rotator | Extraktionsgerät, Katarakt | Rowen Phaco Spatula & Bechert Nucleus Rotator
REDA INSTRUMENTE GMBH | المانيا | Germany | ME0000012108SFDAA00153 | vascular sciss., DE-BAKEY | scissors | scissors
a1 medical GmbH | المانيا | Germany | ME0000004671SFDAA00247 | Dodick-Kammann Nucleus Chopper | Extraktionsgerät, Katarakt | Dodick-Kammann Nucleus Chopper, angled, 1.5mm long tip
REDA INSTRUMENTE GMBH | المانيا | Germany | ME0000012108SFDAA00154 | Wavecut ligature scissors | scissors | scissors
a1 medical GmbH | المانيا | Germany | ME0000004671SFDAA00239 | Chang Phaco Chopper | Extraktionsgerät, Katarakt | Chang Phaco Chopper, for left hand
REDA INSTRUMENTE GMBH | المانيا | Germany | ME0000012108SFDAA00102 | Putti bone files | Surgical file | Surgical file
REDA INSTRUMENTE GMBH | المانيا | Germany | ME0000012108SFDAA00103 | fingerring saw forceps | Surgical saws | Surgical saws
REDA INSTRUMENTE GMBH | المانيا | Germany | ME0000012108SFDAA00093 | bone rongeur | forceps utility | forceps utility
REDA INSTRUMENTE GMBH | المانيا | Germany | ME0000012108SFDAA00142 | bowl round, stainless steel | bowls | bowls
REDA INSTRUMENTE GMBH | المانيا | Germany | ME0000012108SFDAA00097 | hammer, BERGMANN | mallets bone | mallets bone
REDA INSTRUMENTE GMBH | المانيا | Germany | ME0000012108SFDAA00083 | retractor, MEYERDING | Surgical retractor | Surgical retractor
REDA INSTRUMENTE GMBH | المانيا | Germany | ME0000012108SFDAA00124 | Alu indicators, without graving | surgical instrument container | surgical instrument container
REDA INSTRUMENTE GMBH | المانيا | Germany | ME0000012108SFDAA00136 | Container-bottom 1/2-size unperforated | sterilization containers | sterilization containers
REDA INSTRUMENTE GMBH | المانيا | Germany | ME0000012108SFDAA00117 | Mc Indoe tissue forceps | HF-Surgery | HF-Surgery
REDA INSTRUMENTE GMBH | المانيا | Germany | ME0000012108SFDAA00120 | Micro tying forceps | HF-Surgery | HF-Surgery
REDA INSTRUMENTE GMBH | المانيا | Germany | ME0000012108SFDAA00110 | SCHROEDER uterus curette | Surgical curets | Surgical curets
REDA INSTRUMENTE GMBH | المانيا | Germany | ME0000012108SFDAA00098 | periosteal elevator | Surgical elevators | Surgical elevators
Dragerwerk AG & Co. KGaA | المانيا | Germany | ME0000006565SFDAA00022 | Bracket long | Bracket long | Front adapter for connection to the device to be positioned (monitor, infusion management system, etc.).
REDA INSTRUMENTE GMBH | المانيا | Germany | ME0000012108SFDAA00079 | KELLY retractor | Surgical retractor | Surgical retractor
REDA INSTRUMENTE GMBH | المانيا | Germany | ME0000012108SFDAA00129 | Unperforated bottom | sterilization containers | sterilization containers
Dragerwerk AG & Co. KGaA | المانيا | Germany | ME0000006565SFDAA00018 | Standard rail | Standard rail | Front adapter for connection to the device to be positioned (monitor, infusion management system, etc.).
a1 medical GmbH | المانيا | Germany | ME0000004671SFDAA00235 | Nagahara Phaco-Chopper | Extraktionsgerät, Katarakt | Nagahara Phaco-Chopper, 1.25mm tip, offset blade, angled 60°, right
REDA INSTRUMENTE GMBH | المانيا | Germany | ME0000012108SFDAA00137 | Container 1/2-size | sterilization containers | sterilization containers
REDA INSTRUMENTE GMBH | المانيا | Germany | ME0000012108SFDAA00106 | Depth gauge for mini screws | Sectrometers | Sectrometers
a1 medical GmbH | المانيا | Germany | ME0000004671SFDAA00229 | Bishop-Harmon (Bonn model) | Zange, ophthalmologisch | Bishop-Harmon (Bonn model), with 5.0mm tying platform, 1x2 teeth, 0.12mm, 90° angle, length 8.5cm
REDA INSTRUMENTE GMBH | المانيا | Germany | ME0000012108SFDAA00080 | retractor, HABERER | Surgical spatulas | Surgical spatulas
Dragerwerk AG & Co. KGaA | المانيا | Germany | ME0000006565SFDAA00017 | Adapter SLIDE | Adapter SLIDE | Back end adapter for connection to the supply unit
REDA INSTRUMENTE GMBH | المانيا | Germany | ME0000012108SFDAA00121 | Needle holder TC Coated | needle holders | needle holders
Dragerwerk AG & Co. KGaA | المانيا | Germany | ME0000006565SFDAA00013 | Horizontal rail | Horizontal rail | Front adapter for connection to the device to be positioned (monitor, infusion management system, etc.).
REDA INSTRUMENTE GMBH | المانيا | Germany | ME0000012108SFDAA00086 | retractor, MIKULICZ | Surgical retractor | Surgical retractor
a1 medical GmbH | المانيا | Germany | ME0000004671SFDAA00236 | Rosen Phaco-Chopper, angled | Extraktionsgerät, Katarakt | Rosen Phaco-Chopper, angled, 10.0mm, fine short tips, 90° cutting angle
Spiggle & Theis Medizintechnik GmbH | المانيا | Germany | ME0000006233SFDAA00036 | HF-Cables | HF-Cables | HF Cables for use in the field of ENT or head and neck surgery.
REDA INSTRUMENTE GMBH | المانيا | Germany | ME0000012108SFDAA00075 | hemost.fcps.,OVERHOLT-BABY | Surgical Clamps | Surgical Clamps
REDA INSTRUMENTE GMBH | المانيا | Germany | ME0000012108SFDAA00082 | retractor, VOLKMANN | Surgical retractor | Surgical retractor
REDA INSTRUMENTE GMBH | المانيا | Germany | ME0000012108SFDAA00073 | Hemost. Fcps. fine | Surgical clamps | Surgical clamps
REDA INSTRUMENTE GMBH | المانيا | Germany | ME0000012108SFDAA00087 | retractor, ADSON | Surgical retractor | Surgical retractor
REDA INSTRUMENTE GMBH | المانيا | Germany | ME0000012108SFDAA00092 | ligature conductor | Surgical probes | Surgical probes
REDA INSTRUMENTE GMBH | المانيا | Germany | ME0000012108SFDAA00101 | bone lever, HOHMANN-MINI | Surgical elevators | Surgical elevators
REDA INSTRUMENTE GMBH | المانيا | Germany | ME0000012108SFDAA00116 | Gillies tissue forceps | HF-Surgery | HF-Surgery
REDA INSTRUMENTE GMBH | المانيا | Germany | ME0000012108SFDAA00125 | Container-bottom unperforated w/o lid | sterilization containers | sterilization containers
REDA INSTRUMENTE GMBH | المانيا | Germany | ME0000012108SFDAA00131 | Tray for standard container | surgical instrument container | surgical instrument container
Aesculap AG | المانيا | Germany | ME0000003970SFDAA00053 | ANATOMICA TOOTH FORCEPS | surgical forceps | surgical forceps
a1 medical GmbH | المانيا | Germany | ME0000004671SFDAA00248 | Agarwal Phaco Karate Chopper | Extraktionsgerät, Katarakt | Agarwal Phaco Karate Chopper, angled
a1 medical GmbH | المانيا | Germany | ME0000004671SFDAA00243 | Nagahara Nucleus Spatula, flat inferior edge | Extraktionsgerät, Katarakt | Nagahara Nucleus Spatula, flat inferior edge
Aesculap AG | المانيا | Germany | ME0000003970SFDAA00059 | CASPAR RETRACTOR OPEN | surgical retractor | surgical retractor
Aesculap AG | المانيا | Germany | ME0000003970SFDAA00052 | ANATOMICA TOOTH FCPS | surgical forceps | surgical forceps
Aesculap AG | المانيا | Germany | ME0000003970SFDAA00068 | DE'BAKEY ATR.DISS./LIGAT.FORCEPS | surgical forceps | surgical forceps
a1 medical GmbH | المانيا | Germany | ME0000004671SFDAA00240 | Replacement tip for HS-XXXX | Extraktionsgerät, Katarakt | Replacement tip for HS-0252TS
Aesculap AG | المانيا | Germany | ME0000003970SFDAA00077 | DUROGRIP CASTROV.NDL HLDR | Surgical Needle holder | Surgical Needle holder
Aesculap AG | المانيا | Germany | ME0000003970SFDAA00082 | FINGR REPOSITION FCPS | surgical forceps | surgical forceps
Aesculap AG | المانيا | Germany | ME0000003970SFDAA00090 | HEANEY HYST FORCEPS GROOVED | surgical forceps | surgical forceps
Aesculap AG | المانيا | Germany | ME0000003970SFDAA00070 | DE'BAKEY TANGENTAL CLMP | surgical clamp | surgical clamp
Lawton GmbH & Co. KG | المانيا | Germany | ME0000012221SFDAA00011 | LAWtract Retractor System | Reetractor | Pleae See Attached List
Aesculap AG | المانيا | Germany | ME0000003970SFDAA00060 | COOLEY BULLDOG CLMP | surgical clamp | surgical clamp
a1 medical GmbH | المانيا | Germany | ME0000004671SFDAA00250 | Rosen Phaco Splitter, wedge shaped, blunt tip | Extraktionsgerät, Katarakt | Rosen Phaco Splitter, wedge shaped, blunt tip, inferior edges, angled, 10.0m
REDA INSTRUMENTE GMBH | المانيا | Germany | ME0000012108SFDAA00104 | awl, hollow hdle. | Surgical Instrument | Surgical Instrument
SUNRISE MEDICAL GMBH | المانيا | Germany | ME0000008136SFDAA00026 | Power Wheelchair | Power Wheelchair | Power Wheelchair | يستخدم لمساعدة المرضى وكبار السن في التنقل
Aesculap AG | المانيا | Germany | ME0000003970SFDAA00062 | CRILE RETRACTOR | surgical retractor | surgical retractor
Willmann & Pein GmbH | المانيا | Germany | ME0000006366SFDAA00022 | Plague photo | Plague photo | Plague photo
Aesculap AG | المانيا | Germany | ME0000003970SFDAA00079 | DUVACOLLIN INTESTINAL FORCEPS | surgical forceps | surgical forceps
a1 medical GmbH | المانيا | Germany | ME0000004671SFDAA00238 | Koch Nucleus Chopper Stop & Chop | Extraktionsgerät, Katarakt | Koch Nucleus Chopper Stop & Chop
Aesculap AG | المانيا | Germany | ME0000003970SFDAA00058 | BUECHS ANATOMICA TOOTH FORCEPS | surgical forceps | surgical forceps
a1 medical GmbH | المانيا | Germany | ME0000004671SFDAA00261 | Harms Trabeculotomy Probe | Sonde, Auge, sonstiges | Harms Trabeculotomy Probe, 9.0mm long pointed tips, right
a1 medical GmbH | المانيا | Germany | ME0000004671SFDAA00251 | Kagawa Phaco-Chopper, offset blade | Extraktionsgerät, Katarakt | Kagawa Phaco-Chopper, offset blade, angled 90°, right
Aesculap AG | المانيا | Germany | ME0000003970SFDAA00083 | FORCEPS W/RCHT-FIX | surgical forceps | surgical forceps
Aesculap AG | المانيا | Germany | ME0000003970SFDAA00091 | HEANEY MODIF.HYSTERECTOMY FORCEPS | surgical forceps | surgical forceps
a1 medical GmbH | المانيا | Germany | ME0000004671SFDAA00252 | Steinert Claw Chopper | Extraktionsgerät, Katarakt | Steinert Claw Chopper, 1.5mm Tip, 45° angle, straight shaft
Olympus Winter & lbe GmbH | المانيا | Germany | ME0000002519SFDAA00613 | Spare glass, for O3657 | Spare glass, for O3657 | Endoscopy Instruments
Aesculap AG | المانيا | Germany | ME0000003970SFDAA00071 | DE'BAKEY-SATINSKY TANGENTIAL CLMP | surgical clamp | surgical clamp
Olympus Winter & lbe GmbH | المانيا | Germany | ME0000002519SFDAA00609 | Tube, with cone, for O3657 | Tube, with cone, for O3657 | "Endoscopy Instruments "
REDA INSTRUMENTE GMBH | المانيا | Germany | ME0000012108SFDAA00145 | gall duct probe, BAKES | dilators | dilators
REDA INSTRUMENTE GMBH | المانيا | Germany | ME0000012108SFDAA00144 | DESJARDINS gall stone forcep | dilators | dilators
REDA INSTRUMENTE GMBH | المانيا | Germany | ME0000012108SFDAA00143 | CZERNY tenaculum forceps | forceps utility | forceps utility
REDA INSTRUMENTE GMBH | المانيا | Germany | ME0000012108SFDAA00152 | vascular sciss. TC, DE BAKEY | scissors | scissors
Aesculap AG | المانيا | Germany | ME0000003970SFDAA00086 | GIL VERNET VEIN RETRAKTOR | surgical retractor | surgical retractor
REDA INSTRUMENTE GMBH | المانيا | Germany | ME0000012108SFDAA00135 | Container 1/2-size lid perforated | sterilization containers | sterilization containers
a1 medical GmbH | المانيا | Germany | ME0000004671SFDAA00246 | Tobias Neuhann Chopper | Extraktionsgerät, Katarakt | Tobias Neuhann Chopper
a1 medical GmbH | المانيا | Germany | ME0000004671SFDAA00242 | Nichamin Quick Chop, 1.25mm tip, offset blade | Extraktionsgerät, Katarakt | Nichamin Quick Chop, 1.25mm tip, offset blade, angled 60°, right
Aesculap AG | المانيا | Germany | ME0000003970SFDAA00078 | DUROGRIP NDL HLDR | surgical needle holder | surgical needle holder
Aesculap AG | المانيا | Germany | ME0000003970SFDAA00088 | GUTHRIE DOUBLE-HOOK | surgical hook | surgical hook
a1 medical GmbH | المانيا | Germany | ME0000004671SFDAA00257 | Scleral Eye Shield (pair), stainless steel | Schutzschild, Auge | Scleral Eye Shield (pair), large, stainless steel
Aesculap AG | المانيا | Germany | ME0000003970SFDAA00057 | BUECHS ANATOMICA FCP | surgical forceps | surgical forceps
Aesculap AG | المانيا | Germany | ME0000003970SFDAA00069 | DE'BAKEY BULLDG CLMPRING-HDLS | surgical clamp ring holders | surgical clamp ring holders
Aesculap AG | المانيا | Germany | ME0000003970SFDAA00076 | DUNHILL ARTERIAL CLAMP | surgical clamp | surgical clamp
REDA INSTRUMENTE GMBH | المانيا | Germany | ME0000012108SFDAA00157 | hemostatic forceps, BENGOLEA | clamps | clamps
Aesculap AG | المانيا | Germany | ME0000003970SFDAA00080 | FERRIS SMITH TISSUE FORCEPS | surgical forceps | surgical forceps
Aesculap AG | المانيا | Germany | ME0000003970SFDAA00075 | DOYEN OVUM FORCEPS | surgical forceps | surgical forceps
Aesculap AG | المانيا | Germany | ME0000003970SFDAA00054 | BIRCHER-GANSKE CART FCPS | surgical forceps | surgical forceps
REDA INSTRUMENTE GMBH | المانيا | Germany | ME0000012108SFDAA00160 | retractor, LANGENBECK | retractors | retractors
Dragerwerk AG & Co. KGaA | المانيا | Germany | ME0000006565SFDAA00014 | Vertical rail (GCX) | Vertical rail (GCX) | Front adapter for connection to the device to be positioned (monitor, infusion management system, etc.).
a1 medical GmbH | المانيا | Germany | ME0000004671SFDAA00256 | Keener Nucleus Divider | Extraktionsgerät, Katarakt | Keener Nucleus Divider, complete
Roesys MedTec GmbH | المانيا | Germany | ME0000001375SFDAA00003 | X Mobil | Mobile patient table | Mobile patient table
a1 medical GmbH | المانيا | Germany | ME0000004671SFDAA00264 | Pigtail Probe with suture holes | Sonde, Auge, sonstiges | Pigtail Probe with suture holes, length 14.8cm
REDA INSTRUMENTE GMBH | المانيا | Germany | ME0000012108SFDAA00164 | atrauma bulldog clamp,DE BAKEY | clamps | clamps
REDA INSTRUMENTE GMBH | المانيا | Germany | ME0000012108SFDAA00165 | atrauma rektum forceps, HAYES | clamps | clamps
REDA INSTRUMENTE GMBH | المانيا | Germany | ME0000012108SFDAA00170 | forceps tissue narrow 1x2 teeth | tweezers | tweezers
REDA INSTRUMENTE GMBH | المانيا | Germany | ME0000012108SFDAA00169 | intestinal forceps, DOYEN | clamps | clamps
REDA INSTRUMENTE GMBH | المانيا | Germany | ME0000012108SFDAA00181 | retractor double, ROUX | retractors | retractors
REDA INSTRUMENTE GMBH | المانيا | Germany | ME0000012108SFDAA00185 | tracheal dilator, LABORDE | dilator | dilator
REDA INSTRUMENTE GMBH | المانيا | Germany | ME0000012108SFDAA00177 | ligature forceps, ZENKER | CLAMPS | CLAMPS
REDA INSTRUMENTE GMBH | المانيا | Germany | ME0000012108SFDAA00176 | intestinal forceps | CLAMPS | CLAMPS
REDA INSTRUMENTE GMBH | المانيا | Germany | ME0000012108SFDAA00158 | hemostatic forceps, MIXTER | clamps | clamps
Ottobock SE & Co. KGaA | المانيا | Germany | ME0000006161SFDAA00107 | Genu Direxa Stable Wraparound | Genu Direxa Stable Wraparound | Knee Support
a1 medical GmbH | المانيا | Germany | ME0000004671SFDAA00278 | Bonaccolto Forceps (French model) | Zange, ophthalmologisch | Bonaccolto Forceps (French model), straight, serrated jaws, 0.8mm, length 11.0cm
a1 medical GmbH | المانيا | Germany | ME0000004671SFDAA00273 | Elschnig Skleral Fixation Forceps, straight, 1x2 teeth | Zange, ophthalmologisch | Elschnig Skleral Fixation Forceps, straight, 1x2 teeth, 0.3mm, 45° angle, length 11.0cm
a1 medical GmbH | المانيا | Germany | ME0000004671SFDAA00274 | Kuhnt Skleral Forceps, curved teeth | Zange, ophthalmologisch | Kuhnt Skleral Forceps, curved teeth, length 11.0cm
Aesculap AG | المانيا | Germany | ME0000003970SFDAA00089 | HALSEY NEEDLE HOLDER | surgical needle holder | surgical needle holder
Aesculap AG | المانيا | Germany | ME0000003970SFDAA00084 | FORCEPS FOR MAXILLARY REPOSITION | surgical forceps | surgical forceps
Aesculap AG | المانيا | Germany | ME0000003970SFDAA00072 | DIXON LOVELACE STR.160MM | surgical forceps | surgical forceps
Aesculap AG | المانيا | Germany | ME0000003970SFDAA00064 | DARKIK MULTI-PURPOSE CLAMP | surgical clamp | surgical clamp
Aesculap AG | المانيا | Germany | ME0000003970SFDAA00056 | BRUNNER RETRACTOR | surgical retractor | surgical retractor
Aesculap AG | المانيا | Germany | ME0000003970SFDAA00063 | CRILE-WOOD NEEDLE HOLDER | surgical needle holder | surgical needle holder
Aesculap AG | المانيا | Germany | ME0000003970SFDAA00055 | BONE RETRACTOR | surgical retractor | surgical retractor
Ottobock SE & Co. KGaA | المانيا | Germany | ME0000006161SFDAA00103 | Malleo Sprint | Malleo Sprint | Sprint ankle orthosis
REDA INSTRUMENTE GMBH | المانيا | Germany | ME0000012108SFDAA00141 | Ball and socket towel clip | clamps | clamps
REDA INSTRUMENTE GMBH | المانيا | Germany | ME0000012108SFDAA00186 | vascular scissors, POTTS-SMITH | scissors | scissors
REDA INSTRUMENTE GMBH | المانيا | Germany | ME0000012108SFDAA00182 | retractor, ZENKER | retractors | retractors
REDA INSTRUMENTE GMBH | المانيا | Germany | ME0000012108SFDAA00178 | needle holder, MASSON | needle holder | needle holder
REDA INSTRUMENTE GMBH | المانيا | Germany | ME0000012108SFDAA00172 | hemost.fcps., MOYNIHAN | clamps | clamps
a1 medical GmbH | المانيا | Germany | ME0000004671SFDAA00237 | Nichamin Quick Chop | Extraktionsgerät, Katarakt | Nichamin Quick Chop, offset blade, 60° angled, right
a1 medical GmbH | المانيا | Germany | ME0000004671SFDAA00265 | McCullough Utility Forceps | Zange, ophthalmologisch | McCullough Utility Forceps, criss cross serrated, length 9.5cm
REDA INSTRUMENTE GMBH | المانيا | Germany | ME0000012108SFDAA00168 | DEBAKEY multi purpuse vascular clamp | clamps | clamps
a1 medical GmbH | المانيا | Germany | ME0000004671SFDAA00277 | Lister Conjunctiva Forceps | Zange, ophthalmologisch | Lister Conjunctiva Forceps, length 11.0cm
a1 medical GmbH | المانيا | Germany | ME0000004671SFDAA00241 | Haefliger Phaco cleaver, 45° angled | Extraktionsgerät, Katarakt | Haefliger Phaco cleaver, 45° angled, right
a1 medical GmbH | المانيا | Germany | ME0000004671SFDAA00245 | Neuhann Nucleus Spatula / Phaco Instrument | Extraktionsgerät, Katarakt | Neuhann Nucleus Spatula / Phaco Instrument, curved spatulated tip with 45° shaft
REDA INSTRUMENTE GMBH | المانيا | Germany | ME0000012108SFDAA00174 | hemostatic forceps, HEISS | clamps | clamps
a1 medical GmbH | المانيا | Germany | ME0000004671SFDAA00249 | Nagahara Nucleus Spatula, 90° | Extraktionsgerät, Katarakt | Nagahara Nucleus Spatula, 90°
REDA INSTRUMENTE GMBH | المانيا | Germany | ME0000012108SFDAA00147 | needle case | surgical instrument container | surgical instrument container
REDA INSTRUMENTE GMBH | المانيا | Germany | ME0000012108SFDAA00149 | Paper indicators | surgical instrument container | surgical instrument container
REDA INSTRUMENTE GMBH | المانيا | Germany | ME0000012108SFDAA00175 | intest. fcps. atrauma, KOCHER | clamps | clamps
REDA INSTRUMENTE GMBH | المانيا | Germany | ME0000012108SFDAA00180 | pelvis-retractor, ST.MARKS | hooks | hooks
a1 medical GmbH | المانيا | Germany | ME0000004671SFDAA00298 | Graefe Dressing Forceps | Pinzette | Graefe Dressing Forceps, straight, serrated jaws, length 6.5cm
Kentzler-Kaschner Dental GmbH | المانيا | Germany | ME0000007005SFDAA00001 | Image plate and film holder system Set Color | X-RAY film holder system | The RWT holder systems consist of aiming rings, indicator arms and blocks in different colors and design according to application area / use (anterior or posterior region, radiographs for bitewing or endodontic treatments) in order to enable the use of the Right Angle- / Paralleling Technique together with a long cone (rectangular- or round cone).
REDA INSTRUMENTE GMBH | المانيا | Germany | ME0000012108SFDAA00151 | safety lid | sterilization containers | sterilization containers
a1 medical GmbH | المانيا | Germany | ME0000004671SFDAA00272 | Bonaccolto Utility Forceps | Zange, ophthalmologisch | Bonaccolto Utility Forceps, 1.70mm wide, length 11.0cm
a1 medical GmbH | المانيا | Germany | ME0000004671SFDAA00292 | Bonn Forceps, straight, with tying platform | Pinzette | Bonn Forceps, straight, with tying platform, 1x2 teeth, 0.12mm, 90° angle
a1 medical GmbH | المانيا | Germany | ME0000004671SFDAA00271 | Krefeld Conjunctiva Forceps | Zange, ophthalmologisch | Krefeld Conjunctiva Forceps, length 9.5cm
REDA INSTRUMENTE GMBH | المانيا | Germany | ME0000012108SFDAA00148 | OVERHOLT Forceps | clamps | clamps
REDA INSTRUMENTE GMBH | المانيا | Germany | ME0000012108SFDAA00150 | retractor set, ROUX, double-ended | retractors | retractors
REDA INSTRUMENTE GMBH | المانيا | Germany | ME0000012108SFDAA00184 | tracheal dilator, TROUSSEAU | dilator | dilator
a1 medical GmbH | المانيا | Germany | ME0000004671SFDAA00288 | Graefe Fixation Forceps, without lock | Zange, ophthalmologisch | Graefe Fixation Forceps, without lock, length 11.0cm
a1 medical GmbH | المانيا | Germany | ME0000004671SFDAA00282 | Nugent Utility Forceps, curved shafts, 45° angle | Zange, ophthalmologisch | Nugent Utility Forceps, curved shafts, 45° angle, with smooth 10.0mm jaws, length 10.0cm
a1 medical GmbH | المانيا | Germany | ME0000004671SFDAA00266 | Freiburg Conjunctiva Forceps | Zange, ophthalmologisch | Freiburg Conjunctiva Forceps, length 9.5cm
Aesculap AG | المانيا | Germany | ME0000003970SFDAA00087 | GILLIES DISSECT.FORCEPS | surgical forceps | surgical forceps
Aesculap AG | المانيا | Germany | ME0000003970SFDAA00085 | GERALD TISSUE FCPS | surgical forceps | surgical forceps
Aesculap AG | المانيا | Germany | ME0000003970SFDAA00081 | FINGER REPOSITION FCPS | SURGICAL FORCEPS | SURGICAL FORCEPS
Aesculap AG | المانيا | Germany | ME0000003970SFDAA00074 | DOYEN INTESTINAL FORCEPS | surgical forceps | surgical forceps
Aesculap AG | المانيا | Germany | ME0000003970SFDAA00073 | DOYEN ATR.FORCEPS | surgical forceps | surgical forceps
Aesculap AG | المانيا | Germany | ME0000003970SFDAA00065 | DEAVER RETRACTOR DBL-END | surgical retractor | surgical retractor
Aesculap AG | المانيا | Germany | ME0000003970SFDAA00066 | DE'BAKEY ATR.AORTA CRSS-CLMP | surgical clamp | surgical clamp
Aesculap AG | المانيا | Germany | ME0000003970SFDAA00067 | DE'BAKEY ATR.COARCTAT.CLMP | surgical clamp | surgical clamp
a1 medical GmbH | المانيا | Germany | ME0000004671SFDAA00316 | Seibel Femto Flaplifter | Mikromanipulator | Seibel Femto Flaplifter
Aesculap AG | المانيا | Germany | ME0000003970SFDAA00050 | BENGOLEA DELICATE FORCEPS | surgical forceps | surgical forceps
Aesculap AG | المانيا | Germany | ME0000003970SFDAA00061 | COOLEY BULLDOG RING-HDL | surgical ring handle | surgical ring handle
REDA INSTRUMENTE GMBH | المانيا | Germany | ME0000012108SFDAA00162 | retractor, FRITSCH | retractors | retractors
REDA INSTRUMENTE GMBH | المانيا | Germany | ME0000012108SFDAA00156 | hemostatic forceps, ATRAUMA | forceps utility | forceps utility
a1 medical GmbH | المانيا | Germany | ME0000004671SFDAA00303 | Partsch Mallet lead filled, stainless steel head | Hammer, Knochen | Partsch Mallet lead filled, stainless steel head, length 18.0cm
a1 medical GmbH | المانيا | Germany | ME0000004671SFDAA00289 | Moorfield Conjunctiva Forceps, standard model | Zange, ophthalmologisch | Moorfield Conjunctiva Forceps, standard model, length 11.0cm
a1 medical GmbH | المانيا | Germany | ME0000004671SFDAA00279 | Jayle Forceps, straight, with 7.0mm tying platform | Zange, ophthalmologisch | Jayle Forceps, straight, with 7.0mm tying platform, 1x2 teeth, 0.3mm, 45° angle, length 11.0cm
a1 medical GmbH | المانيا | Germany | ME0000004671SFDAA00299 | Metal Bole | Schale, Lösungsmittel | Metal Bole Ø 58.0mm, height 40.0mm
a1 medical GmbH | المانيا | Germany | ME0000004671SFDAA00300 | Castroviejo Blade Breaker and Holder | Messerhalter | Castroviejo Blade Breaker and Holder, with sliding lock, length 13.5cm
a1 medical GmbH | المانيا | Germany | ME0000004671SFDAA00305 | Pisacano Nucleus Rotator | Mikromanipulator | Pisacano Nucleus Rotator, vertical flat disc
a1 medical GmbH | المانيا | Germany | ME0000004671SFDAA00293 | Kelman-McPherson Suturing Forceps, angled, with 8.0mm tying platform | Pinzette | Kelman-McPherson Suturing Forceps, angled, with 8.0mm tying platform, 1x2 teeth, 0.12mm, 90° angle
a1 medical GmbH | المانيا | Germany | ME0000004671SFDAA00309 | Rentsch IOL Manipulator, straight | Mikromanipulator | Rentsch IOL Manipulator, straight
a1 medical GmbH | المانيا | Germany | ME0000004671SFDAA00311 | Osher Y-Hook Lens Manipulator | Mikromanipulator | Osher Y-Hook Lens Manipulator, straight
a1 medical GmbH | المانيا | Germany | ME0000004671SFDAA00308 | Lester IOL-Manipulator | Mikromanipulator | Lester IOL-Manipulator, straight
a1 medical GmbH | المانيا | Germany | ME0000004671SFDAA00317 | Neuhann Nucleus Rotator | Mikromanipulator | Neuhann Nucleus Rotator, 10.0mm angled tip, blunt forked tip
a1 medical GmbH | المانيا | Germany | ME0000004671SFDAA00318 | Amon Phaco Spatula | Mikromanipulator | Amon Phaco Spatula
a1 medical GmbH | المانيا | Germany | ME0000004671SFDAA00275 | Remky Superior Rectus Forceps | Zange, ophthalmologisch | Remky Superior Rectus Forceps, length 11.0cm
a1 medical GmbH | المانيا | Germany | ME0000004671SFDAA00313 | Rowen Phaco Spatula & Bechert Nucleus Rotator | Mikromanipulator | Rowen Phaco Spatula & Bechert Nucleus Rotator
a1 medical GmbH | المانيا | Germany | ME0000004671SFDAA00258 | Sloane LASEK Epi Peeler | Mikrochirurgieinstrument | Sloane LASEK Epi Peeler
a1 medical GmbH | المانيا | Germany | ME0000004671SFDAA00255 | Rowen Lasik Spatula | Extraktionsgerät, Katarakt | Rowen Lasik Spatula
a1 medical GmbH | المانيا | Germany | ME0000004671SFDAA00262 | Bowman Lacrimal Probe | Sonde, Auge, sonstiges | Bowman Lacrimal Probe Stainless steel, set of 6, size 0000 - 8
a1 medical GmbH | المانيا | Germany | ME0000004671SFDAA00281 | Iris Forceps, serrated, curved | Zange, ophthalmologisch | Iris Forceps, serrated, curved, 0.8mm, length 10.0cm
a1 medical GmbH | المانيا | Germany | ME0000004671SFDAA00295 | CTS Forceps for inserting and removing the Vacuum-Ring-Insert | Pinzette | CTS Forceps for inserting and removing the Vacuum-Ring-Insert
Ottobock SE & Co. KGaA | المانيا | Germany | ME0000006161SFDAA00106 | Bebionic Skin Silicone | Bebionic Skin Silicone | prosthetic glove
a1 medical GmbH | المانيا | Germany | ME0000004671SFDAA00294 | Jeweler‘s Forceps | Pinzette | Jeweler‘s Forceps #5, straight, extra delicate
a1 medical GmbH | المانيا | Germany | ME0000004671SFDAA00286 | Barraquer Fixation Forceps | Zange, ophthalmologisch | Barraquer Fixation Forceps, length 10.0 cm
a1 medical GmbH | المانيا | Germany | ME0000004671SFDAA00291 | Jeweler's Standard Forceps #1 | Pinzette | Jeweler's Standard Forceps #1, straight
a1 medical GmbH | المانيا | Germany | ME0000004671SFDAA00287 | Leydhecker Fixation Forceps, 1x2 teeth | Zange, ophthalmologisch | Leydhecker Fixation Forceps, 1x2 teeth, length 10.5cm
a1 medical GmbH | المانيا | Germany | ME0000004671SFDAA00283 | Draeger Conjunctiva Forceps | Zange, ophthalmologisch | Draeger Conjunctiva Forceps, non-traumatic, length 10.0cm
NTI Kahla GmbH | المانيا | Germany | ME0000006995SFDAA00009 | Diamond Strips | Diamond Strips | Intended use: Dental application Only trained specialist personnel (dentists) may use the diamond strip and the ProxyStrip system with its associated system components. The instructions for use must be read through carefully before using the diamond strip and the ProxyStrip system.
novacare GmbH | المانيا | Germany | ME0000001940SFDAA00016 | ASX | ASX | Air Mattress
REDA INSTRUMENTE GMBH | المانيا | Germany | ME0000012108SFDAA00140 | Abdominal spatula, HABERER | spatulas | spatulas
Lawton GmbH & Co. KG | المانيا | Germany | ME0000012221SFDAA00012 | Med Oil Pen | Lubricant | Med oil In Pen
REDA INSTRUMENTE GMBH | المانيا | Germany | ME0000012108SFDAA00146 | gall stone scoop,LUER-KOERTE | curets | curets
a1 medical GmbH | المانيا | Germany | ME0000004671SFDAA00327 | Drysdale Nucleus Manipulator | Mikromanipulator | Drysdale Nucleus Manipulator, paddle shaped tip
a1 medical GmbH | المانيا | Germany | ME0000004671SFDAA00321 | Osher Y-Hook Lens Manipulator | Mikromanipulator | Osher Y-Hook Lens Manipulator, straight
a1 medical GmbH | المانيا | Germany | ME0000004671SFDAA00259 | Membran-Peeler, blunt | Mikrochirurgieinstrument | Membran-Peeler, blunt, lenght 13.0cm
a1 medical GmbH | المانيا | Germany | ME0000004671SFDAA00254 | Chang Phaco Chopper, a combination of a modified MicroFinger and a pointed | Extraktionsgerät, Katarakt | Chang Phaco Chopper, a combination of a modified MicroFinger and a pointed „Quick Chop“ tip, for left hand
REDA INSTRUMENTE GMBH | المانيا | Germany | ME0000012108SFDAA00134 | Container | sterilization containers | sterilization containers
REDA INSTRUMENTE GMBH | المانيا | Germany | ME0000012108SFDAA00155 | stomach clamp forceps, LANE | clamps | clamps
a1 medical GmbH | المانيا | Germany | ME0000004671SFDAA00260 | Membrane Scratcher | Mikrochirurgieinstrument | Membrane Scratcher, length 13.0cm
a1 medical GmbH | المانيا | Germany | ME0000004671SFDAA00263 | Kellnar Retrograde Probe | Sonde, Auge, sonstiges | Kellnar Retrograde Probe, right
a1 medical GmbH | المانيا | Germany | ME0000004671SFDAA00302 | Troutman-Chris Blade Breaker & Holder | Messerhalter | Troutman-Chris Blade Breaker & Holder, with concave/ convex inside surface, length 9.5cm
REDA INSTRUMENTE GMBH | المانيا | Germany | ME0000012108SFDAA00159 | hemostatic forceps delic. KOCHER | clamps | clamps
REDA INSTRUMENTE GMBH | المانيا | Germany | ME0000012108SFDAA00171 | GUYON atraumatic forceps | clamps | clamps
a1 medical GmbH | المانيا | Germany | ME0000004671SFDAA00315 | Masket Phaco Spatula, 90° angled | Mikromanipulator | Masket Phaco Spatula, 90° angled
a1 medical GmbH | المانيا | Germany | ME0000004671SFDAA00314 | Nucleus Rotator & Dividing Hook | Mikromanipulator | Nucleus Rotator & Dividing Hook
a1 medical GmbH | المانيا | Germany | ME0000004671SFDAA00307 | Drysdale Nucleus Manipulator | Mikromanipulator | Drysdale Nucleus Manipulator
REDA INSTRUMENTE GMBH | المانيا | Germany | ME0000012108SFDAA00166 | bronchus clamp atrauma, LEES | clamps | clamps
novacare GmbH | المانيا | Germany | ME0000001940SFDAA00017 | Smartline | Smartline | Air Mattress
a1 medical GmbH | المانيا | Germany | ME0000004671SFDAA00320 | Lindstrom Lasik Flap Roller | Mikromanipulator | Lindstrom Lasik Flap Roller
Kentzler-Kaschner Dental GmbH | المانيا | Germany | ME0000007005SFDAA00002 | Sensor Holder System Set | Sensor Holder System | The Sensor holder systems consist of aiming rings, indicator arms and blocks in different colors and design according to application area / use (anterior or posterior region, radiographs for bitewing or endodontic treatments) in order to enable the use of the Right Angle- / Paralleling Technique together with a long cone (rectangular- or round cone).
a1 medical GmbH | المانيا | Germany | ME0000004671SFDAA00324 | IOL Manipulator | Mikromanipulator | Maloney IOL Manipulator, valuted shank
Ottobock SE & Co. KGaA | المانيا | Germany | ME0000006161SFDAA00099 | Clamp Ad. | Tube Adaptor | Tube clamp adapters are used as components for modular lower limb prostheses.
KARL STORZ SE & Co. KG | المانيا | Germany | ME0000003576SFDAA00645 | Caliper | Caliper | FISCH Caliper, angled shaft, diameter 0.4 mm, marker pin at 10 mm, length 16 cm FISCH Caliper, angled shaft, diameter 0.6 mm, marker pin at 10 mm, length 16 cm
KARL STORZ SE & Co. KG | المانيا | Germany | ME0000003576SFDAA00664 | Mouth Gag | DINGMANN Mouth Gag | DINGMANN Mouth Gag
TONTARRA MEDIZINTECHNIK GMBH | المانيا | Germany | ME0000006190SFDAA00022 | Tongue Depressors | Tongue Depressors | Standard Surgical Instruments
KARL STORZ SE & Co. KG | المانيا | Germany | ME0000003576SFDAA00650 | Biopsy Forceps | Biopsy Forceps | Biopsy Forceps flexible, double action jaws, oval, diameter 1 mm, length 60 cm action jaws, diameter 1.0 mm, length 60 cm Pinza da biopsia, flessibile
KARL STORZ SE & Co. KG | المانيا | Germany | ME0000003576SFDAA00653 | Knife | Knife | Surgical Instrument _ Knife
KARL STORZ SE & Co. KG | المانيا | Germany | ME0000003576SFDAA00658 | Handle | Handle | Surgical handle
Durr Dental SE | المانيا | Germany | ME0000001687SFDAA00001 | Hygosonic | Ultrasonic device | The Durr Hygosonic uses ultrasound technology in order to clean high quality instruments as used in dental clinics for cleaning dentures etc. quickly, thoroughly and gently.
a1 medical GmbH | المانيا | Germany | ME0000004671SFDAA00280 | Dressing Forceps serrated | Zange, ophthalmologisch | Dressing Forceps serrated, straight, 0.5mm, length 10.0cm
KARL STORZ SE & Co. KG | المانيا | Germany | ME0000003576SFDAA00654 | Headband | Headband | Headband with cross band
REDA INSTRUMENTE GMBH | المانيا | Germany | ME0000012108SFDAA00173 | hemostatic forceps, ADSON-BABY | clamps | clamps
KARL STORZ SE & Co. KG | المانيا | Germany | ME0000003576SFDAA00655 | Headlight | Headlight, with straight plug | Headlight, with straight plug
a1 medical GmbH | المانيا | Germany | ME0000004671SFDAA00276 | Bracken Fixation Forceps, 1x2 teeth | Zange, ophthalmologisch | Bracken Fixation Forceps, 1x2 teeth, 0.12mm, 45° angle, length 11.0cm
KARL STORZ SE & Co. KG | المانيا | Germany | ME0000003576SFDAA00663 | Perforator | FISCH Perforator, Ø 0.6 mm, 16 cm | FISCH Perforator, Ø 0.6 mm, 16 cm
a1 medical GmbH | المانيا | Germany | ME0000004671SFDAA00170 | Bonn type, Strabismus Hook | Wundhaken, Auge | Bonn type, Strabismus Hook
Ottobock SE & Co. KGaA | المانيا | Germany | ME0000006161SFDAA00108 | Omo Immobil | Omo Immobil | Shoulder joint brace
KARL STORZ SE & Co. KG | المانيا | Germany | ME0000003576SFDAA00647 | Clip Applicator Insert | Clip Applicator Insert, PILLING-WECK | Clip Applicator Insert, for PILLING-WECK Titanium Clips 30460 AP, for use with Metal Handle 30444 H and Metal Outer Sheath 30444 A
a1 medical GmbH | المانيا | Germany | ME0000004671SFDAA00269 | Thorpe Conjunctiva Fixation Forceps | Zange, ophthalmologisch | Thorpe Conjunctiva Fixation Forceps, w/ 5.0mm tying platform, with 2x3 teeth, 0.6mm, 90° angle, length 9.5cm
a1 medical GmbH | المانيا | Germany | ME0000004671SFDAA00326 | Nucleus Rotator | Mikromanipulator | Pisacano Nucleus Rotator, vertical flat disc
a1 medical GmbH | المانيا | Germany | ME0000004671SFDAA00270 | Bonaccolto Utility Forceps | Zange, ophthalmologisch | Bonaccolto Utility Forceps, 1.20mm wide, length 11.0cm
Tec Com Medizintechnik GmbH | المانيا | Germany | ME0000001849SFDAA00002 | TCmatt NEOsingle | Disposable Aqua Wrap | Warming And Cooling Pads And Blankets
a1 medical GmbH | المانيا | Germany | ME0000004671SFDAA00322 | Deitz ICL Manipulator, blunt forked tip Y-Type | Mikromanipulator | Deitz ICL Manipulator, blunt forked tip Y-Type
a1 medical GmbH | المانيا | Germany | ME0000004671SFDAA00268 | Lester Conjunctiva Fixation Forceps | Zange, ophthalmologisch | Lester Conjunctiva Fixation Forceps, straight, with 2x3 teeth, 0.6mm, 90° angle, length 9.5cm
TONTARRA MEDIZINTECHNIK GMBH | المانيا | Germany | ME0000006190SFDAA00021 | Mouth Gags | Mouth Gags | Standard Surgical Instruments
KARL STORZ SE & Co. KG | المانيا | Germany | ME0000003576SFDAA00651 | Elevator | Elevator | CASTELNUOVO Elevator,double-ended semi-sharp and blunt, length 26 cm CASTELNUOVO Elevator, double-ended, angled end shovel-shaped, semisharp, blunt end slightly curved, length 26 cm
KARL STORZ SE & Co. KG | المانيا | Germany | ME0000003576SFDAA00662 | Lower section | Lower section only, for 39301 G | Lower section only, for 39301 G
REDA INSTRUMENTE GMBH | المانيا | Germany | ME0000012108SFDAA00179 | OVERHOLT-GEISSENDÖRFER Forceps | CLAMPS | CLAMPS
REDA INSTRUMENTE GMBH | المانيا | Germany | ME0000012108SFDAA00167 | Coarctation Clamp, POTTS | Clamps | Clamps
REDA INSTRUMENTE GMBH | المانيا | Germany | ME0000012108SFDAA00163 | applying forceps,JOHNS-HOPKINS | clamps | clamps
REDA INSTRUMENTE GMBH | المانيا | Germany | ME0000012108SFDAA00183 | tangential occlusio clamp | clamps | clamps
Olympus Winter & lbe GmbH | المانيا | Germany | ME0000002519SFDAA00617 | Evacuator, acc. to Ellik | Evacuator, acc. to Ellik | "Endoscopy Instruments "
KARL STORZ SE & Co. KG | المانيا | Germany | ME0000003576SFDAA00646 | Applicator | Applicator | Cotton Applicator, standard model, triangular serrated, diameter 1.1 mm, working length 13 cm & Applicator length 27 cm
KARL STORZ SE & Co. KG | المانيا | Germany | ME0000003576SFDAA00656 | IMAGE1 S | IMAGE1 S HX-P | IMAGE1 S HX-P
Sunrise Medical Gmbh Co KG | المانيا | Germany | ME0000010240SFDAA00003 | Manual Wheelchair | Manual Wheelchair | Manual Wheelchair
Roesys MedTec GmbH | المانيا | Germany | ME0000001404SFDAA00004 | X fit | applied equipment for radiography | applied equipment for radiography
Ottobock SE & Co. KGaA | المانيا | Germany | ME0000006161SFDAA00105 | Shoulder Support | Shoulder Support | Shoulder Support
a1 medical GmbH | المانيا | Germany | ME0000004671SFDAA00284 | Iris Forceps,with 1x2 teeth | Zange, ophthalmologisch | Iris Forceps, straight, with 1x2 teeth, 0.7mm, 90° angle, length 10.0cm
a1 medical GmbH | المانيا | Germany | ME0000004671SFDAA00285 | Tissue Forceps, straight, with 1x2 teeth | Zange, ophthalmologisch | Tissue Forceps, straight, with 1x2 teeth, 0.5mm, 90° angle, length 10.0cm
a1 medical GmbH | المانيا | Germany | ME0000004671SFDAA00290 | Kellnar Retrograde Probe, right | Sonde, Auge, sonstiges | Kellnar Retrograde Probe, right
a1 medical GmbH | المانيا | Germany | ME0000004671SFDAA00297 | Grünwald Forceps | Pinzette | Grünwald Forceps, bayonet, serrated, 15.0cm
a1 medical GmbH | المانيا | Germany | ME0000004671SFDAA00319 | Jacobi Hook for 0.3mm IOL hole | Mikromanipulator | Jacobi Hook for 0.3mm IOL hole
a1 medical GmbH | المانيا | Germany | ME0000004671SFDAA00310 | Stop und Chop Instrument | Mikromanipulator | Stop und Chop Instrument
KARL STORZ SE & Co. KG | المانيا | Germany | ME0000003576SFDAA00657 | Brush | Cleaning Brush, 220 cm | Cleaning Brush, 220 cm
a1 medical GmbH | المانيا | Germany | ME0000004671SFDAA00306 | Bechert Nucleus Rotator, blunt forked tip | Mikromanipulator | Bechert Nucleus Rotator, blunt forked tip, Y-horizontal, 7.0mm, angled
KARL STORZ SE & Co. KG | المانيا | Germany | ME0000003576SFDAA00649 | Clamping Jaw | VITOM 3D clamping jaw with ball joint | VITOM 3D clamping jaw, with ball joint and quick release coupling KS-Lock (male), for use with VITOM 3D and KARL STORZ Holding systems with KS-Lock interface
a1 medical GmbH | المانيا | Germany | ME0000004671SFDAA00301 | Swiss Model Blade Breaker & Holder | Messerhalter | Swiss Model Blade Breaker & Holder, straight, flat inside surface, length 12.0cm
a1 medical GmbH | المانيا | Germany | ME0000004671SFDAA00312 | Ligabue Nucleus Manipulator & Splitter | Mikromanipulator | Ligabue Nucleus Manipulator & Splitter, 12.0mm curved arm, flat, sandplasted, olive shaped, 90° rotated
TONTARRA MEDIZINTECHNIK GMBH | المانيا | Germany | ME0000006190SFDAA00023 | Suction Tubes | Suction Tubes | Standard Surgical Instruments
SUNRISE MEDICAL GMBH | المانيا | Germany | ME0000008136SFDAA00033 | Powered Wheelchair | Powered Wheelchair | Wheelchair
Ottobock SE & Co. KGaA | المانيا | Germany | ME0000006161SFDAA00113 | Lim.Mot.Knee Joint f.Child | Lim.Mot.Knee Joint f.Child | System bars and leg bars
Ottobock SE & Co. KGaA | المانيا | Germany | ME0000006161SFDAA00114 | Lightweight Knee Joint, Lock | Lightweight Knee Joint, Lock | Prostheses, Joint
KARL STORZ SE & Co. KG | المانيا | Germany | ME0000003576SFDAA00652 | Retractor | Retractor | Surgical Retractors
KARL STORZ SE & Co. KG | المانيا | Germany | ME0000003576SFDAA00659 | Battery Insert | Battery Insert | Battery Insert, high-power LED
KARL STORZ SE & Co. KG | المانيا | Germany | ME0000003576SFDAA00648 | Half Pipe | Half Pipe | Half Pipe®, long long, working length 95 mm Half Pipe®, short short, working length 85 mm
Waldemar Link GmbH & Co. KG | المانيا | Germany | ME0000009859SFDAA00076 | Link@ Instrument Set | Instrument Set | Instrument Set for VarioCup system
Ottobock SE & Co. KGaA | المانيا | Germany | ME0000006161SFDAA00111 | Greissinger plus foot | Greissinger plus foot | Prostheses foot
a1 medical GmbH | المانيا | Germany | ME0000004671SFDAA00325 | Kuglen Hook | Mikromanipulator | Kuglen Hook, straight
KARL STORZ SE & Co. KG | المانيا | Germany | ME0000003576SFDAA00644 | Dissector | Dissector | Dissector, size 3 mm, 17 cm Dissector, Ø2,6mm, wl 36cm, distally 90° Dissector, Ø2,6mm, wl 36cm, distally 45° Dissector, 3 mm Dissector, 3 mm
Ottobock SE & Co. KGaA | المانيا | Germany | ME0000006161SFDAA00104 | Delrin KISS KIT | Delrin KISS KIT | shuttle pull-in system for transfemoral amputees
TONTARRA MEDIZINTECHNIK GMBH | المانيا | Germany | ME0000006190SFDAA00024 | Snares | Snares | Standard Surgical Instruments
KARL STORZ SE & Co. KG | المانيا | Germany | ME0000003576SFDAA00661 | Myoma Fixation Instrument | Myoma Fixation Instrument | "Myoma Fixation Instrument, with spiral shaped tip, ø 10 mm"
Ottobock SE & Co. KGaA | المانيا | Germany | ME0000006161SFDAA00110 | Tübingen Hip Abduction Orthosis | Tübingen Hip Abduction Orthosis | Orthoses, Hip
Ottobock SE & Co. KGaA | المانيا | Germany | ME0000006161SFDAA00117 | Shuttle Lock | Shuttle Lock | The Shuttle-Lock is used to connect the prosthetic socket of a transtibial or transfemoral prosthesis to the socket liner and is integrated into the laminated socket during the lamination process
Ottobock SE & Co. KGaA | المانيا | Germany | ME0000006161SFDAA00109 | Pirogoff Foot | Pirogoff Foot | Prostheses foot
a1 medical GmbH | المانيا | Germany | ME0000004671SFDAA00323 | Münsingen ICL Manipulator | Mikromanipulator | Münsingen ICL Manipulator
Ottobock SE & Co. KGaA | المانيا | Germany | ME0000006161SFDAA00115 | Rotatable Sock.Adapt.Titan | Rotatable Sock.Adapt.Titan | Socket adapters
Aquatec Operation GmbH | المانيا | Germany | ME0000002302SFDAA00002 | H273 LIMA | Commode chair | Commode chair | كرسي حمام مساعد
Aquatec Operation GmbH | المانيا | Germany | ME0000002302SFDAA00003 | Ocean Ergo | Commode chair | Commode chair | كرسي حمام مساعد
OxMed International GmbH | المانيا | Germany | ME0000012861SFDAA00004 | ZenSetiv hydrocolloid half moon strips | ZenSetiv hydrocolloid half moon strips | ZenSetiv hydrocolloid half moon strips
Aquatec Operation GmbH | المانيا | Germany | ME0000002302SFDAA00001 | H263 LIMA | Commode chair | Commode chair | كرسي حمام مساعد
TONTARRA MEDIZINTECHNIK GMBH | المانيا | Germany | ME0000006190SFDAA00025 | Curettes | Curettes | Standard Surgical Instruments
Ottobock SE & Co. KGaA | المانيا | Germany | ME0000006161SFDAA00112 | Socket Adapter with Rotation Adjustment | Socket Adapter with Rotation Adjustment | Lamination anchors are laminated into a prosthetic socket
Waldemar Link GmbH & Co. KG | المانيا | Germany | ME0000009859SFDAA00077 | Link@ Instrument Tray SP-CL | Instrument Tray SP-CL | Instrument Tray
KARL STORZ SE & Co. KG | المانيا | Germany | ME0000003576SFDAA00693 | Working Element | Working Element | Working Element
a1 medical GmbH | المانيا | Germany | ME0000004671SFDAA00371 | Suture Forceps (Zurich model) | Zange, ophthalmologisch | Suture Forceps (Zurich model), straight, with tying platform, 1x2 teeth, 0.12mm, 45° angle, length 7.5cm
a1 medical GmbH | المانيا | Germany | ME0000004671SFDAA00370 | Troutman Corneal Fixation Forceps | Zange, ophthalmologisch | Troutman Corneal Fixation Forceps, 1x2 teeth, 0.12mm, 45° angle, length 7.5cm
a1 medical GmbH | المانيا | Germany | ME0000004671SFDAA00364 | Buratto LASIK Flap Protector | Mikromanipulator | Buratto LASIK Flap Protector
a1 medical GmbH | المانيا | Germany | ME0000004671SFDAA00358 | Alfonso Nucleus Trisector | Mikromanipulator | Alfonso Nucleus Trisector, angled triangular shaped blades, 1.5mm wide, length 11.0cm
a1 medical GmbH | المانيا | Germany | ME0000004671SFDAA00362 | Schepens Orbital Spatula | Spatel, Auge | Schepens Orbital Spatula
a1 medical GmbH | المانيا | Germany | ME0000004671SFDAA00377 | Fixation Colibri Forceps | Zange, ophthalmologisch | Fixation Colibri Forceps, with tying platform, 1x2 teeth, 0.12mm, 45° angle, length 7.5cm
a1 medical GmbH | المانيا | Germany | ME0000004671SFDAA00331 | McPherson-Vannas Iris Scissor, curved | Schere, Auge | McPherson-Vannas Iris Scissor, curved, sharp tips, length 8.0cm
a1 medical GmbH | المانيا | Germany | ME0000004671SFDAA00372 | Elze Iris Forceps, angled | Zange, ophthalmologisch | Elze Iris Forceps, angled, 1x2 teeth, 0.12mm, 90° angle, length 7.5cm
Aesculap AG | المانيا | Germany | ME0000003970SFDAA00146 | MULLER DUROGRIP TC NEEDLEHOLDER | surgical needle holder | surgical needle holder
KARL STORZ SE & Co. KG | المانيا | Germany | ME0000003576SFDAA00714 | Rongeur | Rongeur | Rongeur jaw
a1 medical GmbH | المانيا | Germany | ME0000004671SFDAA00336 | Troutman-Katzin Corneal Transplant Scis | Schere, Auge | Troutman-Katzin Corneal Transplant Scis. strong cvd, left, point. tips&small bl. cutting length 6.0mm, length 10.0cm
a1 medical GmbH | المانيا | Germany | ME0000004671SFDAA00357 | Jaffe Lens Manipulating HooK | Mikromanipulator | Jaffe Lens Manipulating Hook, Ø 0.15mm blunt tip, straight
a1 medical GmbH | المانيا | Germany | ME0000004671SFDAA00353 | Maloney Intra-Operative Keratometer | Marker, okular | Maloney Intra-Operative Keratometer, in titanium
Aesculap AG | المانيا | Germany | ME0000003970SFDAA00133 | MCGIVNEY HEMORRHOIDAL FCPS | surgical forceps | surgical forceps
KARL STORZ SE & Co. KG | المانيا | Germany | ME0000003576SFDAA00689 | Operating Sheath | Operating Sheath, 11.5 Fr. | Operating Sheath, 11.5 Fr.
Aesculap AG | المانيا | Germany | ME0000003970SFDAA00129 | LANGENBECK-MANNERFELT RETR | surgical retractor | surgical retractor
KARL STORZ SE & Co. KG | المانيا | Germany | ME0000003576SFDAA00690 | Working Insert | Working Insert, with steering lever | Working Insert, with steering lever
Aesculap AG | المانيا | Germany | ME0000003970SFDAA00130 | MARTIN CARTILAGE FORCEPS | surgical forceps | surgical forceps
Aesculap AG | المانيا | Germany | ME0000003970SFDAA00134 | MC'INDOE TISSUE FORCEPS | surgical forceps | surgical forceps
Aesculap AG | المانيا | Germany | ME0000003970SFDAA00153 | WAGENER NERVE HOOK BUTTONED | SURGICAL HOOK | SURGICAL HOOK
Aesculap AG | المانيا | Germany | ME0000003970SFDAA00111 | INTESTINAL FIX.FCPSALLIS | surgical forceps | surgical forceps
Aesculap AG | المانيا | Germany | ME0000003970SFDAA00127 | LANE FORCEPS | surgical forceps | surgical forceps
KARL STORZ SE & Co. KG | المانيا | Germany | ME0000003576SFDAA00710 | Safety Pin | Safety Pin, 14 cm | Safety Pin, 14 cm
a1 medical GmbH | المانيا | Germany | ME0000004671SFDAA00381 | Suture Forceps St. (Martin model) | Zange, ophthalmologisch | Suture Forceps St. (Martin model), with 5.0mm tying platform, 1x2 teeth, 0.12mm, 90° angle, length 8.5cm
Aesculap AG | المانيا | Germany | ME0000003970SFDAA00139 | MICRO-ADSON SUTURE FORCEPS | surgical suture forceps | surgical suture forceps
Aesculap AG | المانيا | Germany | ME0000003970SFDAA00144 | MOYNIHAN SPECIAL FORCEPS | surgical forceps | surgical forceps
a1 medical GmbH | المانيا | Germany | ME0000004671SFDAA00408 | Bechert Lens Holding Forceps | Zange, ophthalmologisch | Bechert Lens Holding Forceps, gently curved, length 11.0cm
KARL STORZ SE & Co. KG | المانيا | Germany | ME0000003576SFDAA00695 | Mallet | Metal Mallet, 22.5 cm | COTTLE Metal Mallet, with plastic replacement head, length 22.5 cm
Aesculap AG | المانيا | Germany | ME0000003970SFDAA00140 | MINI-BULLDOGCLAMP | surgical clamp | surgical clamp
KARL STORZ SE & Co. KG | المانيا | Germany | ME0000003576SFDAA00701 | Insertion Aid | Insertion Aid | Insertion Aid
KARL STORZ SE & Co. KG | المانيا | Germany | ME0000003576SFDAA00698 | Tappet | Tappet, size 10 mm, 30 cm | Tappet, blunt, grooved, for positioning the bone implant, size 10 mm, working length 30 cm
KARL STORZ SE & Co. KG | المانيا | Germany | ME0000003576SFDAA00691 | Needle Holder | Needle Holder | KOH Ultramicro Needle Holder, size 3mm
Aesculap AG | المانيا | Germany | ME0000003970SFDAA00150 | PARKS RECTAL SPREADER COMPLETE | surgical retractor | surgical retractor
a1 medical GmbH | المانيا | Germany | ME0000004671SFDAA00406 | Berke Ptosis Forceps | Zange, ophthalmologisch | Berke Ptosis Forceps, with slide lock, longitudinally grooved jaws, 20.0mm, length 10.5cm
a1 medical GmbH | المانيا | Germany | ME0000004671SFDAA00343 | Enucleation Scissors | Schere, Auge | Enucleation Scissors, medium curved, blunt tips, 43.5mm blades, length 13.5cm
a1 medical GmbH | المانيا | Germany | ME0000004671SFDAA00344 | Utility Scissors, straight | Schere, Auge | Utility Scissors, straight, sharp/ blunt tip, length 13.5cm
a1 medical GmbH | المانيا | Germany | ME0000004671SFDAA00345 | Metzenbaum Scissors | Schere, Auge | Metzenbaum Scissors, straight, blunt tips, 48.0mm blades, length 14.5cm
a1 medical GmbH | المانيا | Germany | ME0000004671SFDAA00349 | Barraquer Iris Spatula | Spatel, Auge | Barraquer Iris Spatula, smooth Ø 0.5mm, angled 12.0mm
a1 medical GmbH | المانيا | Germany | ME0000004671SFDAA00350 | Sinskey II Lens Manipulating Hook | Wundhaken, Auge | Sinskey II Lens Manipulating Hook, Ø 0.2mm, blunt tip, straight
a1 medical GmbH | المانيا | Germany | ME0000004671SFDAA00351 | Maltzman-Fenzl Lens Manipulator Hook | Wundhaken, Auge | Maltzman-Fenzl Lens Manipulator Hook, straight
a1 medical GmbH | المانيا | Germany | ME0000004671SFDAA00359 | Kansas Nucleus Trisector | Mikromanipulator | Kansas Nucleus Trisector, angled triangular shaped blades, 4.0mm wide, length 11.0cm
Aesculap AG | المانيا | Germany | ME0000003970SFDAA00154 | MULLER RETRACTOR | surgical retractor | surgical retractor
KARL STORZ SE & Co. KG | المانيا | Germany | ME0000003576SFDAA00709 | TELE PACK | TELE PACK + | endoscopic video unit
KARL STORZ SE & Co. KG | المانيا | Germany | ME0000003576SFDAA00703 | Rod | Rod | Measuring Rod, straight, 16 cm Measuring Rod, graduated, 16cm
Aesculap AG | المانيا | Germany | ME0000003970SFDAA00128 | LANGE FISTULA HOOK | surgical hook | surgical hook
KARL STORZ SE & Co. KG | المانيا | Germany | ME0000003576SFDAA00688 | Proctoscope | Proctoscope, Ø 20 mm, 15 cm | Proctoscope, outer diameter 20 mm, working length 15 cm
a1 medical GmbH | المانيا | Germany | ME0000004671SFDAA00333 | Noyes Iris Scissors | Schere, Auge | Noyes Iris Scissors, straight, sharp tips & small blades, cutting length 10.0mm, length 11.0cm
a1 medical GmbH | المانيا | Germany | ME0000004671SFDAA00332 | Castroviejo Keratoplasty Scissors | Schere, Auge | Castroviejo Keratoplasty Scissors, angled to side, blunt tips&medium blades cutting length 10.0mm, length 10.0cm
a1 medical GmbH | المانيا | Germany | ME0000004671SFDAA00337 | Gills-Welsh Capsulotomy Scissors | Schere, Auge | Gills-Welsh Capsulotomy Scissors, angled forward, sharps tips, 11mm blade, length 8.5cm
a1 medical GmbH | المانيا | Germany | ME0000004671SFDAA00328 | Castroviejo Corneoscleral Scissors | Schere, Auge | Castroviejo Corneoscleral Scissors, right, small blades, cutting length 5.0mm, length 10.0cm
Aesculap AG | المانيا | Germany | ME0000003970SFDAA00115 | HARTMANN EAR FORCEPS | surgical forceps | surgical forceps
a1 medical GmbH | المانيا | Germany | ME0000004671SFDAA00361 | Sinskey Lens Manipulating Hook | Mikromanipulator | Sinskey Lens Manipulating Hook, Ø 0.2mm, blunt tip, angled, 180° reversed
a1 medical GmbH | المانيا | Germany | ME0000004671SFDAA00366 | Barraquer Corneal Utility Forceps | Zange, ophthalmologisch | Barraquer Corneal Utility Forceps, with tying platform, 1x2 teeth, 0.12mm, 90° angle, length 7.5cm
a1 medical GmbH | المانيا | Germany | ME0000004671SFDAA00374 | Corneal Colibri Forceps | Zange, ophthalmologisch | Corneal Colibri Forceps, without tying platform, 1x2 teeth, 0.12mm, 45° angle, length 7.5cm
a1 medical GmbH | المانيا | Germany | ME0000004671SFDAA00375 | Barraquer Forceps for removing sutures | Zange, ophthalmologisch | Barraquer Forceps for removing sutures, with tying platform, length 7.5cm
a1 medical GmbH | المانيا | Germany | ME0000004671SFDAA00388 | Paufique Suture Forceps, with tying platform | Zange, ophthalmologisch | Paufique Suture Forceps, with tying platform, 1x2 teeth, 0.9mm, 45° angle, length 8.5cm
a1 medical GmbH | المانيا | Germany | ME0000004671SFDAA00393 | Kelman-McPherson Forceps | Zange, ophthalmologisch | Kelman-McPherson Forceps, angled, very delicate 7.5mm long smooth jaws, length 10.5cm
a1 medical GmbH | المانيا | Germany | ME0000004671SFDAA00396 | Bonn Forceps straight, with tying platform | Zange, ophthalmologisch | Bonn Forceps straight, with tying platform, 1x2 teeth, 0.12mm, 90° angle, length 10.5cm
a1 medical GmbH | المانيا | Germany | ME0000004671SFDAA00401 | Fechtner Conjunctiva Forceps | Zange, ophthalmologisch | Fechtner Conjunctiva Forceps, Ø 0.8mm ring, length 10.5cm
a1 medical GmbH | المانيا | Germany | ME0000004671SFDAA00354 | Helveston Scleral Ruler | Marker, okular | Helveston Scleral Ruler, 15.0mm, with notches in 5.0mm increments, single marking tooth at tip
Aesculap AG | المانيا | Germany | ME0000003970SFDAA00149 | PARKER RETRACTOR DBL.END | surgical retractor | surgical retractor
Aesculap AG | المانيا | Germany | ME0000003970SFDAA00145 | MUELLER MICRO-FORCEPS | surgical forceps | surgical forceps
Aesculap AG | المانيا | Germany | ME0000003970SFDAA00132 | MATHIEU NDL HLDR | surgical needle holder | surgical needle holder
Aesculap AG | المانيا | Germany | ME0000003970SFDAA00137 | MICRO FIXATION FORCEPS | surgical forceps | surgical forceps
KARL STORZ SE & Co. KG | المانيا | Germany | ME0000003576SFDAA00706 | Saw | JOSEPH Nasal Saw, right, 18.5 cm | JOSEPH Nasal Saw, right, 18.5 cm
KARL STORZ SE & Co. KG | المانيا | Germany | ME0000003576SFDAA00707 | Positioning Instrument | Positioning Instrument | Positioning Instrument
KARL STORZ SE & Co. KG | المانيا | Germany | ME0000003576SFDAA00712 | Micro Applying Forceps | Micro Applying Forceps | Micro Applying Forceps, Yasargil-Clips, working length 10 cm Micro Applying Forceps, Yasargil-Mini Clips, working length 10 cm
Aesculap AG | المانيا | Germany | ME0000003970SFDAA00147 | NDL HLDRW/OFFSET-SHANKFEM-SERR255MM | surgical forceps | surgical forceps
Aesculap AG | المانيا | Germany | ME0000003970SFDAA00141 | MIXTER FORCEPS | surgical forceps | surgical forceps
a1 medical GmbH | المانيا | Germany | ME0000004671SFDAA00342 | Barraquer Iris Scissors | Schere, Auge | Barraquer Iris Scissors, blunt tips & 7.0mm blades
a1 medical GmbH | المانيا | Germany | ME0000004671SFDAA00339 | Stitch Scissors | Schere, Auge | Stitch Scissors, ribbon type, curved, pointed tips, 12.5mm blades, length 11.0cm
Aesculap AG | المانيا | Germany | ME0000003970SFDAA00143 | MORRIS RETRACTOR | surgical retractor | surgical retractor
a1 medical GmbH | المانيا | Germany | ME0000004671SFDAA00329 | Westcott Tenotomy Scissors | Schere, Auge | Westcott Tenotomy Scissors, curved, blunt tips & medium blades, cutting length 8.0mm, length 11.5cm
a1 medical GmbH | المانيا | Germany | ME0000004671SFDAA00296 | Adson Forceps | Pinzette | Adson Forceps, anatomic, 0.8mm x 0.6mm, length 12.0cm
a1 medical GmbH | المانيا | Germany | ME0000004671SFDAA00395 | Utrata Capsulorhexis Forceps | Zange, ophthalmologisch | Utrata Capsulorhexis Forceps, angled, triangular shaped tips, length 8.5cm
a1 medical GmbH | المانيا | Germany | ME0000004671SFDAA00384 | Bonn Forceps straight (long model) | Zange, ophthalmologisch | Bonn Forceps straight (long model), 1x2 teeth, 0.12mm, 90° angle, length 9.5cm
REDA INSTRUMENTE GMBH | المانيا | Germany | ME0000012108SFDAA00090 | probe myrtle leaf | Surgical probe | Surgical probe
Rebstock Instrument GmbH | المانيا | Germany | ME0000006302SFDAA00205 | WILLIGER periosteal | Raspatories | Raspatories
a1 medical GmbH | المانيا | Germany | ME0000004671SFDAA00348 | Westcott Tenotomy Suture Scissors | Schere, Auge | Westcott Tenotomy Suture Scissors, curved, blunt tips & medium blades, cutting length 9.0mm, length 11.5cm
a1 medical GmbH | المانيا | Germany | ME0000004671SFDAA00402 | Troutman Superior Rectus Forceps | Zange, ophthalmologisch | Troutman Superior Rectus Forceps, length 10.5cm
a1 medical GmbH | المانيا | Germany | ME0000004671SFDAA00360 | Alfonso Cutting Platform | Mikromanipulator | Alfonso Cutting Platform, 2.0mm wide
a1 medical GmbH | المانيا | Germany | ME0000004671SFDAA00416 | Tübingen Model Air cannula | Saugspitze | Tübingen Model Air cannula, 0.3mm, 30G
a1 medical GmbH | المانيا | Germany | ME0000004671SFDAA00414 | Air Injection Cannula | Saugspitze | Air Injection Cannula, angled, 7.0mm, 27G
a1 medical GmbH | المانيا | Germany | ME0000004671SFDAA00413 | Anis Cortex Aspirating Cannula | Saugspitze | Anis Cortex Aspirating Cannula, straight, 0.4mm, 23G, textured tip
a1 medical GmbH | المانيا | Germany | ME0000004671SFDAA00399 | Manhattan Eye & Ear Suturing Forceps, with 5.0mm tying platform | Zange, ophthalmologisch | Manhattan Eye & Ear Suturing Forceps, with 5.0mm tying platform, 1x2 teeth, 0.5mm, 45° angle, length 8.5cm
a1 medical GmbH | المانيا | Germany | ME0000004671SFDAA00391 | Harms Tying Forceps | Zange, ophthalmologisch | Harms Tying Forceps, straight, with 6.0mm tying platform, length 11.0cm
Rebstock Instrument GmbH | المانيا | Germany | ME0000006302SFDAA00195 | Micro-Scissors | Scissors | surgical Scissors
a1 medical GmbH | المانيا | Germany | ME0000004671SFDAA00352 | Lewis Lens Loop | Marker, okular | Lewis Lens Loop, small
a1 medical GmbH | المانيا | Germany | ME0000004671SFDAA00373 | Troutman Corneal Suture Colibri Forceps | Zange, ophthalmologisch | Troutman Corneal Suture Colibri Forceps, with tying platform, 1x2 teeth, 0.12mm, 45° angle, length 7.5cm
a1 medical GmbH | المانيا | Germany | ME0000004671SFDAA00330 | McPherson-Westcott Conjunctival Scissors | Schere, Auge | McPherson-Westcott Conjunctival Scissors curved, blunt tips & small blades, cutting length 5.0mm, length 10.5cm
a1 medical GmbH | المانيا | Germany | ME0000004671SFDAA00387 | Sauer Suturing Forceps, straight, 1x2 teeth | Zange, ophthalmologisch | Sauer Suturing Forceps, straight, 1x2 teeth, 0.5mm, 45° angle, length 8.5cm
Aesculap AG | المانيا | Germany | ME0000003970SFDAA00125 | LAHEY FORCEPS | surgical forceps | surgical forceps
a1 medical GmbH | المانيا | Germany | ME0000004671SFDAA00385 | Lester Fixation Forceps | Zange, ophthalmologisch | Lester Fixation Forceps, straight, 2x3 teeth, 0.6mm, 90° angle, length 9.5cm
Aesculap AG | المانيا | Germany | ME0000003970SFDAA00114 | FORCEPS CVD DELICATE | surgical forceps | surgical forceps
a1 medical GmbH | المانيا | Germany | ME0000004671SFDAA00400 | Paufique Suture Forceps | Zange, ophthalmologisch | Paufique Suture Forceps, with 5.0mm tying platform, standard jaws, length 8.5cm
a1 medical GmbH | المانيا | Germany | ME0000004671SFDAA00335 | Vannas Capsulotomy Scissors | Schere, Auge | Vannas Capsulotomy Scissors, straight, sharp tips, 5.0mm, length 8.5cm
KARL STORZ SE & Co. KG | المانيا | Germany | ME0000003576SFDAA00692 | Valve Plate | Valve Plate, package of 1, unsterile | Valve Plate
a1 medical GmbH | المانيا | Germany | ME0000004671SFDAA00367 | Iris Botvin Forceps, 1x2 teeth | Zange, ophthalmologisch | Iris Botvin Forceps, 1x2 teeth, double curved, length 7.5cm
KARL STORZ SE & Co. KG | المانيا | Germany | ME0000003576SFDAA00713 | Obturator | Obturator | Obturator for 24951 Obturator for 24956 Obturator for 26161 UFK
a1 medical GmbH | المانيا | Germany | ME0000004671SFDAA00346 | McPherson-Westcott Suture Scissors | Schere, Auge | McPherson-Westcott Suture Scissors, curved, sharp tips & small blades, cutting length 6.0mm, length 11.5cm
a1 medical GmbH | المانيا | Germany | ME0000004671SFDAA00418 | Cannula 19G | Saugspitze | Cannula 19G
a1 medical GmbH | المانيا | Germany | ME0000004671SFDAA00417 | Bishop-Harmon Anterior Chamber Irrigator complete | Saugspitze | Bishop-Harmon Anterior Chamber Irrigator complete, (Cannula, adaptor and silicone bulb), 19G
Aesculap AG | المانيا | Germany | ME0000003970SFDAA00120 | KOCHER ATR.FORCEPS | surgical forceps | surgical forceps
a1 medical GmbH | المانيا | Germany | ME0000004671SFDAA00419 | Hydrodissection Cannula | Saugspitze | Hydrodissection Cannula, angled, 8.0mm, flat, front opening, 25G
Aesculap AG | المانيا | Germany | ME0000003970SFDAA00108 | HEGAR NEEDLE HOLDER | surgical needle holder | surgical needle holder
a1 medical GmbH | المانيا | Germany | ME0000004671SFDAA00415 | Pearce Hydrodissection Cannula | Saugspitze | Pearce Hydrodissection Cannula
a1 medical GmbH | المانيا | Germany | ME0000004671SFDAA00410 | Periosteal Elevator | Mikromanipulator | Freer Periosteal Elevator, length 18.0cm
Rebstock Instrument GmbH | المانيا | Germany | ME0000006302SFDAA00171 | Screw Holding Sleeve | Screw | Surgical screw
Rebstock Instrument GmbH | المانيا | Germany | ME0000006302SFDAA00179 | Sharp Hook | Hook | Surgical hook
Ottobock SE & Co. KGaA | المانيا | Germany | ME0000006161SFDAA00125 | Tube Clamp Adapt. | Tube Clamp Adapt. | Tube Clamp Adapters
a1 medical GmbH | المانيا | Germany | ME0000004671SFDAA00404 | Hunt Chalazion Forceps | Zange, ophthalmologisch | Hunt Chalazion Forceps, round, Ø 12.0mm, length 9.7cm
Ottobock SE & Co. KGaA | المانيا | Germany | ME0000006161SFDAA00127 | Skeo | Silicon Gel Liner | Skeo liners improve shock absorption and wearer comfort.
Medi GmpH&co. KG | المانيا | Germany | ME0000006915SFDAA00002 | Circaid Juxtafit Essentials lower leg | Circaid Juxtafit Essentials lower leg | Circaid Juxtafit Essentials lower leg | مشد ضاغط قابل للتعديل للرجل
a1 medical GmbH | المانيا | Germany | ME0000004671SFDAA00368 | Micro Colibri Forceps, with tying platform | Zange, ophthalmologisch | Micro Colibri Forceps, with tying platform, 1x2 teeth, 0.12mm, 45° angle, length 7.5cm
Rebstock Instrument GmbH | المانيا | Germany | ME0000006302SFDAA00209 | ADSON elevator | Raspatories | Raspatories
Rebstock Instrument GmbH | المانيا | Germany | ME0000006302SFDAA00199 | WILLIGER elevator | Raspatories | Raspatories
a1 medical GmbH | المانيا | Germany | ME0000004671SFDAA00363 | Meshed-Keratoplasty-Spoon for the PK and DALK | Spatel, Auge | Meshed-Keratoplasty-Spoon for the PK and DALK
Ottobock SE & Co. KGaA | المانيا | Germany | ME0000006161SFDAA00126 | Dorso Direxa Posture | Dorso Direxa Posture | exclusively for orthotic fittings of the back and exclusively for contact with intact skin
a1 medical GmbH | المانيا | Germany | ME0000004671SFDAA00389 | Suture Forceps (Tuebingen model) | Zange, ophthalmologisch | Suture Forceps (Tuebingen model), with 5.0mm tying platform, very delicate, length 8.5cm
a1 medical GmbH | المانيا | Germany | ME0000004671SFDAA00382 | McPherson Tying Forcepsc | Zange, ophthalmologisch | McPherson Tying Forcepsc, straight, with 5.0mm tying platform, length 8.5cm
a1 medical GmbH | المانيا | Germany | ME0000004671SFDAA00403 | Bishop Harmon Fixation Forceps | Zange, ophthalmologisch | Bishop Harmon Fixation Forceps, serrated, 0.5mm tips, length 8.5cm
a1 medical GmbH | المانيا | Germany | ME0000004671SFDAA00397 | Masket Capsulorhexis Forceps | Zange, ophthalmologisch | Masket Capsulorhexis Forceps, marking at 2.5 and 5.0mm, short handle
a1 medical GmbH | المانيا | Germany | ME0000004671SFDAA00392 | Dodick Nucleus Cracker | Zange, ophthalmologisch | Dodick Nucleus Cracker, cross-action, longitudinally serrated paddle shaped jaws, length 11.0cm
a1 medical GmbH | المانيا | Germany | ME0000004671SFDAA00376 | Polack Double Corneal Forceps | Zange, ophthalmologisch | Polack Double Corneal Forceps, with 2x 1x2 teeth, 0.12mm, length 7.5cm
a1 medical GmbH | المانيا | Germany | ME0000004671SFDAA00379 | Troutman-Barraquer Colibri Forceps, 1x2 teeth | Zange, ophthalmologisch | Troutman-Barraquer Colibri Forceps, 1x2 teeth, 0.12mm, 90° angle, length 7.5cm
a1 medical GmbH | المانيا | Germany | ME0000004671SFDAA00369 | Hyde Corneal Forceps, 2x2 teeth | Zange, ophthalmologisch | Hyde Corneal Forceps, 2x2 teeth, 0.12mm, 90°, with tying platform, length 10.7cm
Ottobock SE & Co. KGaA | المانيا | Germany | ME0000006161SFDAA00122 | Dorso Osteo Care | Dorso Osteo Care | exclusively used for orthotic fitting of the trunk and is designed for the contact with the intact skin only.
a1 medical GmbH | المانيا | Germany | ME0000004671SFDAA00378 | Standard Colibri Forceps | Zange, ophthalmologisch | Standard Colibri Forceps, with tying platform, 1x2 teeth, 0.45mm, 45° angle, length 7.5cm
a1 medical GmbH | المانيا | Germany | ME0000004671SFDAA00355 | Fechtner Trabeculectomy Marker | Marker, okular | Fechtner Trabeculectomy Marker
a1 medical GmbH | المانيا | Germany | ME0000004671SFDAA00338 | Eye Scissors | Schere, Auge | Eye Scissors, straight, pointed tips, small blades, 14.0mm blades, length 9.0cm
a1 medical GmbH | المانيا | Germany | ME0000004671SFDAA00340 | Stevens Tenotomy Scissors | Schere, Auge | Stevens Tenotomy Scissors, straight, blunt tips, 14.0mm blades, length 11.5cm
a1 medical GmbH | المانيا | Germany | ME0000004671SFDAA00334 | Vannas Scissors | Schere, Auge | Vannas Scissors, straight, sharp tips & 10.0mm blades, cutting length 8.0mm, length 11.5cm
Ottobock SE & Co. KGaA | المانيا | Germany | ME0000006161SFDAA00128 | WalkOn Reaction | WalkOn Reaction | exclusively for orthotic fittings of the lower limbs and exclusively for contact with intact skin.
Ottobock SE & Co. KGaA | المانيا | Germany | ME0000006161SFDAA00123 | SACH Foot,Child | SACH Foot,Child | The product is intended solely for lower limb prosthetic fittings
Ottobock SE & Co. KGaA | المانيا | Germany | ME0000006161SFDAA00120 | Genu Direxa | Genu Direxa | exclusively for orthotic fittings of the lower limbs and exclusively for contact with intact skin
a1 medical GmbH | المانيا | Germany | ME0000004671SFDAA00365 | Harms Colibri Forceps | Zange, ophthalmologisch | Harms Colibri Forceps, with tying platform, 1x2 teeth, 0.12mm, 45° angle, length 7.5cm
Rebstock Instrument GmbH | المانيا | Germany | ME0000006302SFDAA00197 | Micro-Needleholder | Needle Holders | Needle Holders
Rebstock Instrument GmbH | المانيا | Germany | ME0000006302SFDAA00207 | SEWALL elevator | Raspatories | Raspatories
a1 medical GmbH | المانيا | Germany | ME0000004671SFDAA00356 | Jaffe-Bechert Nucleus Rotator | Mikromanipulator | Jaffe-Bechert Nucleus Rotator, 9.0mm, angled, 10.0mm, push-pull model, ength 12.0cm
a1 medical GmbH | المانيا | Germany | ME0000004671SFDAA00380 | Bonn Suturing Forceps | Zange, ophthalmologisch | Bonn Suturing Forceps, straight, with tying platform, 1x2 teeth, 0.12mm, 90° angle, length 7.5cm
Ottobock SE & Co. KGaA | المانيا | Germany | ME0000006161SFDAA00124 | Clamp Ad. f. water resist. Prothesis | lam. Anchor f. water resist. Prothesis | lamination anchors are laminated into a prosthetic socket
a1 medical GmbH | المانيا | Germany | ME0000004671SFDAA00411 | Lacrimal Cannula | Saugspitze | Lacrimal Cannula, straight, tapered, 23G
Aesculap AG | المانيا | Germany | ME0000003970SFDAA00112 | JUDD-ALLIS FORCEPS | surgical forceps | surgical forceps
KARL STORZ SE & Co. KG | المانيا | Germany | ME0000003576SFDAA00684 | Tongue Depressor | Tongue Depressor, 17 cm | HARTMANN Tongue Depressor, length 17 cm
Aesculap AG | المانيا | Germany | ME0000003970SFDAA00151 | TAYLOR RETRACTOR | surgical retractor | surgical retractor
Aesculap AG | المانيا | Germany | ME0000003970SFDAA00116 | KELLY DRESSING FORCEPS | surgical forceps | surgical forceps
Aesculap AG | المانيا | Germany | ME0000003970SFDAA00126 | LANE DISSECTING FORCEPS | surgical forceps | surgical forceps
KARL STORZ SE & Co. KG | المانيا | Germany | ME0000003576SFDAA00687 | Proctoscope Tube | Proctoscope Tube, 17 mm, 8 cm | Proctoscope Tube, outer diameter 17 mm, working length 8 cm
KARL STORZ SE & Co. KG | المانيا | Germany | ME0000003576SFDAA00683 | Ventilation Drainage Tube Inserter | Ventilation Drainage Tube Inserter | Ventilation Drainage Tube Inserter, working length 10 cm
KARL STORZ SE & Co. KG | المانيا | Germany | ME0000003576SFDAA00686 | Grasping Forceps | Grasping Forceps, 1.0 mm,flexible | Grasping Forceps, flexible, double action jaws, diameter 1.0 mm, length 60 cm
KARL STORZ SE & Co. KG | المانيا | Germany | ME0000003576SFDAA00685 | Sponge Holder | Sponge Holder, work. length 35 cm | Sponge Holder, working length 35cm
KARL STORZ SE & Co. KG | المانيا | Germany | ME0000003576SFDAA00694 | Scissors | Scissors | Scissors, single action jaws, pointed, diameter 1.3 mm, length 30 cm
Aesculap AG | المانيا | Germany | ME0000003970SFDAA00131 | MASSON NDL HLDR | surgical needle holder | surgical needle holder
Aesculap AG | المانيا | Germany | ME0000003970SFDAA00135 | MICRO DIETHRICH BULLDOGCLAMP | surgical clamp | surgical clamp
Aesculap AG | المانيا | Germany | ME0000003970SFDAA00136 | MICRO FCPS | surgical forceps | surgical forceps
KARL STORZ SE & Co. KG | المانيا | Germany | ME0000003576SFDAA00705 | Tenaculum | Single Tenaculum, 16.5 cm, 90° | Single Tenaculum, 16.5 cm, angled 90°.
KARL STORZ SE & Co. KG | المانيا | Germany | ME0000003576SFDAA00711 | Container | Container | Sterilization Container
KARL STORZ SE & Co. KG | المانيا | Germany | ME0000003576SFDAA00704 | Size Template | Size Template, for drills | Size Template, for drills
Aesculap AG | المانيا | Germany | ME0000003970SFDAA00138 | MICRO JEWELERS FCPS | surgical forceps | surgical forceps
KARL STORZ SE & Co. KG | المانيا | Germany | ME0000003576SFDAA00708 | Surgical Handle | Surgical Handle Fig. 3L | Surgical Handle, Fig. 3L, length 21 cm, for Blades 208010 - 15, 208210 -15
Aesculap AG | المانيا | Germany | ME0000003970SFDAA00124 | KOENIG VEIN RETRACTOR | SURGICAL RETRACTOR | SURGICAL RETRACTOR
Aesculap AG | المانيا | Germany | ME0000003970SFDAA00109 | HEISS DELICATE FORCEPS | surgical forceps | surgical forceps
Aesculap AG | المانيا | Germany | ME0000003970SFDAA00119 | KIEBACK HYSTERECTOMY FORCEPS | surgical forceps | surgical forceps
Aesculap AG | المانيا | Germany | ME0000003970SFDAA00123 | KOCHER DEL FCPS | surgical forceps | surgical forceps
Aesculap AG | المانيا | Germany | ME0000003970SFDAA00110 | HOPT ATR.CLAMP | surgical clamp | surgical clamp
Aesculap AG | المانيا | Germany | ME0000003970SFDAA00142 | MORRIS ATR.AORTA CROSS-CLAMP | surgical clamp | surgical clamp
Rebstock Instrument GmbH | المانيا | Germany | ME0000006302SFDAA00201 | LANGENBECK elevator | Raspatories | Raspatories
a1 medical GmbH | المانيا | Germany | ME0000004671SFDAA00405 | Francis Chalazion Forceps | Zange, ophthalmologisch | Francis Chalazion Forceps, oval, 14.0 x 11.0mm I.D., medium, length 9.5cm
a1 medical GmbH | المانيا | Germany | ME0000004671SFDAA00386 | Castroviejo Suturing Forceps, with tying platform | Zange, ophthalmologisch | Castroviejo Suturing Forceps, with 6.0mm tying platform, 1x2 teeth, 0.12mm, 45° angle, length 11.0cm
a1 medical GmbH | المانيا | Germany | ME0000004671SFDAA00383 | Bonn Tying Forceps | Zange, ophthalmologisch | Bonn Tying Forceps, straight, with 5.0mm tying platform, for 9.0-11.0 sutures, length 9.5cm
a1 medical GmbH | المانيا | Germany | ME0000004671SFDAA00390 | Moody Fixation Forceps | Zange, ophthalmologisch | Moody Fixation Forceps, right, 1x2 teeth, 0.5mm, 45° angle, with lock, length 11.0cm
a1 medical GmbH | المانيا | Germany | ME0000004671SFDAA00398 | Helveston Tying Forceps | Zange, ophthalmologisch | Helveston Tying Forceps, standard smooth jaws, length 10.5cm
a1 medical GmbH | المانيا | Germany | ME0000004671SFDAA00394 | Alfonso Nucleus Grasping Forceps | Zange, ophthalmologisch | Alfonso Nucleus Grasping Forceps, with two rows delicate teeth, length 10.5cm
Medi GmpH&co. KG | المانيا | Germany | ME0000006915SFDAA00001 | Circaid Juxtafit Essentials upper leg with knee | Circaid Juxtafit Essentials upper leg with knee | Circaid Juxtafit Essentials upper leg with knee | مشد ضاغط قابل للتعديل للفخد والركبة
TONTARRA MEDIZINTECHNIK GMBH | المانيا | Germany | ME0000006190SFDAA00016 | Forceps Tissue | Forceps Tissue | Surgical Standard Instruments
Rebstock Instrument GmbH | المانيا | Germany | ME0000006302SFDAA00203 | CUSHING elevator | Raspatories | Raspatories
Ottobock SE & Co. KGaA | المانيا | Germany | ME0000006161SFDAA00121 | Runner | Runner | The product is to be used solely for lower limb prosthetic fittings.
KARL STORZ SE & Co. KG | المانيا | Germany | ME0000003576SFDAA00696 | Dilation Sleeve | Dilation Sleeve AD6.5mm,ID1.4mm,NL31cm | Dilation Sleeve AD6.5mm,ID1.4mm,NL31cm
Ortho-Medical GmbH | المانيا | Germany | ME0000006124SFDAA00006 | Gigli saw wire | Orthopedic instruments | Orthopedic instruments
a1 medical GmbH | المانيا | Germany | ME0000004671SFDAA00424 | Jensen Capsule Polisher | Saugspitze | Jensen Capsule Polisher, front opening, sandblasted, 23G
Ortho-Medical GmbH | المانيا | Germany | ME0000006124SFDAA00002 | Gelpi Retractor | orthopedic instruments | orthopedic instruments
a1 medical GmbH | المانيا | Germany | ME0000004671SFDAA00425 | Viscoelastic Aspirating Cannula | Saugspitze | Viscoelastic Aspirating Cannula, angled, 9.0mm, 23G
Medizintechnik Sattler GmbH | المانيا | Germany | ME0000001759SFDAA00013 | PolyPIN Length measuring device incl. shearing head | Length measuring device incl. shearing head | Length measurement The depth of the drilled channel on the bone.
a1 medical GmbH | المانيا | Germany | ME0000004671SFDAA00426 | Kratz Cystotome Cannula | Saugspitze | Kratz Cystotome Cannula, 10.0mm, angled tube, with sharp points, bent downwards, 22G
a1 medical GmbH | المانيا | Germany | ME0000004671SFDAA00423 | Alfonso-McIntyre, Irrigating Nucleus Spoon | Saugspitze | Alfonso-McIntyre, Irrigating Nucleus Spoon, single 0.3mm, with front opening port, 2.5mm wide
KARL STORZ SE & Co. KG | المانيا | Germany | ME0000003576SFDAA00702 | Retractor Insert | Retractor Insert | CLICKLINE H-Retractor Insert
Ortho-Medical GmbH | المانيا | Germany | ME0000006124SFDAA00001 | COBB Elevator | Orthopedic instruments | Orthopedic instruments
a1 medical GmbH | المانيا | Germany | ME0000004671SFDAA00420 | McIntyre Anterior Chamber Irrigating Cannula | Saugspitze | McIntyre Anterior Chamber Irrigating Cannula, straight, 15.0mm long tube, blunt tip, 30G
Aesculap AG | المانيا | Germany | ME0000003970SFDAA00113 | BACKHAUS TOWEL CLAMP | surgical clamp | surgical clamp
Aesculap AG | المانيا | Germany | ME0000003970SFDAA00121 | JACKSON TRACHEAL TENACULUM | surgical tenaculum | surgical tenaculum
Aesculap AG | المانيا | Germany | ME0000003970SFDAA00148 | NEGUS TONSIL FORCEPS | surgical forceps | surgical forceps
Aesculap AG | المانيا | Germany | ME0000003970SFDAA00117 | KELLY SPONGE FORCEPS | surgical forceps | surgical forceps
a1 medical GmbH | المانيا | Germany | ME0000004671SFDAA00446 | Arruga Needleholder | Nadelhalter | Arruga Needleholder, straight, with lock, wide handle, smooth jaws, length 14.0cm
a1 medical GmbH | المانيا | Germany | ME0000004671SFDAA00434 | Backflush Aspirating Instrument | Saugspitze | Backflush Aspirating Instrument, compl. for active aspiration (spring or machine)
a1 medical GmbH | المانيا | Germany | ME0000004671SFDAA00428 | Irrigation Handpiece | Saugspitze | Irrigation Handpiece, 2.0 x 0.5mm, 21G, polished
a1 medical GmbH | المانيا | Germany | ME0000004671SFDAA00439 | Silicone Instrument Support | Sterilgutcontainer | Silicone Instrument Support, 265mm long rubber strip, w/ 16-slots, can be cut to fit 1/1, 1/2 and 1/3 size trays
a1 medical GmbH | المانيا | Germany | ME0000004671SFDAA00433 | Simcoe Irrigating/ Aspirating Cannula | Saugspitze | Simcoe Irrigating/ Aspirating Cannula, 23G
a1 medical GmbH | المانيا | Germany | ME0000004671SFDAA00437 | Wash Tray stainless steel, complete | Sterilgutcontainer | Wash Tray stainless steel, complete, w/ 2 silicone instr supp + 1 instr fix bar, 1/1 size:275x178x24mm, f 16 hand instr.
a1 medical GmbH | المانيا | Germany | ME0000004671SFDAA00409 | SIGNUM MICS Forceps, angled | Zange, ophthalmologisch | SIGNUM INAMURA MICS Forceps, angled, curved, Cross Action, 1.5mm, 90°, sharp Tips, graduated at 2.5 and 5.0mm
a1 medical GmbH | المانيا | Germany | ME0000004671SFDAA00444 | Jaffe Needle Holder | Nadelhalter | Jaffe Needle Holder, curved, conical, fine, with lock, length 14.3cm
a1 medical GmbH | المانيا | Germany | ME0000004671SFDAA00421 | Bonn Irrigating Cannula | Saugspitze | Bonn Irrigating Cannula
a1 medical GmbH | المانيا | Germany | ME0000004671SFDAA00422 | Anterior Chamber Maintaining Cannula | Saugspitze | Heslin Anterior Chamber Maintaining Cannula, 25G
Aesculap AG | المانيا | Germany | ME0000003970SFDAA00122 | JOHNSON CONTOURING PLIERS | surgical pliers | surgical pliers
a1 medical GmbH | المانيا | Germany | ME0000004671SFDAA00440 | 3/4 Steriliz.-Container, Aluminim | Sterilgutcontainer | 3/4 Steriliz.-Container, Aluminim, 462x278x105 mm, Lid perforated, Bottom non perforated, with PTFE perm. filter
a1 medical GmbH | المانيا | Germany | ME0000004671SFDAA00412 | McIntyre Lacrimal Cannula | Saugspitze | McIntyre Lacrimal Cannula, straight, 0.3mm side port, 23G
a1 medical GmbH | المانيا | Germany | ME0000004671SFDAA00427 | Randolph Cyclodialysis Cannula | Saugspitze | Randolph Cyclodialysis Cannula, angled, 13.0mm, 19G
a1 medical GmbH | المانيا | Germany | ME0000004671SFDAA00430 | Aspiration Handpiece | Saugspitze | Aspiration Handpiece, 0.3mm, 21G, rough
a1 medical GmbH | المانيا | Germany | ME0000004671SFDAA00429 | Tip for Irrigation handpiece | Saugspitze | Tip for Irrigation handpiece L-1311, 2.0 x 0.5mm, 21G, polished
Ortho-Medical GmbH | المانيا | Germany | ME0000006124SFDAA00005 | Plastic Tray for Screw-Extraction | orthopedic instruments | orthopedic instruments
Ortho-Medical GmbH | المانيا | Germany | ME0000006124SFDAA00003 | Rongeur | Orthopedic instruments | Orthopedic instruments
a1 medical GmbH | المانيا | Germany | ME0000004671SFDAA00435 | Sterilis. Case alu, compl | Sterilgutcontainer | Sterilis. Case alu, compl. w/ quick-rel. w/ pos. act. spring mechan. on the lid, bottom perfor, outs. dim. 310x190x40mm
Lohmann & Rauscher International GmbH & Co.KG | المانيا | Germany | ME0000004591SFDAA00004 | Cellacast Soft Flexible Semi-rigid Casting Tape | Casting Tape | Cellacast® Soft consists of a glass fibre carrier material coated with a polyurethane resin which sets into a semi-rigid synthetic cast when activated by water.
a1 medical GmbH | المانيا | Germany | ME0000004671SFDAA00438 | Silicone Finger Mats, extra soft | Sterilgutcontainer | Silicone Finger Mats, extra soft, light blue material, with narrow spaced fine nubbins, fits 1/1 tray MIS-0520
a1 medical GmbH | المانيا | Germany | ME0000004671SFDAA00443 | McPherson Needle Holder | Zange, ophthalmologisch | McPherson Needle Holder, straight, 10.0mm x 0.5mm, smooth jaw, with lock, length 11.0cm
REDA INSTRUMENTE GMBH | المانيا | Germany | ME0000012108SFDAA00269 | forceps dressing, SEMKEN | tweezers | tweezers
REDA INSTRUMENTE GMBH | المانيا | Germany | ME0000012108SFDAA00228 | forceps, WEIL-BLAKESLEY | forceps utility | forceps utility
a1 medical GmbH | المانيا | Germany | ME0000004671SFDAA00432 | Brauweiler handpiece | Saugspitze | Brauweiler aspiration handpiece, feminin
REDA INSTRUMENTE GMBH | المانيا | Germany | ME0000012108SFDAA00277 | hemost.fcps.fine, PEAN | clamps | clamps
REDA INSTRUMENTE GMBH | المانيا | Germany | ME0000012108SFDAA00207 | DEBAKEY aortic aneurysm clamp | clamps | clamps
a1 medical GmbH | المانيا | Germany | ME0000004671SFDAA00407 | Downs Lid Forceps, length 9.8cm | Zange, ophthalmologisch | Downs Lid Forceps, length 9.8cm
REDA INSTRUMENTE GMBH | المانيا | Germany | ME0000012108SFDAA00233 | gubia, PARTSCH | chisels | chisels
REDA INSTRUMENTE GMBH | المانيا | Germany | ME0000012108SFDAA00235 | gynecological scissors | scissors | scissors
REDA INSTRUMENTE GMBH | المانيا | Germany | ME0000012108SFDAA00255 | raspatory, WILLIGER | elevators | elevators
REDA INSTRUMENTE GMBH | المانيا | Germany | ME0000012108SFDAA00261 | Varix Instrument VARADY | vein stripper | vein stripper
REDA INSTRUMENTE GMBH | المانيا | Germany | ME0000012108SFDAA00239 | periosteal elevator, SEMB | elevators | elevators
REDA INSTRUMENTE GMBH | المانيا | Germany | ME0000012108SFDAA00206 | DEBAKEY anatomosis clamp | clamps | clamps
REDA INSTRUMENTE GMBH | المانيا | Germany | ME0000012108SFDAA00188 | retractor, ADSON-BABY | spreaders | spreaders
REDA INSTRUMENTE GMBH | المانيا | Germany | ME0000012108SFDAA00258 | ROBB intima spatula | spatulas | spatulas
REDA INSTRUMENTE GMBH | المانيا | Germany | ME0000012108SFDAA00257 | rib spreader, COOLEY | spreaders | spreaders
REDA INSTRUMENTE GMBH | المانيا | Germany | ME0000012108SFDAA00246 | METZENBAUM scissor | scissors | scissors
REDA INSTRUMENTE GMBH | المانيا | Germany | ME0000012108SFDAA00256 | rib spreader, FINOCHIETTO | spreaders | spreaders
REDA INSTRUMENTE GMBH | المانيا | Germany | ME0000012108SFDAA00217 | DeBakey atraum. fcps. Titan | tweezers | tweezers
REDA INSTRUMENTE GMBH | المانيا | Germany | ME0000012108SFDAA00200 | BOWMAN lachrymal probe | probes | probes
REDA INSTRUMENTE GMBH | المانيا | Germany | ME0000012108SFDAA00245 | LOCKHART-MUMMERY fistula probe | probes | probes
REDA INSTRUMENTE GMBH | المانيا | Germany | ME0000012108SFDAA00273 | haemorrhoidal fcps.,MC GIVNEY | forceps utility | forceps utility
REDA INSTRUMENTE GMBH | المانيا | Germany | ME0000012108SFDAA00253 | periosteal elevator,SEDILLOT | elevators | elevators
REDA INSTRUMENTE GMBH | المانيا | Germany | ME0000012108SFDAA00213 | bone rasp | file | file
REDA INSTRUMENTE GMBH | المانيا | Germany | ME0000012108SFDAA00196 | Blade | hooks | hooks
REDA INSTRUMENTE GMBH | المانيا | Germany | ME0000012108SFDAA00203 | COOLEY Multip purpose vascular clamp | clamps | clamps
REDA INSTRUMENTE GMBH | المانيا | Germany | ME0000012108SFDAA00240 | periosteal elevator,LANGENBECK | elevators | elevators
REDA INSTRUMENTE GMBH | المانيا | Germany | ME0000012108SFDAA00242 | hemostatic forceps, GEMINI | clamps | clamps
REDA INSTRUMENTE GMBH | المانيا | Germany | ME0000012108SFDAA00219 | DEBAKEY pediatric vascular clamp | clamps | clamps
REDA INSTRUMENTE GMBH | المانيا | Germany | ME0000012108SFDAA00205 | COOLEY-DERRA anastomosis clamp | clamps | clamps
REDA INSTRUMENTE GMBH | المانيا | Germany | ME0000012108SFDAA00294 | retractor, SENN-GREEN | retractors | retractors
REDA INSTRUMENTE GMBH | المانيا | Germany | ME0000012108SFDAA00262 | vascular sciss., DIETRICH | scissors | scissors
REDA INSTRUMENTE GMBH | المانيا | Germany | ME0000012108SFDAA00286 | operating scissors, SYSTRUNK | scissors | scissors
REDA INSTRUMENTE GMBH | المانيا | Germany | ME0000012108SFDAA00241 | rectal specula | speculas | speculas
REDA INSTRUMENTE GMBH | المانيا | Germany | ME0000012108SFDAA00225 | rectal biopsy forceps, YEOMAN | forceps utility | forceps utility
REDA INSTRUMENTE GMBH | المانيا | Germany | ME0000012108SFDAA00227 | forceps, RUSSIAN PATTERN | tweezers | tweezers
REDA INSTRUMENTE GMBH | المانيا | Germany | ME0000012108SFDAA00289 | retractor double baby, ROUX | retractors | retractors
REDA INSTRUMENTE GMBH | المانيا | Germany | ME0000012108SFDAA00232 | grooved director buttoned | probes | probes
REDA INSTRUMENTE GMBH | المانيا | Germany | ME0000012108SFDAA00248 | MIXTER clamp S-curved | clamps | clamps
REDA INSTRUMENTE GMBH | المانيا | Germany | ME0000012108SFDAA00251 | periosteal elevator, FARABEUF | elevators | elevators
REDA INSTRUMENTE GMBH | المانيا | Germany | ME0000012108SFDAA00195 | BARRQUER needle holder | needle holder | needle holder
a1 medical GmbH | المانيا | Germany | ME0000004671SFDAA00149 | Urretts-Zavalia Depressor | Depressor, Augenhöhle | Urretts-Zavalia Depressor, for fixation & pick
REDA INSTRUMENTE GMBH | المانيا | Germany | ME0000012108SFDAA00210 | BECK DEBAKEY anastomosis clamp | clamps | clamps
REDA INSTRUMENTE GMBH | المانيا | Germany | ME0000012108SFDAA00215 | bronchus clamp, CRAFOORD | clamps | clamps
REDA INSTRUMENTE GMBH | المانيا | Germany | ME0000012108SFDAA00221 | DERRA anastomosis clamp | clamps | clamps
REDA INSTRUMENTE GMBH | المانيا | Germany | ME0000012108SFDAA00271 | forceps dressing, MC INDOE | tweezers | tweezers
REDA INSTRUMENTE GMBH | المانيا | Germany | ME0000012108SFDAA00189 | amputation saw, CHARRIERE | saws other | saws other
a1 medical GmbH | المانيا | Germany | ME0000004671SFDAA00442 | Castroviejo Needle Holder | Nadelhalter | Castroviejo Needle Holder, straight, 10.0mm x 1.0mm, smooth jaw, with lock, length 14.0cm
REDA INSTRUMENTE GMBH | المانيا | Germany | ME0000012108SFDAA00220 | DEBAKEY-BAHNSON aneurysm clamp | clamps | clamps
a1 medical GmbH | المانيا | Germany | ME0000004671SFDAA00431 | Tip for aspiration handpiece | Saugspitze | Tip for aspiration handpiece L-1331, 0.3mm, 21G, rough
REDA INSTRUMENTE GMBH | المانيا | Germany | ME0000012108SFDAA00275 | handle for vein stripper | vein stripper | vein stripper
REDA INSTRUMENTE GMBH | المانيا | Germany | ME0000012108SFDAA00226 | forceps splinter | tweezers | tweezers
REDA INSTRUMENTE GMBH | المانيا | Germany | ME0000012108SFDAA00260 | Titanium Atr. Bulldog Clamp | Clamps | Clamps
REDA INSTRUMENTE GMBH | المانيا | Germany | ME0000012108SFDAA00229 | osteotome , MINI-LAMBOTTE | chisels | chisels
REDA INSTRUMENTE GMBH | المانيا | Germany | ME0000012108SFDAA00211 | BIEMER Vein Scissor | scissors | scissors
REDA INSTRUMENTE GMBH | المانيا | Germany | ME0000012108SFDAA00224 | REDA, parametrium clamps | clamps | clamps
REDA INSTRUMENTE GMBH | المانيا | Germany | ME0000012108SFDAA00230 | osteotome, LEXER | chisels | chisels
REDA INSTRUMENTE GMBH | المانيا | Germany | ME0000012108SFDAA00218 | DEBAKEY ligautre clamp | clamps | clamps
REDA INSTRUMENTE GMBH | المانيا | Germany | ME0000012108SFDAA00237 | nerve hook, CUSHING | hooks | hooks
REDA INSTRUMENTE GMBH | المانيا | Germany | ME0000012108SFDAA00272 | hemostatic forceps, COLLIN | forceps utility | forceps utility
REDA INSTRUMENTE GMBH | المانيا | Germany | ME0000012108SFDAA00208 | dura dissector | elevators | elevators
a1 medical GmbH | المانيا | Germany | ME0000004671SFDAA00448 | Barraquer Needle Holder | Nadelhalter | Barraquer Needle Holder, curved, 9.0 x 0.5mm, smooth jaw, with lock, length 12.0cm
a1 medical GmbH | المانيا | Germany | ME0000004671SFDAA00462 | Universal Sclerotomy Caliper | Marker, okular | Universal Sclerotomy Caliper, for marking 3.0mm, 3.5mm and 4.0mm, in titanium
REDA INSTRUMENTE GMBH | المانيا | Germany | ME0000012108SFDAA00305 | Titan micro scissors | scissors | scissors
KARL STORZ SE & Co. KG | المانيا | Germany | ME0000003576SFDAA00697 | Guide Wire | Guide wire, blunt, Ø1.1mm, 45cm | Guide Wire, blunt, Ø1,1mm,working length 45cm
a1 medical GmbH | المانيا | Germany | ME0000004671SFDAA00467 | Grasping Forceps | Zange, ophthalmologisch | Grasping Forceps, 20G
a1 medical GmbH | المانيا | Germany | ME0000004671SFDAA00451 | Jakobi Needle Holder | Nadelhalter | Jakobi Needle Holder, straight, 7.0 x 0.5mm, smooth jaw, with lock, length 12.0cm
REDA INSTRUMENTE GMBH | المانيا | Germany | ME0000012108SFDAA00238 | nerve&vessel hook, KRAYENBUEHL | hooks | hooks
a1 medical GmbH | المانيا | Germany | ME0000004671SFDAA00452 | Barraquer Needle Holder, French style | Nadelhalter | Barraquer Needle Holder, French style, straight, 10.0 x 0.6mm, smooth jaw, without lock, length 12.0cm
a1 medical GmbH | المانيا | Germany | ME0000004671SFDAA00445 | Kalt Needle Holder | Nadelhalter | Kalt Needle Holder, straight, 10.0 x 1.0mm, length 14.0cm
a1 medical GmbH | المانيا | Germany | ME0000004671SFDAA00436 | Identification Plates | Sterilgutcontainer | Identification Plates, aluminium, 50.0x18.0mm, can be engraved to your specification, max. 16 letters
REDA INSTRUMENTE GMBH | المانيا | Germany | ME0000012108SFDAA00295 | retractor, WEITLANER-WULLSTEIN | spreaders | spreaders
REDA INSTRUMENTE GMBH | المانيا | Germany | ME0000012108SFDAA00288 | retractor, ALM | spreaders | spreaders
REDA INSTRUMENTE GMBH | المانيا | Germany | ME0000012108SFDAA00243 | hemostatic forceps, RUMEL | clamps | clamps
REDA INSTRUMENTE GMBH | المانيا | Germany | ME0000012108SFDAA00244 | LELAND-JONES peripheral vascular clamp | clamps | clamps
REDA INSTRUMENTE GMBH | المانيا | Germany | ME0000012108SFDAA00254 | peripheral vascular clamp, DE BAKEY | clamps | clamps
bredent GmbH & Co. KG | المانيا | Germany | ME0000011407SFDAA00022 | Tray Material UV | Tray Material UV | Tray material UV is an acrylate-based light-curing material. Tray material UV is available as bands or as prefabricated plates for the upper jaw.
REDA INSTRUMENTE GMBH | المانيا | Germany | ME0000012108SFDAA00250 | Paper filter | surgical instrument container | surgical instrument container
REDA INSTRUMENTE GMBH | المانيا | Germany | ME0000012108SFDAA00264 | vessel clip, opening | Clip Scalp | Clip Scalp
REDA INSTRUMENTE GMBH | المانيا | Germany | ME0000012108SFDAA00293 | rib spreader,FINOCCHIETTO-BABY | spreaders | spreaders
REDA INSTRUMENTE GMBH | المانيا | Germany | ME0000012108SFDAA00252 | periosteal elevator, WILLIGER | elevators | elevators
a1 medical GmbH | المانيا | Germany | ME0000004671SFDAA00465 | Eckhardt End Gripping Vitrectomy Forceps | Zange, ophthalmologisch | Eckhardt End Gripping Vitrectomy Forceps, 20G, Titanium Handle with stainless steel tip
REDA INSTRUMENTE GMBH | المانيا | Germany | ME0000012108SFDAA00278 | KIRSCHNER abdominal retractor complete | spreaders | spreaders
REDA INSTRUMENTE GMBH | المانيا | Germany | ME0000012108SFDAA00263 | vein stripper | vein stripper | vein stripper
REDA INSTRUMENTE GMBH | المانيا | Germany | ME0000012108SFDAA00270 | forceps dressing, GERALD | tweezers | tweezers
REDA INSTRUMENTE GMBH | المانيا | Germany | ME0000012108SFDAA00282 | MIKULICZ parametrium forceps 18cm | clamps | clamps
REDA INSTRUMENTE GMBH | المانيا | Germany | ME0000012108SFDAA00301 | retractor, LITTLE | retractors | retractors
REDA INSTRUMENTE GMBH | المانيا | Germany | ME0000012108SFDAA00297 | scissors gynecological, DOYEN | scissors | scissors
REDA INSTRUMENTE GMBH | المانيا | Germany | ME0000012108SFDAA00302 | retractor, OLLIER | retractors | retractors
REDA INSTRUMENTE GMBH | المانيا | Germany | ME0000012108SFDAA00190 | anastomosis clamp, POTTS | clamps | clamps
REDA INSTRUMENTE GMBH | المانيا | Germany | ME0000012108SFDAA00281 | lung spatula, ALLISON 32cm | spatulas | spatulas
REDA INSTRUMENTE GMBH | المانيا | Germany | ME0000012108SFDAA00290 | retractor for amputation,PERCY | saws other | saws other
REDA INSTRUMENTE GMBH | المانيا | Germany | ME0000012108SFDAA00276 | hemost.fcps.,OVERHOLT-MIXTER | clamps | clamps
REDA INSTRUMENTE GMBH | المانيا | Germany | ME0000012108SFDAA00212 | BIEMER, vessel spreader | spreaders | spreaders
REDA INSTRUMENTE GMBH | المانيا | Germany | ME0000012108SFDAA00198 | bone lever | elevators | elevators
REDA INSTRUMENTE GMBH | المانيا | Germany | ME0000012108SFDAA00274 | haemorrhoidal ligator, RUDD | ligator hemorrhoidal | ligator hemorrhoidal
REDA INSTRUMENTE GMBH | المانيا | Germany | ME0000012108SFDAA00283 | nail extracting forceps,RADOLF | forceps utility | forceps utility
REDA INSTRUMENTE GMBH | المانيا | Germany | ME0000012108SFDAA00296 | rib shear, BRUNNER | scissors | scissors
REDA INSTRUMENTE GMBH | المانيا | Germany | ME0000012108SFDAA00299 | spreader, COOLEY | spreaders | spreaders
REDA INSTRUMENTE GMBH | المانيا | Germany | ME0000012108SFDAA00291 | spreader, HAIGHT | spreaders | spreaders
Medi GmpH&co. KG | المانيا | Germany | ME0000006915SFDAA00003 | Medi wrist support | Medi wrist support | Medi wrist support | دعامة لتثبيت الرسغ
a1 medical GmbH | المانيا | Germany | ME0000004671SFDAA00447 | Barraquer Needle Holder (Baby Model) | Nadelhalter | Barraquer Needle Holder (Baby Model), straight, 9.0 x 0.6mm, smooth jaw, with lock, length 10.0cm
REDA INSTRUMENTE GMBH | المانيا | Germany | ME0000012108SFDAA00284 | needle holder, WEBSTER TC | needle holder | needle holder
REDA INSTRUMENTE GMBH | المانيا | Germany | ME0000012108SFDAA00279 | Ligature catcher for 3.2mm tourniquet | guides others | guides others
REDA INSTRUMENTE GMBH | المانيا | Germany | ME0000012108SFDAA00285 | operating sciss.fine, JOSEPH | scissors | scissors
REDA INSTRUMENTE GMBH | المانيا | Germany | ME0000012108SFDAA00287 | retractor (eyelid), DESMARRES | hooks | hooks
REDA INSTRUMENTE GMBH | المانيا | Germany | ME0000012108SFDAA00249 | periosteal elevator, DOYEN | elevators | elevators
REDA INSTRUMENTE GMBH | المانيا | Germany | ME0000012108SFDAA00292 | sternum chisel, LEBSCHE | chisels | chisels
REDA INSTRUMENTE GMBH | المانيا | Germany | ME0000012108SFDAA00204 | COOLEY pediatric vascular clamp | clamps | clamps
REDA INSTRUMENTE GMBH | المانيا | Germany | ME0000012108SFDAA00265 | wire cutter TC | forceps utility | forceps utility
Ortho-Medical GmbH | المانيا | Germany | ME0000006124SFDAA00004 | Stainless Steel Sterilization Tray with Lid | orthopedic instruments | orthopedic instruments
REDA INSTRUMENTE GMBH | المانيا | Germany | ME0000012108SFDAA00216 | Coarctation forceps, POTTS | clamps | clamps
REDA INSTRUMENTE GMBH | المانيا | Germany | ME0000012108SFDAA00268 | forceps dress., ADSON-MICRO | tweezers | tweezers
REDA INSTRUMENTE GMBH | المانيا | Germany | ME0000012108SFDAA00300 | rib shear, GIERTZ-STILLE 27cm | scissors | scissors
REDA INSTRUMENTE GMBH | المانيا | Germany | ME0000012108SFDAA00267 | varicose vein probe, NABATOFF | vein stripper | vein stripper
REDA INSTRUMENTE GMBH | المانيا | Germany | ME0000012108SFDAA00223 | retractor, RIBBON | spatulas | spatulas
REDA INSTRUMENTE GMBH | المانيا | Germany | ME0000012108SFDAA00303 | rib contractor, BAILEY 16cm | spreaders | spreaders
REDA INSTRUMENTE GMBH | المانيا | Germany | ME0000012108SFDAA00280 | ligature forceps, DE BAKEY | clamps | clamps
REDA INSTRUMENTE GMBH | المانيا | Germany | ME0000012108SFDAA00234 | gum scissors | scissors | scissors
REDA INSTRUMENTE GMBH | المانيا | Germany | ME0000012108SFDAA00247 | Micro Dissecting Scissor | scissors | scissors
a1 medical GmbH | المانيا | Germany | ME0000004671SFDAA00463 | Vitrectomy Forceps | Zange, ophthalmologisch | Vitrectomy Forceps, smooth, with grip, straight, stainless steel, 20G
REDA INSTRUMENTE GMBH | المانيا | Germany | ME0000012108SFDAA00197 | bone holding forceps | forceps utility | forceps utility
REDA INSTRUMENTE GMBH | المانيا | Germany | ME0000012108SFDAA00231 | needle holder, RYDER | needle holder | needle holder
a1 medical GmbH | المانيا | Germany | ME0000004671SFDAA00449 | Anis Needle Holder | Nadelhalter | Anis Needle Holder, straight, 7.0 x 0.4mm, smooth jaw, with lock, length 12.0cm
REDA INSTRUMENTE GMBH | المانيا | Germany | ME0000012108SFDAA00236 | micro scissor without ball | scissors | scissors
REDA INSTRUMENTE GMBH | المانيا | Germany | ME0000012108SFDAA00199 | bone rongeur, STILLE-LUER | forceps utility | forceps utility
REDA INSTRUMENTE GMBH | المانيا | Germany | ME0000012108SFDAA00191 | approximators, BIEMER-MUELLER | approximators | approximators
REDA INSTRUMENTE GMBH | المانيا | Germany | ME0000012108SFDAA00266 | tubing clamp smooth jaws | clamps | clamps
REDA INSTRUMENTE GMBH | المانيا | Germany | ME0000012108SFDAA00304 | rib contractor, BAILEY-GIBBON | Spreaders | Spreaders
REDA INSTRUMENTE GMBH | المانيا | Germany | ME0000012108SFDAA00298 | SEMB bone holding fcps with ratchet 19cm | forceps utility | forceps utility
REDA INSTRUMENTE GMBH | المانيا | Germany | ME0000012108SFDAA00259 | spreader, FINOCHIETTO-BURFORD | spreaders | spreaders
REDA INSTRUMENTE GMBH | المانيا | Germany | ME0000012108SFDAA00222 | retractor (eyelid), DESMARRES | hooks | hooks
TONTARRA MEDIZINTECHNIK GMBH | المانيا | Germany | ME0000006190SFDAA00027 | Clamps | Clamps | Standard Surgical Instruments
a1 medical GmbH | المانيا | Germany | ME0000004671SFDAA00450 | Lim Micro Jaw & Suture Needle Holder | Nadelhalter | Lim Micro Jaw & Suture Needle Holder, curved, length 12.0cm
a1 medical GmbH | المانيا | Germany | ME0000004671SFDAA00464 | Vitrectomy Scissors | Schere, Auge | Vitrectomy Scissors, straight, Titanium Handle with stainless steel tip, 20G
REDA INSTRUMENTE GMBH | المانيا | Germany | ME0000012108SFDAA00202 | COOLEY anastomosis clamp | clamps | clamps
Medi GmpH&co. KG | المانيا | Germany | ME0000006915SFDAA00005 | medi elastic knee support | medi elastic knee support | medi elastic knee support | رباط للركبة
Carl Zeiss Meditec AG | المانيا | Germany | ME0000003615SFDAA00128 | Visulens 550 Digital Lensmeter | Visulens 550 Digital Lensmeter | Digital Lensmeter
a1 medical GmbH | المانيا | Germany | ME0000004671SFDAA00471 | Sloane LASEK Micro Hoe | Trephine, korneal | Sloane LASEK Micro Hoe
a1 medical GmbH | المانيا | Germany | ME0000004671SFDAA00470 | Camellin Style, LASEK Alcohol Well | Trephine, korneal | Camellin Style, LASEK Alcohol Well, Ø 8.5mm
a1 medical GmbH | المانيا | Germany | ME0000004671SFDAA00475 | Bores Axis Marker | Marker, okular | Bores Axis Marker, used with Mendez Degree Gauge
a1 medical GmbH | المانيا | Germany | ME0000004671SFDAA00477 | Mendez Degree Gauge 12.0mm | Marker, okular | Mendez Degree Gauge 12.0mm, 0 -180° in 10° increments
a1 medical GmbH | المانيا | Germany | ME0000004671SFDAA00468 | Bishop-Harmon Tissue Forceps | Zange, ophthalmologisch | Bishop-Harmon Tissue Forceps, with 1x2 teeth, 0.12mm, 90° angle, length 8.5cm
a1 medical GmbH | المانيا | Germany | ME0000004671SFDAA00485 | Hoffer Zone Marker | Marker, okular | Hoffer Zone Marker, 3.0mm
a1 medical GmbH | المانيا | Germany | ME0000004671SFDAA00481 | Green Cornea Marker, 4 Blades | Marker, okular | Green Cornea Marker, 4 Blades, Inner-Ø: 3.0mm, Outer-Ø: 12.0mm
a1 medical GmbH | المانيا | Germany | ME0000004671SFDAA00487 | LASEK Epithelial Microhoe | Mikromanipulator | LASEK Epithelial Microhoe
REDA INSTRUMENTE GMBH | المانيا | Germany | ME0000012108SFDAA00209 | BECK anastomosis clamp | clamps | clamps
REDA INSTRUMENTE GMBH | المانيا | Germany | ME0000012108SFDAA00201 | Container medium-size, perforated lid | sterilization containers | sterilization containers
REDA INSTRUMENTE GMBH | المانيا | Germany | ME0000012108SFDAA00187 | abdominal retractor, GOSSET | spreaders | spreaders
REDA INSTRUMENTE GMBH | المانيا | Germany | ME0000012108SFDAA00214 | bone rongeur, ZAUFAL-JANSEN | forceps utility | forceps utility
REDA INSTRUMENTE GMBH | المانيا | Germany | ME0000012108SFDAA00193 | atrauma bulldog clamp,DE BAKEY | clamps | clamps
REDA INSTRUMENTE GMBH | المانيا | Germany | ME0000012108SFDAA00306 | forceps microsurgery Titan | tweezers | tweezers
a1 medical GmbH | المانيا | Germany | ME0000004671SFDAA00469 | Lasek Epithelial Trephine | Mikromanipulator | Lasek Epithelial Trephine, 8.0 mm
REDA INSTRUMENTE GMBH | المانيا | Germany | ME0000012108SFDAA00194 | BAINBRIDGE multi purpose vascular clamp | clamps | clamps
SUNRISE MEDICAL GmbH | المانيا | Germany | ME0000015544SFDAA00001 | Quickie | Quickie Power wheelchair | كرسي كهربائي متحرك لمساعدة ذوي الاعاقة في التنقل | كرسي كهربائي متحرك يساعد ذوي الاعاقة في التنقل
a1 medical GmbH | المانيا | Germany | ME0000004671SFDAA00476 | Toric IOL Marker | Marker, okular | Toric IOL Marker, two 2.5mm radial marks extending to 11.0mm
Aesculap AG | المانيا | Germany | ME0000003970SFDAA00118 | KERSTING SIGMOID ANASTOMOSIS FCPS | surgical forceps | surgical forceps
a1 medical GmbH | المانيا | Germany | ME0000004671SFDAA00479 | Anis Radial Marker | Marker, okular | Anis Radial Marker, 8 blades
REDA INSTRUMENTE GMBH | المانيا | Germany | ME0000012108SFDAA00307 | dissect.scissors,TOENNIS-ADSON | scissors | scissors
REDA INSTRUMENTE GMBH | المانيا | Germany | ME0000012108SFDAA00308 | DeBAKEY-DIETHRICH, Mini Bulldog Clamp | clamps | clamps
a1 medical GmbH | المانيا | Germany | ME0000004671SFDAA00472 | Bores Optic Zone Marker | Marker, okular | Bores Optic Zone Marker, 3.25mm
a1 medical GmbH | المانيا | Germany | ME0000004671SFDAA00478 | Lindstrom Incision Marker, used with Mendez gauge | Marker, okular | Lindstrom Incision Marker, used with Mendez gauge, 7.0mm optic zone
a1 medical GmbH | المانيا | Germany | ME0000004671SFDAA00482 | Cornea Marker | Marker, okular | Neuhann Cornea Marker, 8 Blades
Aesculap AG | المانيا | Germany | ME0000003970SFDAA00157 | BONE HOOK W/T-HANDLE | surgical hook | surgical hook
Aesculap AG | المانيا | Germany | ME0000003970SFDAA00162 | CHARNLEY RETRACTOR FRAME | surgical retractor frame | surgical retractor frame
Aesculap AG | المانيا | Germany | ME0000003970SFDAA00164 | CHARNLEY WEIGHT 1740GR.W/CHAIN | weight | weight
Medi GmpH&co. KG | المانيا | Germany | ME0000006915SFDAA00004 | Genumedi Knee support with patella silicone ring | Genumedi Knee support with patella silicone ring | Genumedi Knee support with patella silicone ring | رباط لضغط انسجة الركبة الرخوة
Aesculap AG | المانيا | Germany | ME0000003970SFDAA00163 | CHARNLEY SELF-RET.RETRACTOR BASIC SET | surgical retractor | surgical retractor
Aesculap AG | المانيا | Germany | ME0000003970SFDAA00159 | CANCELLOUS BONE GOUGE | surgical gouge | surgical gouge
Aesculap AG | المانيا | Germany | ME0000003970SFDAA00158 | BONE RONGEUR | SURGICAL RONGEUR | SURGICAL RONGEUR
Aesculap AG | المانيا | Germany | ME0000003970SFDAA00160 | CEMENT REMOVAL CHISEL | surgical chisel | surgical chisel
Aesculap AG | المانيا | Germany | ME0000003970SFDAA00156 | BONE CUTTING FORCEPS | surgical forceps | surgical forceps
Roesys MedTec GmbH | المانيا | Germany | ME0000001374SFDAA00004 | X Twin | part of digital X-Ray system | Applied Equipment for Radiography
Aesculap AG | المانيا | Germany | ME0000003970SFDAA00161 | CHARNLEY BLADE | surgical retractor blade | surgical retractor blade
Aesculap AG | المانيا | Germany | ME0000003970SFDAA00155 | BALL SPIKE | surgical spike | surgical spike
a1 medical GmbH | المانيا | Germany | ME0000004671SFDAA00483 | Osher-Neuhann Radial Marker, 12 blades | Marker, okular | Osher-Neuhann Radial Marker, 12 blades, inside 3.0mm
a1 medical GmbH | المانيا | Germany | ME0000004671SFDAA00480 | Radial Marker, 12 blades | Marker, okular | Radial Marker, 12 blades
a1 medical GmbH | المانيا | Germany | ME0000004671SFDAA00474 | Seibl Femto Flaplifter, double hook | Marker, okular | Seibl Femto Flaplifter, double hook
a1 medical GmbH | المانيا | Germany | ME0000004671SFDAA00473 | LRI Slitlamp Gravity Marker | Marker, okular | LRI Slitlamp Gravity Marker, 14.0mm, length 13.0cm, in titanium
a1 medical GmbH | المانيا | Germany | ME0000004671SFDAA00491 | Silicone Cushioning Pad | Sterilgutcontainer | Silicone Cushioning Pad, 220x230mm, blue, perforated
a1 medical GmbH | المانيا | Germany | ME0000004671SFDAA00460 | Ruler, stainless steel | Marker, okular | Ruler, stainless steel
a1 medical GmbH | المانيا | Germany | ME0000004671SFDAA00489 | 1/2 Size Lid with integrated PTFE-Filter 299x278mm | Sterilgutcontainer | 1/2 Size Lid with integrated PTFE-Filter 299x278mm, silver
a1 medical GmbH | المانيا | Germany | ME0000004671SFDAA00458 | Jameson Caliper, adjustable | Marker, okular | Jameson Caliper, adjustable, 0-80mm scale in 1.0mm incremets
a1 medical GmbH | المانيا | Germany | ME0000004671SFDAA00488 | 1/2 Size Bottom only for Container | Sterilgutcontainer | 1/2 Size Bottom only for Container, 297x274x123mm
TONTARRA MEDIZINTECHNIK GMBH | المانيا | Germany | ME0000006190SFDAA00029 | Label | Label | Trays and Accessories
a1 medical GmbH | المانيا | Germany | ME0000004671SFDAA00453 | Derf Needle Holder | Nadelhalter | Derf Needle Holder, straight, serrated jaws with groove, length 12.5cm
a1 medical GmbH | المانيا | Germany | ME0000004671SFDAA00456 | Cohan Needle Holder | Nadelhalter | Cohan Needle Holder, curved, 8.0mm fine jaw, without lock, length 10.0cm
a1 medical GmbH | المانيا | Germany | ME0000004671SFDAA00457 | Castroviejo Caliper | Marker, okular | Castroviejo Caliper, 20.0mm, straight
a1 medical GmbH | المانيا | Germany | ME0000004671SFDAA00459 | Osher Incision Caliper | Marker, okular | Osher Incision Caliper, 1.0 to 10.0mm, in increments of 1.0mm
a1 medical GmbH | المانيا | Germany | ME0000004671SFDAA00490 | 1/2 Size Sterilizing Basket | Trephine, korneal | 1/2 Size Sterilizing Basket, 243x253x31mm, with feet
a1 medical GmbH | المانيا | Germany | ME0000004671SFDAA00461 | Braunstein Measuring Instrument | Marker, okular | Braunstein Measuring Instrument, 3.0mm/ 3.5mm
Medizintechnik Sattler GmbH | المانيا | Germany | ME0000001747SFDAA00025 | PolyPIN Impactor and Cap for Impactor | Impactor and Cap for Impactor | Impactor and Cap for Impactor
a1 medical GmbH | المانيا | Germany | ME0000004671SFDAA00492 | Fergusson Suction Tube | Saugspitze | Fergusson Suction Tube, 9 CH, 18.5cm
a1 medical GmbH | المانيا | Germany | ME0000004671SFDAA00484 | LASIK Corneal Marker | Marker, okular | CHAYET LASIK Corneal Marker
a1 medical GmbH | المانيا | Germany | ME0000004671SFDAA00455 | Ergo Grip Barraquer Needle Holder | Nadelhalter | Ergo Grip Barraquer Needle Holder, straight, 10.0 x 1.0mm, smooth jaw, with lock, length 13.5cm
Medizintechnik Sattler GmbH | المانيا | Germany | ME0000001766SFDAA00001 | PolyPIN Sharpener | Sharpener with Tray | Adjusting the tip of the Polypin Adjust the pin using the sharpener to simplify insertion.
ITD GmbH | المانيا | Germany | ME0000014091SFDAA00001 | joimax Endoscopic Trolley | Endoscope transport trolley | Endoscope transport trolley
TONTARRA MEDIZINTECHNIK GMBH | المانيا | Germany | ME0000006190SFDAA00031 | Forceps Septum | Forceps Septum | Standard Surgical Instruments
TONTARRA MEDIZINTECHNIK GMBH | المانيا | Germany | ME0000006190SFDAA00030 | Dissector | Dissector | Standard Surgical Instruments
GEUDER AG | المانيا | Germany | ME0000003714SFDAA00702 | MALONEY KERATOMETER | MALONEY KERATOMETER | SURGICAL KERATOMETER
GEUDER AG | المانيا | Germany | ME0000003714SFDAA00705 | FRIEDMANN RONGEUER | SURGICAL RONGEUER | SURGICAL RONGEUER
GEUDER AG | المانيا | Germany | ME0000003714SFDAA00703 | D.D. KOch - T. KOHNEN ASPIRATING HANDPIECE | ASPIRATION HANDPIECE | SURGICAL ASPIRATION HANDPIECE
GEUDER AG | المانيا | Germany | ME0000003714SFDAA00701 | VOGT Scleral Ruler | VOGT Scleral Ruler | SCLERAL RULER
GEUDER AG | المانيا | Germany | ME0000003714SFDAA00700 | CASTROVIEJO CALIPER | Caliper | SURGICAL CALIPER
GEUDER AG | المانيا | Germany | ME0000003714SFDAA00704 | D. D. KOCH - T. KOHNEN IRRIGATING HANDPIECE | IRRIGATING HANDPIECE | SURGICAL IRRIGATING HANDPIECE
BEGO Bremer Goldschlägerei Wilh. Herbst GmbH & Co. KG | المانيا | Germany | ME0000015845SFDAA00001 | VarseoWax Surgical Guide | Wax Surgical Guide | The resin for the 3D printing of surgical guides
TONTARRA MEDIZINTECHNIK GMBH | المانيا | Germany | ME0000006190SFDAA00032 | Forceps Tonsil | Forceps Tonsil | Standard Surgical Instruments
HEINE Optotechnik GmbH & Co. KG | المانيا | Germany | ME0000004869SFDAA00138 | F.O. LARYNGOSCOPE BATTERY HANDLE | Laryngoscope handles | F.O. LARYNGOSCOPE BATTERY HANDLE
HEBU medical Gmbh | المانيا | Germany | ME0000009637SFDAA00001 | HEBU Oscillo-Saw ECO II | Cast Cutters, Electric | Medical saw to cut medical plaster from the injured
Rebstock Instrument GmbH | المانيا | Germany | ME0000006302SFDAA00365 | RHOTON needle, straight, No. 12, 225 mm, bayonet | surgical instrument | Reusable surgical instrument
REDA INSTRUMENTE GMBH | المانيا | Germany | ME0000012108SFDAA00333 | hemostatic forceps, CRILE | clamps | clamps
REDA INSTRUMENTE GMBH | المانيا | Germany | ME0000012108SFDAA00337 | bone rongeur, BEYER | forceps utility | forceps utility
REDA INSTRUMENTE GMBH | المانيا | Germany | ME0000012108SFDAA00412 | swab forceps S-shaped,BOZEMANN | forceps utility | forceps utility
REDA INSTRUMENTE GMBH | المانيا | Germany | ME0000012108SFDAA00327 | dissecting scissors, DEAVER | scissors | scissors
REDA INSTRUMENTE GMBH | المانيا | Germany | ME0000012108SFDAA00419 | POTTS-SMITH, vasular scissors | scissors | scissors
REDA INSTRUMENTE GMBH | المانيا | Germany | ME0000012108SFDAA00420 | perineal retractor, GELPI | spreaders | spreaders
REDA INSTRUMENTE GMBH | المانيا | Germany | ME0000012108SFDAA00314 | aspirating curette, RANDALL | curets | curets
Berchtold GmbH & Co. KG | المانيا | Germany | ME0000002949SFDAA00013 | Berchtold Operon D850 Surgical Table | Universal Operating Table | It assists in positioning the patient before and during surgery.
REDA INSTRUMENTE GMBH | المانيا | Germany | ME0000012108SFDAA00309 | abdominal retr.,BALFOUR-BABY | spreaders | spreaders
REDA INSTRUMENTE GMBH | المانيا | Germany | ME0000012108SFDAA00415 | scalp hemostasis clip, RANEY | Clip Scalp | Clip Scalp
REDA INSTRUMENTE GMBH | المانيا | Germany | ME0000012108SFDAA00326 | DEBAKEY-PEAN atrauma hemostatic | clamps | clamps
REDA INSTRUMENTE GMBH | المانيا | Germany | ME0000012108SFDAA00320 | bone cutt.fcps.,STILLE-LISTON | forceps utility | forceps utility
REDA INSTRUMENTE GMBH | المانيا | Germany | ME0000012108SFDAA00332 | grooved director, DOYEN | probes | probes
REDA INSTRUMENTE GMBH | المانيا | Germany | ME0000012108SFDAA00336 | DEBAKEY-MOSQUITO atraumat. hemostatic forcep | clamps | clamps
REDA INSTRUMENTE GMBH | المانيا | Germany | ME0000012108SFDAA00316 | ALLISON lung Spatula | spatulas | spatulas
REDA INSTRUMENTE GMBH | المانيا | Germany | ME0000012108SFDAA00311 | ADAIR tenaculum forceps | forceps utility | forceps utility
REDA INSTRUMENTE GMBH | المانيا | Germany | ME0000012108SFDAA00416 | retractor double pair,PARKER | retractors | retractors
REDA INSTRUMENTE GMBH | المانيا | Germany | ME0000012108SFDAA00418 | obstetrical fcps., NAEGELE | forceps utility | forceps utility
REDA INSTRUMENTE GMBH | المانيا | Germany | ME0000012108SFDAA00423 | retractor, MOLLISON | spreaders | spreaders
REDA INSTRUMENTE GMBH | المانيا | Germany | ME0000012108SFDAA00319 | bone curette, SPRATT | curets | curets
REDA INSTRUMENTE GMBH | المانيا | Germany | ME0000012108SFDAA00422 | periost.elevat,FARABEUF-COLLIN | elevators | elevators
Rebstock Instrument GmbH | المانيا | Germany | ME0000006302SFDAA00206 | KÖNIG periosteal | Elevators | Elevators
REDA INSTRUMENTE GMBH | المانيا | Germany | ME0000012108SFDAA00413 | umbilical cord clamp, COLLIN 9cm | clamps | clamps
WHITEsmile GmbH | المانيا | Germany | ME0000011406SFDAA00007 | WHITEsmile fläsh Whitening Lamp | Whitening Lamp | Tooth Whitening Lamps | Tooth Whitening Lamps
REDA INSTRUMENTE GMBH | المانيا | Germany | ME0000012108SFDAA00331 | forceps microsurgery | tweezers | tweezers
REDA INSTRUMENTE GMBH | المانيا | Germany | ME0000012108SFDAA00321 | bone hold.fcps., VERBRUGGE | forceps utility | forceps utility
REDA INSTRUMENTE GMBH | المانيا | Germany | ME0000012108SFDAA00317 | applying forceps, RANEY | forceps utility | forceps utility
REDA INSTRUMENTE GMBH | المانيا | Germany | ME0000012108SFDAA00313 | ADSON BABY Retractor | spreaders | spreaders
Rebstock Instrument GmbH | المانيا | Germany | ME0000006302SFDAA00202 | LANE elevator | Raspatories | Raspatories
REDA INSTRUMENTE GMBH | المانيا | Germany | ME0000012108SFDAA00315 | biopsy forceps, SCHUMACHER | forceps utility | forceps utility
REDA INSTRUMENTE GMBH | المانيا | Germany | ME0000012108SFDAA00424 | retractor, RAGNELL | spreaders | spreaders
REDA INSTRUMENTE GMBH | المانيا | Germany | ME0000012108SFDAA00411 | vaginal specula cplt.,SCHERBAK | speculas | speculas
Rebstock Instrument GmbH | المانيا | Germany | ME0000006302SFDAA00200 | KOENIG elevator | Raspatories | Raspatories
REDA INSTRUMENTE GMBH | المانيا | Germany | ME0000012108SFDAA00414 | rib shear, SAUERBRUCH | scissors | scissors
Rebstock Instrument GmbH | المانيا | Germany | ME0000006302SFDAA00208 | HOEN Periost. elevat. | Raspatory | Raspatory
REDA INSTRUMENTE GMBH | المانيا | Germany | ME0000012108SFDAA00417 | prostatic retractor, YOUNG | hooks | hooks
REDA INSTRUMENTE GMBH | المانيا | Germany | ME0000012108SFDAA00324 | cotton applicators, FARREL | Cotton applicator | Cotton applicator
REDA INSTRUMENTE GMBH | المانيا | Germany | ME0000012108SFDAA00334 | hemostatic forceps, ADSON | clamps | clamps
REDA INSTRUMENTE GMBH | المانيا | Germany | ME0000012108SFDAA00322 | CASPAR Hook | hooks | hooks
REDA INSTRUMENTE GMBH | المانيا | Germany | ME0000012108SFDAA00312 | ADSON-BABY forceps | clamps | clamps
REDA INSTRUMENTE GMBH | المانيا | Germany | ME0000012108SFDAA00310 | Abdominal Retractor, BALFOUR-US | spreaders | spreaders
REDA INSTRUMENTE GMBH | المانيا | Germany | ME0000012108SFDAA00318 | biopsy curette, MOD. MüNCHEN | curets | curets
REDA INSTRUMENTE GMBH | المانيا | Germany | ME0000012108SFDAA00328 | forceps dress., POTTS-SMITH | tweezers | tweezers
REDA INSTRUMENTE GMBH | المانيا | Germany | ME0000012108SFDAA00410 | uterine fcps.,GREEN-ARMYTAGE 21cm | forceps utility | forceps utility
REDA INSTRUMENTE GMBH | المانيا | Germany | ME0000012108SFDAA00325 | DEBAKEY vascular dilator | dilators | dilators
REDA INSTRUMENTE GMBH | المانيا | Germany | ME0000012108SFDAA00330 | forceps dressing narrow | tweezers | tweezers
REDA INSTRUMENTE GMBH | المانيا | Germany | ME0000012108SFDAA00335 | holder, KRISTELLER | speculas | speculas
Rebstock Instrument GmbH | المانيا | Germany | ME0000006302SFDAA00204 | WILLIGER Raspatory | Raspatories | Raspatories
Rebstock Instrument GmbH | المانيا | Germany | ME0000006302SFDAA00196 | Micro Sut. Tying Fcps | Tweezers | surgical Tweezers
REDA INSTRUMENTE GMBH | المانيا | Germany | ME0000012108SFDAA00386 | specimen-aspirating curette | curets | curets
REDA INSTRUMENTE GMBH | المانيا | Germany | ME0000012108SFDAA00339 | bladder neck spreader, MILLIN | spreaders | spreaders
REDA INSTRUMENTE GMBH | المانيا | Germany | ME0000012108SFDAA00407 | wire twisting forceps, BERRY TC,18cm | forceps utility | forceps utility
REDA INSTRUMENTE GMBH | المانيا | Germany | ME0000012108SFDAA00406 | hysterectomy forceps WERTHEIM | clamps | clamps
REDA INSTRUMENTE GMBH | المانيا | Germany | ME0000012108SFDAA00343 | double hooklet, GUTHRIE | hooks | hooks
REDA INSTRUMENTE GMBH | المانيا | Germany | ME0000012108SFDAA00394 | iris forceps, GRAEFE | tweezers | tweezers
REDA INSTRUMENTE GMBH | المانيا | Germany | ME0000012108SFDAA00388 | FREER septum elevator | elevators | elevators
REDA INSTRUMENTE GMBH | المانيا | Germany | ME0000012108SFDAA00382 | hooklet, YASARGIL | hooks | hooks
REDA INSTRUMENTE GMBH | المانيا | Germany | ME0000012108SFDAA00377 | retractor, HARRINGTON | retractors | retractors
REDA INSTRUMENTE GMBH | المانيا | Germany | ME0000012108SFDAA00389 | FUCHSIG forceps 19cm | clamps | clamps
REDA INSTRUMENTE GMBH | المانيا | Germany | ME0000012108SFDAA00430 | retractor, ANDERSON-ADSON sharp, 19,5cm | spreaders | spreaders
REDA INSTRUMENTE GMBH | المانيا | Germany | ME0000012108SFDAA00384 | KOCHER retractor | retractors | retractors
REDA INSTRUMENTE GMBH | المانيا | Germany | ME0000012108SFDAA00378 | dissecting scissors, JORGENSEN | scissors | scissors
REDA INSTRUMENTE GMBH | المانيا | Germany | ME0000012108SFDAA00350 | kidney stone forceps, RANDALL | forceps utility | forceps utility
REDA INSTRUMENTE GMBH | المانيا | Germany | ME0000012108SFDAA00371 | specula double end, SIMS | speculas | speculas
REDA INSTRUMENTE GMBH | المانيا | Germany | ME0000012108SFDAA00365 | vaginal specula, DOYEN | speculas | speculas
REDA INSTRUMENTE GMBH | المانيا | Germany | ME0000012108SFDAA00360 | YASARGIL Needle Holder | Needle Holder | Needle Holder
REDA INSTRUMENTE GMBH | المانيا | Germany | ME0000012108SFDAA00431 | septum elevator, HALLE 16,5cm | elevators | elevators
REDA INSTRUMENTE GMBH | المانيا | Germany | ME0000012108SFDAA00352 | nasal forceps, JANSEN | tweezers | tweezers
REDA INSTRUMENTE GMBH | المانيا | Germany | ME0000012108SFDAA00347 | hooklet sharp 2 prong, JOSEPH | hooks | hooks
REDA INSTRUMENTE GMBH | المانيا | Germany | ME0000012108SFDAA00338 | bladder retractor, LEGUEU | retractors | retractors
REDA INSTRUMENTE GMBH | المانيا | Germany | ME0000012108SFDAA00403 | Kirschner hooks | hooks | hooks
REDA INSTRUMENTE GMBH | المانيا | Germany | ME0000012108SFDAA00349 | intest fcps. atrauma, DOYEN | CLAMPS | CLAMPS
REDA INSTRUMENTE GMBH | المانيا | Germany | ME0000012108SFDAA00345 | forceps, splinter | tweezers | tweezers
REDA INSTRUMENTE GMBH | المانيا | Germany | ME0000012108SFDAA00358 | ovum forceps, WINTER | forceps utility | forceps utility
REDA INSTRUMENTE GMBH | المانيا | Germany | ME0000012108SFDAA00363 | vascular scissors, KELLY with TC | scissors | scissors
REDA INSTRUMENTE GMBH | المانيا | Germany | ME0000012108SFDAA00357 | needle holder, STRATTE | needle holder | needle holder
REDA INSTRUMENTE GMBH | المانيا | Germany | ME0000012108SFDAA00393 | GRAEFE hooklet (iris) | hooks | hooks
REDA INSTRUMENTE GMBH | المانيا | Germany | ME0000012108SFDAA00367 | uterine curette 35cm, BUMM | curets | curets
REDA INSTRUMENTE GMBH | المانيا | Germany | ME0000012108SFDAA00366 | uterine dilator, HEGAR | dilators | dilators
REDA INSTRUMENTE GMBH | المانيا | Germany | ME0000012108SFDAA00370 | speculum , KRISTELLER | speculas | speculas
REDA INSTRUMENTE GMBH | المانيا | Germany | ME0000012108SFDAA00368 | uterine curette 31cm, RECAMIER | curets | curets
REDA INSTRUMENTE GMBH | المانيا | Germany | ME0000012108SFDAA00372 | set vaginal specula,KRISTELLER | speculas | speculas
REDA INSTRUMENTE GMBH | المانيا | Germany | ME0000012108SFDAA00351 | metal catheter female | catheters bladder urinal | catheters bladder urinal
REDA INSTRUMENTE GMBH | المانيا | Germany | ME0000012108SFDAA00383 | KADER abdominal spatula | spatulas | spatulas
REDA INSTRUMENTE GMBH | المانيا | Germany | ME0000012108SFDAA00390 | forceps tissue,GERALD | clamps | clamps
REDA INSTRUMENTE GMBH | المانيا | Germany | ME0000012108SFDAA00409 | uterine elevating fcps.,COLLIN 25cm | forceps utility | forceps utility
REDA INSTRUMENTE GMBH | المانيا | Germany | ME0000012108SFDAA00344 | fistula hook, EMMETT | hooks | hooks
REDA INSTRUMENTE GMBH | المانيا | Germany | ME0000012108SFDAA00408 | vascular sciss. DIETRICH | scissors | scissors
REDA INSTRUMENTE GMBH | المانيا | Germany | ME0000012108SFDAA00401 | I.U.D. SERPENTINE GRASPER flexible | forceps utility | forceps utility
REDA INSTRUMENTE GMBH | المانيا | Germany | ME0000012108SFDAA00391 | goitre seizing forceps, LAHEY | forceps utility | forceps utility
REDA INSTRUMENTE GMBH | المانيا | Germany | ME0000012108SFDAA00398 | hooklet delicate, GILLIES | hooks | hooks
REDA INSTRUMENTE GMBH | المانيا | Germany | ME0000012108SFDAA00421 | myoma screw, DOYEN | elevators | elevators
REDA INSTRUMENTE GMBH | المانيا | Germany | ME0000012108SFDAA00402 | KELLY retractor, loop handle, 64x54mm 26cm with loop handle | retractors | retractors
REDA INSTRUMENTE GMBH | المانيا | Germany | ME0000012108SFDAA00379 | elevating spoon, SELLHEIM | curets | curets
REDA INSTRUMENTE GMBH | المانيا | Germany | ME0000012108SFDAA00404 | vaginal specula, GRAVE | speculas | speculas
TONTARRA MEDIZINTECHNIK GMBH | المانيا | Germany | ME0000006190SFDAA00035 | Forceps Applying | Forceps Applying | Standard Surgical Instruments
REDA INSTRUMENTE GMBH | المانيا | Germany | ME0000012108SFDAA00374 | retractor, BRUNNER | retractors | retractors
REDA INSTRUMENTE GMBH | المانيا | Germany | ME0000012108SFDAA00439 | ligature carrier, MILLIN 24cm | forceps utility | forceps utility
a1 medical GmbH | المانيا | Germany | ME0000004671SFDAA00498 | Lieberman Micro Finger Nucleus Manipulator | Mikromanipulator | Lieberman Micro Finger Nucleus Manipulator, for right hand
REDA INSTRUMENTE GMBH | المانيا | Germany | ME0000012108SFDAA00432 | septum elevator, JOSEPH | elevators | elevators
REDA INSTRUMENTE GMBH | المانيا | Germany | ME0000012108SFDAA00396 | hemostatic forceps, ROBERTS | clamps | clamps
REDA INSTRUMENTE GMBH | المانيا | Germany | ME0000012108SFDAA00425 | pelvimeter, COLLIN 35cm | compasses | compasses
REDA INSTRUMENTE GMBH | المانيا | Germany | ME0000012108SFDAA00444 | YASARGIL Micro Scissors | Scissors | Scissors
REDA INSTRUMENTE GMBH | المانيا | Germany | ME0000012108SFDAA00434 | dilating bougie, VAN BUREN | dilators | dilators
REDA INSTRUMENTE GMBH | المانيا | Germany | ME0000012108SFDAA00376 | retractor, RICHARDSON | retractors | retractors
REDA INSTRUMENTE GMBH | المانيا | Germany | ME0000012108SFDAA00426 | penis seizing fcps.,STOCKMANN 8cm | clamps | clamps
REDA INSTRUMENTE GMBH | المانيا | Germany | ME0000012108SFDAA00356 | needle holder, HEANEY | needle holder | needle holder
REDA INSTRUMENTE GMBH | المانيا | Germany | ME0000012108SFDAA00381 | forceps tissue 1x2 t.,ADSON-MICRO | tweezers | tweezers
REDA INSTRUMENTE GMBH | المانيا | Germany | ME0000012108SFDAA00340 | bladder retractor compl,MILLIN without fiber optic | retractor | retractor
REDA INSTRUMENTE GMBH | المانيا | Germany | ME0000012108SFDAA00395 | hemost.fcps.,PROVIDENCE-HOSPI. | clamps | clamps
REDA INSTRUMENTE GMBH | المانيا | Germany | ME0000012108SFDAA00342 | buttoned probe, JACOBSON | probes | probes
REDA INSTRUMENTE GMBH | المانيا | Germany | ME0000012108SFDAA00428 | retractor complete, KIRSCHNER | spreaders | spreaders
REDA INSTRUMENTE GMBH | المانيا | Germany | ME0000012108SFDAA00442 | MICROVASCULAR needle holder | needle holder | needle holder
REDA INSTRUMENTE GMBH | المانيا | Germany | ME0000012108SFDAA00354 | needle holder, BOZEMANN | needle holder | needle holder
REDA INSTRUMENTE GMBH | المانيا | Germany | ME0000012108SFDAA00362 | wire twist.fcps.MAYO-HEBERISSE TC | forceps utility | forceps utility
REDA INSTRUMENTE GMBH | المانيا | Germany | ME0000012108SFDAA00364 | vaginal speculum, BREISKY | speculas | speculas
a1 medical GmbH | المانيا | Germany | ME0000004671SFDAA00499 | Tennant Nucleus Manipulator | Mikromanipulator | Tennant Nucleus Manipulator, Ball shaped tip, 0.5mm
REDA INSTRUMENTE GMBH | المانيا | Germany | ME0000012108SFDAA00429 | needle holder, WANGENSTEEN | needle holder | needle holder
REDA INSTRUMENTE GMBH | المانيا | Germany | ME0000012108SFDAA00369 | Supercutscissor METZENBAUM | scissors | scissors
REDA INSTRUMENTE GMBH | المانيا | Germany | ME0000012108SFDAA00380 | elevator, hollow handle | elevators | elevators
a1 medical GmbH | المانيا | Germany | ME0000004671SFDAA00505 | Reversed Sinskey Hook | Mikromanipulator | Reversed Sinskey Hook, Ø 0.2mm, blunt tip
REDA INSTRUMENTE GMBH | المانيا | Germany | ME0000012108SFDAA00436 | nasal speculum, KILLIAN | speculas | speculas
REDA INSTRUMENTE GMBH | المانيا | Germany | ME0000012108SFDAA00440 | Ligature catcher for 6.4mm tourniquet | guides others | guides others
a1 medical GmbH | المانيا | Germany | ME0000004671SFDAA00495 | Lebuisson Manipulator | Mikromanipulator | Lebuisson Manipulator, 12.0mm, bulbous and spatulated tip, length 9.8cm
a1 medical GmbH | المانيا | Germany | ME0000004671SFDAA00501 | Akahoshi Nucleus Sustainer | Mikromanipulator | Akahoshi Nucleus Sustainer, used with F-2850
a1 medical GmbH | المانيا | Germany | ME0000004671SFDAA00506 | Pfaffl Femto Flaplifter | Mikromanipulator | Pfaffl Femto Flaplifter
REDA INSTRUMENTE GMBH | المانيا | Germany | ME0000012108SFDAA00399 | hyst.fcps., WERTHEIM-CULLEN 21,5cm | clamps | clamps
REDA INSTRUMENTE GMBH | المانيا | Germany | ME0000012108SFDAA00355 | needle holder, DERF | needle holder | needle holder
REDA INSTRUMENTE GMBH | المانيا | Germany | ME0000012108SFDAA00353 | needle holder, BARRAQUER | needle holder | needle holder
REDA INSTRUMENTE GMBH | المانيا | Germany | ME0000012108SFDAA00385 | retractor, SIMON | retractors | retractors
REDA INSTRUMENTE GMBH | المانيا | Germany | ME0000012108SFDAA00346 | hemost. fcps., DANDY | clamps | clamps
REDA INSTRUMENTE GMBH | المانيا | Germany | ME0000012108SFDAA00387 | retractor malleable,GIL-VERNET | hooks | hooks
REDA INSTRUMENTE GMBH | المانيا | Germany | ME0000012108SFDAA00405 | wire scissors, UNIVERSAL | scissors | scissors
REDA INSTRUMENTE GMBH | المانيا | Germany | ME0000012108SFDAA00348 | hysterectomy forceps, HEANY | clamps | clamps
REDA INSTRUMENTE GMBH | المانيا | Germany | ME0000012108SFDAA00341 | bone rongeur, STILLE-RUSKIN | forceps utility | forceps utility
REDA INSTRUMENTE GMBH | المانيا | Germany | ME0000012108SFDAA00400 | hose connecting piece | curets | curets
REDA INSTRUMENTE GMBH | المانيا | Germany | ME0000012108SFDAA00359 | pedunculus clamp, GUYON | clamps | clamps
REDA INSTRUMENTE GMBH | المانيا | Germany | ME0000012108SFDAA00392 | gouge, PARTSCH | chisels | chisels
REDA INSTRUMENTE GMBH | المانيا | Germany | ME0000012108SFDAA00397 | frame only rigid for KIRSCHNER | spreaders | spreaders
REDA INSTRUMENTE GMBH | المانيا | Germany | ME0000012108SFDAA00361 | YASARGIL Ligature Guide, probe pointed | hooks | hooks
REDA INSTRUMENTE GMBH | المانيا | Germany | ME0000012108SFDAA00373 | retractor, SAUERBRUCH | retractos | retractos
REDA INSTRUMENTE GMBH | المانيا | Germany | ME0000012108SFDAA00427 | REDA bone holding forceps, selfcentering, length 135mm | forceps utility | forceps utility
REDA INSTRUMENTE GMBH | المانيا | Germany | ME0000012108SFDAA00438 | lobe grasping fcps. Millin | forceps utility | forceps utility
REDA INSTRUMENTE GMBH | المانيا | Germany | ME0000012108SFDAA00323 | chisel, PARTSCH | chisels | chisels
REDA INSTRUMENTE GMBH | المانيا | Germany | ME0000012108SFDAA00443 | YASARGIL Micro Forceps | tweezers | tweezers
REDA INSTRUMENTE GMBH | المانيا | Germany | ME0000012108SFDAA00435 | FREEMAN marker | Mass spectrometers | Mass spectrometers
a1 medical GmbH | المانيا | Germany | ME0000004671SFDAA00494 | Buratto Nucleus Manipulator | Mikromanipulator | Buratto Nucleus Manipulator, curved, 12.0mm, olive-shaped tip, length 11.5cm
TONTARRA MEDIZINTECHNIK GMBH | المانيا | Germany | ME0000006190SFDAA00034 | Forceps Bone | Forceps Bone | Standard Surgical Instruments
REDA INSTRUMENTE GMBH | المانيا | Germany | ME0000012108SFDAA00375 | retractor, CORYLLOS | retractors | retractors
a1 medical GmbH | المانيا | Germany | ME0000004671SFDAA00507 | LASIK Flap Lifter | Mikromanipulator | LASIK Flap Lifter, combines a modified Sinskey Hook & a bi-convex spatula with beveled notches
a1 medical GmbH | المانيا | Germany | ME0000004671SFDAA00509 | LASIK Mannis Burrato Flap Protector | Mikromanipulator | LASIK Mannis Burrato Flap Protector, 45° angle
a1 medical GmbH | المانيا | Germany | ME0000004671SFDAA00508 | Nucleus Rotator (Kuglen push-pull) | Mikromanipulator | Nucleus Rotator (Kuglen push-pull) & Dividing Hook (Neuhann) Length 12.0cm
a1 medical GmbH | المانيا | Germany | ME0000004671SFDAA00517 | Knolle Nucleus Spatula, 0.5mm wide, straight | Spatel, Auge | Knolle Nucleus Spatula, 0.5mm wide, straight
REDA INSTRUMENTE GMBH | المانيا | Germany | ME0000012108SFDAA00437 | Parametrium scissors with TC | scissors | scissors
a1 medical GmbH | المانيا | Germany | ME0000004671SFDAA00510 | Malbran Strabismus Hook | Spatel, Auge | Malbran Strabismus Hook,
a1 medical GmbH | المانيا | Germany | ME0000004671SFDAA00515 | Masket Phaco Spatula | Spatel, Auge | Masket Phaco Spatula
a1 medical GmbH | المانيا | Germany | ME0000004671SFDAA00497 | Positioning Hook Modell Mainz | Mikromanipulator | Positioning Hook Modell Mainz
a1 medical GmbH | المانيا | Germany | ME0000004671SFDAA00496 | Bonn Micro Iris Hook | Spatel, Auge | Bonn Micro Iris Hook, extra delicate, blunt tip, straight
REDA INSTRUMENTE GMBH | المانيا | Germany | ME0000012108SFDAA00433 | obstetrical fcps., KIELLAND 41cm | forceps utility | forceps utility
REDA INSTRUMENTE GMBH | المانيا | Germany | ME0000012108SFDAA00441 | Micro Scisssor | Scissors | Scissors
TONTARRA MEDIZINTECHNIK GMBH | المانيا | Germany | ME0000006190SFDAA00033 | Basket | Basket | Trays and Accessories
a1 medical GmbH | المانيا | Germany | ME0000004671SFDAA00502 | Kuglen Iris Hook & Lens Manipulator | Mikromanipulator | Kuglen Iris Hook & Lens Manipulator, push-pull model, angled, 10.0mm
PRESIDENT DENTAL GmbH | المانيا | Germany | ME0000008127SFDAA00022 | Dental Dam | isolates a tooth to allow for a dry working field | isolates a tooth to allow for a dry working field
a1 medical GmbH | المانيا | Germany | ME0000004671SFDAA00100 | Mellinger Eye Speculum | Spreizfeder, Augenlid | Mellinger Eye Speculum, open wire, 16.0mm blades
Waldemar Link GmbH & Co. KG | المانيا | Germany | ME0000015481SFDAA00001 | MP Instrument Tray | MP Reconstruction Prothesis Instruments | Surgical Instruments
Medi GmpH&co. KG | المانيا | Germany | ME0000006915SFDAA00006 | protect silicone insole | protect silicone insole | protect silicone insole | نعال طبي للحذاء
Rebstock Instrument GmbH | المانيا | Germany | ME0000006302SFDAA00198 | sterilization case f.Micro-Instruments | Surgical Instrument Container System | Surgical Instrument Container System
a1 medical GmbH | المانيا | Germany | ME0000004671SFDAA00516 | Manipulator, Spatula 1.0 x 0.25mm, angled | Spatel, Auge | Manipulator, Spatula 1.0 x 0.25mm, angled
KARL STORZ SE & Co. KG | المانيا | Germany | ME0000003576SFDAA00729 | Snare Wire | Snare Wire, 25x | Snare Wire, for Ear Snares 164100, package of 25
KARL STORZ SE & Co. KG | المانيا | Germany | ME0000003576SFDAA00723 | Retractor Frame | Retractor Frame | Retractor Frame, for mini-thoracotomy, with swivel retractor arm, size 18 x 14.5 cm, for use with Retractor Arm 49130 BRA, Wing Screw 49130 BS and Blades 49130 VK/VL
KARL STORZ SE & Co. KG | المانيا | Germany | ME0000003576SFDAA00718 | Palpation Hook | Palpation Hook | Palpation Hook, graduated, working length 21 cm, for use with ALL-IN-ONE TMJ Arthroscope 11578 A
KARL STORZ SE & Co. KG | المانيا | Germany | ME0000003576SFDAA00754 | Filter | Filter, Suction | Filter for Suction, connection on bottle side with special connection, connection on unit side with cone, for single use, unsterile, package of 10, for use with all currently available suction pumps with tube connections
KARL STORZ SE & Co. KG | المانيا | Germany | ME0000003576SFDAA00750 | Knife | Knife | Round Knife
KARL STORZ SE & Co. KG | المانيا | Germany | ME0000003576SFDAA00749 | Knot Tier | Knot Tier | CIRAVOLO Knot Tier for extracorporeal knotting, with L-shaped windowing at the distal end, for security adaption of the basic knot, size 5mm, length 36 cm KÖCKERLING Knot Tier, size 5 mm, working length 36 cm, for extracorporeal knotting KÖCKERLING Knot Tier, for extracorporeal knotting, size 5 mm, length 46 cm Knot Tier, for extracorporeal knotting, size 3.5 mm, length 20 cm
KARL STORZ SE & Co. KG | المانيا | Germany | ME0000003576SFDAA00733 | Tongue Depressor | FRENZEL Tongue Depressor | FRENZEL Tongue Depressor, length 16.5 cm
KARL STORZ SE & Co. KG | المانيا | Germany | ME0000003576SFDAA00746 | Bracket | Bracket, universal | Bracket, universal
KARL STORZ SE & Co. KG | المانيا | Germany | ME0000003576SFDAA00735 | Tonsil Snare | Tonsil Snare, 15 cm | TYDING Tonsil Snare, working length 15 cm, for use with Wire Snare Loops 754200 or Snare Wire 754300
a1 medical GmbH | المانيا | Germany | ME0000004671SFDAA00493 | Ligabue Nucleos Manipulator & Splitter | Mikromanipulator | Ligabue Nucleos Manipulator & Splitter, 12.0mm curved arm, flat, sandblasted, olive shaped, 90° rotated
KARL STORZ SE & Co. KG | المانيا | Germany | ME0000003576SFDAA00737 | Pusher | Pusher | Pusher, for use with PERETTI High Pressure Syringe 771410
Maquet GmbH | المانيا | Germany | ME0000003539SFDAA00177 | Arm Protector | Arm Protector | Side support for patient
KARL STORZ SE & Co. KG | المانيا | Germany | ME0000003576SFDAA00720 | Outer Tube | Outer Tube | Outer Tube
KARL STORZ SE & Co. KG | المانيا | Germany | ME0000003576SFDAA00762 | C-MAC S Pediatric Imager | C-MAC S Pediatric Imager | C-MAC S Pediatric Imager
KARL STORZ SE & Co. KG | المانيا | Germany | ME0000003576SFDAA00716 | Cotton Carrier | Cotton Carrier, w. length 55 cm | Cotton Carrier, working length 55 cm
Maquet GmbH | المانيا | Germany | ME0000003539SFDAA00187 | Table Top | Table Top | Leg support for patients
BSNmedical GmbH | المانيا | Germany | ME0000004439SFDAA00001 | Leukoplast | Leukoplast | The surgical tape should be matched to the patient’s skin and its specific use, is recommended when particularly secure fixation is required.
Condor Medtec GmbH | المانيا | Germany | ME0000016377SFDAA00001 | Traction Boot | Traction Boot | Foot support for patients
Maquet GmbH | المانيا | Germany | ME0000003539SFDAA00191 | Head rest adapter | Head rest adapter | Adapter to position patient's head during surgery
KARL STORZ SE & Co. KG | المانيا | Germany | ME0000003576SFDAA00752 | Tray | Tray | Wire Tray
Maquet GmbH | المانيا | Germany | ME0000003539SFDAA00181 | Femur counter traction post with table top | Femur counter traction post with table top | Thigh support for patients
KARL STORZ SE & Co. KG | المانيا | Germany | ME0000003576SFDAA00731 | Wire Crimper | FISCH-McGEE Wire Crimper, right, 8 cm | FISCH-McGEE Wire Crimper, detachable, curved to right, working length 8 cm
KARL STORZ SE & Co. KG | المانيا | Germany | ME0000003576SFDAA00744 | NCA Module | NCA Module | NCA Module, with 1x navigation camera input, 1x navigation camera output, for use with Navigation Camera Assistant NCA
KARL STORZ SE & Co. KG | المانيا | Germany | ME0000003576SFDAA00727 | Cotton Applicator | Cotton Applicator | FROHN Cotton Applicator, with thread, diameter 1.1 mm, working length 12.5 cm
KARL STORZ SE & Co. KG | المانيا | Germany | ME0000003576SFDAA00738 | Patient Tracker | Patient Tracker III | Patient Tracker III, with verification adaptor, 3 fixed glass marker spheres and fixation screw, width 80 mm. depth 60 mm, height 12 mm, autoclavable, for use with NAV1® PICO or NAV1® OPTICAL
KARL STORZ SE & Co. KG | المانيا | Germany | ME0000003576SFDAA00732 | Cone Connector | Male LUER-cone connector, rotatable | LUER-Cone Connector, male, rotating
KARL STORZ SE & Co. KG | المانيا | Germany | ME0000003576SFDAA00747 | Cannula | Injection Cannula | Injection Cannula, angular, LUER-Lock, tip outer diameter 1.3 mm, inner diameter 0.8 mm, working length 20 cm, package of 3 Injection Cannula, LUER-Lock, tip outer diameter 1.3 mm, inner diameter 0.8 mm, working length 23 cm, package of 3
a1 medical GmbH | المانيا | Germany | ME0000004671SFDAA00526 | Bonn Micro Iris Hook, blunt | Spatel, Auge | Bonn Micro Iris Hook, blunt, 0.3mm hook, extra delicate
Maquet GmbH | المانيا | Germany | ME0000003539SFDAA00193 | IR remote control | IR remote control | Cordless operating unit for OR Table
KARL STORZ SE & Co. KG | المانيا | Germany | ME0000003576SFDAA00760 | Cheek Retractor | DINGMANN Cheek Retractor | DINGMANN Cheek Retractor
KARL STORZ SE & Co. KG | المانيا | Germany | ME0000003576SFDAA00730 | Pick | Pick | Pick 45°, 1.5 mm, 16 cm Pick 45°, 16 cm, 2.5 mm
a1 medical GmbH | المانيا | Germany | ME0000004671SFDAA00522 | Maumenee-Barraquer Veterus Sweep Spatula | Spatel, Auge | Maumenee-Barraquer Veterus Sweep Spatula, right, length 12.0cm
KARL STORZ SE & Co. KG | المانيا | Germany | ME0000003576SFDAA00741 | Tool Tracker | Optical Tool Tracker | Optical Tool Tracker, for optically navigated instruments, with 3 fixed glass spheres, autoclavable, width 70 mm, depth 50 mm, height 14 mm, for use with NAV1® OPTICAL and NAV1® PICO
Chemische Fabrik Dr. Weigert GmbH & Co. KG | المانيا | Germany | ME0000016405SFDAA00003 | Neodisher MediKlar Special | Rinse aid for the automated reprocessing of thermostable and thermolabile instruments/liquid concentrate | Liquid used to rinse surgical instruments including othalmological instrumentts/anesthetic equipments/sterilization containers | سائل مركز يستخدم لتشطيف الادوات الجراحية و معدات طب العيون و التخدير و حاويات التعقيم
KARL STORZ SE & Co. KG | المانيا | Germany | ME0000003576SFDAA00745 | Holding Arm | Holding Arm | Holding Arm for use with Universal bracket 40820600-2 and NAV1® ELECTROMAGNETIC 40820001
a1 medical GmbH | المانيا | Germany | ME0000004671SFDAA00518 | Hirschman Lens Spatula, flat | Spatel, Auge | Hirschman Lens Spatula, flat, 0.5mm wide, multiple noches
KARL STORZ SE & Co. KG | المانيا | Germany | ME0000003576SFDAA00751 | Knife Guide and Retractor | Knife Guide and Retractor | Knife Guide and Retractor, 18 cm Knife Guide and Retractor, 17 mm, 18 cm Knife Guide and Retractor, 19 cm
Maquet GmbH | المانيا | Germany | ME0000003539SFDAA00192 | Infusion stand | Infusion stand | holder for infusion containers
KARL STORZ SE & Co. KG | المانيا | Germany | ME0000003576SFDAA00743 | Shaver Tracker | Optical Shaver Tracker | Optical Shaver Tracker, with 3 fixed glass spheres and fixation screw 40800122-1, autoclavable, for use with DRILLCUT-X® II N and DRILLCUT-X® II-35 N shaver handpiece and NAV1® PICO or NAV1® OPTICAL
Maquet GmbH | المانيا | Germany | ME0000003539SFDAA00188 | Vertical Adjustment | Vertical Adjustment | Patient support during hip surgery
a1 medical GmbH | المانيا | Germany | ME0000004671SFDAA00523 | Gimbel Nucleus Spatula, round, smooth | Spatel, Auge | Gimbel Nucleus Spatula, round, smooth, Ø 0.25mm, angled 30 °
a1 medical GmbH | المانيا | Germany | ME0000004671SFDAA00527 | Jaffe Lens Spatula, smooth | Spatel, Auge | Jaffe Lens Spatula, smooth, 0.5mm wide blade, angled, 10.0mm
KARL STORZ SE & Co. KG | المانيا | Germany | ME0000003576SFDAA00724 | Retractor Arm | Retractor Arm | Retractor Arm, length 14.5 cm, for use with Retractor Frame 49130 BR, Wing Screw 49130 BS and Blades 49130 VK/VL
Maquet GmbH | المانيا | Germany | ME0000003539SFDAA00178 | Lateral Support | Lateral Support | Patient support for surgery
Maquet GmbH | المانيا | Germany | ME0000003539SFDAA00179 | Pin-joint arm for body supports | Pin-joint arm for body supports | Arm support for patients
KARL STORZ SE & Co. KG | المانيا | Germany | ME0000003576SFDAA00734 | Mouth Gag | Mouth Gag | SEEMANN-SEIFFERT Mouth Gag, self-retaining, medium,length 11 cm SEEMANN-SEIFFERT Mouth Gag, Self-retaining, small, length 9 cm
Maquet GmbH | المانيا | Germany | ME0000003539SFDAA00183 | Extension Device | Extension Device | Leg and support for patients
KARL STORZ SE & Co. KG | المانيا | Germany | ME0000003576SFDAA00721 | Inner Tube | Inner Tube | 26596CAI
Maquet GmbH | المانيا | Germany | ME0000003539SFDAA00185 | Sitting Bracket with pelvis support | Sitting Bracket with pelvis support | Sitting Bracket with pelvis support
KARL STORZ SE & Co. KG | المانيا | Germany | ME0000003576SFDAA00719 | Optical Biopsy Forceps | Optical Biopsy Forceps | Optical Forceps, spoon-shaped, round, for biopsy, incl. cleaning adapter, for use with HOPKINS® Telescope 26072 BA
Maquet GmbH | المانيا | Germany | ME0000003539SFDAA00190 | Kneeling Frame | Kneeling Frame | Frame to adjust patient's knee during surgery
KARL STORZ SE & Co. KG | المانيا | Germany | ME0000003576SFDAA00757 | Pilot | IMAGE1 PILOT | IMAGE1 PILOT, control unit with 3D wheel, 4 programmable function keys and USB port,
KARL STORZ SE & Co. KG | المانيا | Germany | ME0000003576SFDAA00736 | Syringe Holder | Syringe Holder for plastic syringe | Syringe Holder, for platic syringe 771415, for use with high pressure syringe 27200 Syringe Holder,metal,package of 3
KARL STORZ SE & Co. KG | المانيا | Germany | ME0000003576SFDAA00763 | Forceps | Forceps | Forceps
Maquet GmbH | المانيا | Germany | ME0000003539SFDAA00176 | Tunnel Cushion | Tunnel Cushion | Leg positioning device
KARL STORZ SE & Co. KG | المانيا | Germany | ME0000003576SFDAA00740 | Navigated Frontal Sinus Probe | Optical Navigated Frontal Sinus Probe | Optical Navigated Frontal Sinus Probe, autoclavable, for use with NAV1® OPTICAL, NAV1® PICO and Instrument Tacker
KARL STORZ SE & Co. KG | المانيا | Germany | ME0000003576SFDAA00761 | Cup Medicine | Cup Medicine | Cup Medicine, 200 cm³, diameter 100 mm, height 50 mm
Maquet GmbH | المانيا | Germany | ME0000003539SFDAA00184 | Gel heel Pad | Gel heel Pad | Back support for patient to prevent any injury
Maquet GmbH | المانيا | Germany | ME0000003539SFDAA00189 | Bar Extension | Bar Extension | Mounting device for traction bar for leg support
KARL STORZ SE & Co. KG | المانيا | Germany | ME0000003576SFDAA00725 | Wing Screw | Wing Screw | Wing Screw, for use with Retractor Frame 49130 BR and Retractor Arm 49130 BRA
Maquet GmbH | المانيا | Germany | ME0000003539SFDAA00180 | Body Support | Body Support | Body support for patients
KARL STORZ SE & Co. KG | المانيا | Germany | ME0000003576SFDAA00759 | Air Bag | POLITZER Air Bag,with metal cone | POLITZER Air Bag, with metal cone, 8 oz.
KARL STORZ SE & Co. KG | المانيا | Germany | ME0000003576SFDAA00756 | Dissector | Dissector | Dissector
Maquet GmbH | المانيا | Germany | ME0000003539SFDAA00182 | Universal Support | Universal Support | Leg support for patient
KARL STORZ SE & Co. KG | المانيا | Germany | ME0000003576SFDAA00728 | Ear Snare | KRAUSE Ear Snare, length 18 cm | KRAUSE Ear Snare, length 18 cm
Maquet GmbH | المانيا | Germany | ME0000003539SFDAA00186 | Sliding Clamp | Sliding Clamp | Clamp to support side rail accessories of OR table
KARL STORZ SE & Co. KG | المانيا | Germany | ME0000003576SFDAA00753 | Handle | Handle | High Pressure Handle Handle for 24511AA
KARL STORZ SE & Co. KG | المانيا | Germany | ME0000003576SFDAA00717 | Sponge Holder | Sponge Holder, work.length 55 cm | Sponge Holder, spring handle,working length 55 cm
Chemische Fabrik Dr. Weigert GmbH & Co. KG | المانيا | Germany | ME0000016393SFDAA00001 | Neodisher N | Acidic Detergent and neutralizing agent for reprocessing of instruments/laboratory glassware | Detergent used as a neutralizer for machine and clean thermostable and thermolabile instruments and laboratory glassware (Liquid Concentrate ) | منظف يعمل على تحييد المخلفات القلوية عند تنظيف الأدوات الجراحية و معدات التخدير
Chemische Fabrik Dr. Weigert GmbH & Co. KG | المانيا | Germany | ME0000016395SFDAA00001 | Neodisher MediClean Forte | Detergent for reprocessing thermostable and thermolabile instruments | Detergent used to clean anesthetic instruments/ endoscopes/ medical utensils | منظف يستخدم لتنظيف الأدوات الجراحية طفيفة التوغل و المناظير و معدات التخدير
Ottobock SE & Co. KGaA | المانيا | Germany | ME0000006161SFDAA00144 | Compression Shrinker | Compression Shrinker | Compression Shrinker Socks are to be used solely for compressive treatment following lower limb amputations.
Ottobock SE & Co. KGaA | المانيا | Germany | ME0000006161SFDAA00143 | Prosthetic Shrinker | Prosthetic Shrinker | Compression Shrinker Socks
Chemische Fabrik Dr. Weigert GmbH & Co. KG | المانيا | Germany | ME0000016403SFDAA00001 | Neodisher MediZym | Liquid- pH Neutral Cleaning agent for use in special washing machines | Liquid used to clean surgical instruments / anesthetic equipment/flexible endoscopes/ containers | سائل تنظيف للأدوات الجراحية و المناظيرو معدات التخدير
a1 medical GmbH | المانيا | Germany | ME0000004671SFDAA00524 | LASIK Spatula rounded anterior & flat posterior surface | Spatel, Auge | LASIK Spatula rounded anterior & flat posterior surface, with dissecting tip
Chemische Fabrik Dr. Weigert GmbH & Co. KG | المانيا | Germany | ME0000016394SFDAA00001 | Neodisher FA | Alkaline Detergent for the automated reprocessing of thermostable and thermolabile instruments | Detergent used to clean thermostable and thermolabile instruments | منظف يستخدم لتنظيف الأدوات الجراحية و معدات التخدير
a1 medical GmbH | المانيا | Germany | ME0000004671SFDAA00525 | Shepard Iris Hook, blunt | Spatel, Auge | Shepard Iris Hook, blunt, 0.5mm hook, straight
a1 medical GmbH | المانيا | Germany | ME0000004671SFDAA00519 | Koch Nucleus Spatula | Spatel, Auge | Koch Nucleus Spatula, sharp & smooth tip, gently curved
a1 medical GmbH | المانيا | Germany | ME0000004671SFDAA00504 | Sinskey II Lens Manipulating Hook | Mikromanipulator | Sinskey II Lens Manipulating Hook, Ø 0.2mm, blunt tip, straight
a1 medical GmbH | المانيا | Germany | ME0000004671SFDAA00521 | Sinskey Nukleus Spatula | Spatel, Auge | Sinskey Nukleus Spatula
a1 medical GmbH | المانيا | Germany | ME0000004671SFDAA00520 | Stop and Chop Instrument | Spatel, Auge | Stop and Chop Instrument
KARL STORZ SE & Co. KG | المانيا | Germany | ME0000003576SFDAA00758 | Cannula | Inner cannula | Dilation Cannula
Scholly Fiberoptic GMBH | المانيا | Germany | ME0000014755SFDAA00003 | Controller 4K UHD USB Image Video Capture | Controller 4K UHD USB Image Video Capture | Camera Control Unit in combination with the CAMERA HEAD serves the visualization of the surgical area during endoscopic diagnostic and surgical procedures
Scholly Fiberoptic GMBH | المانيا | Germany | ME0000014755SFDAA00003 | Controller 4K UHD USB Image Video Capture | Controller 4K UHD USB Image Video Capture | Camera Control Unit in combination with the CAMERA HEAD serves the visualization of the surgical area during endoscopic diagnostic and surgical procedures
Scholly Fiberoptic GMBH | المانيا | Germany | ME0000014755SFDAA00002 | LED LIGHT SOURCE | LED LIGHT SOURCE | LED light source that provides light to the endoscope via light guide
Scholly Fiberoptic GMBH | المانيا | Germany | ME0000014755SFDAA00002 | LED LIGHT SOURCE | LED LIGHT SOURCE | LED light source that provides light to the endoscope via light guide
Scholly Fiberoptic GMBH | المانيا | Germany | ME0000014755SFDAA00004 | Camera Head 4K UHD Zoom | Camera Head 4K UHD Zoom | The camera head is used with the camera control unit for the visualization of the surgical area during endoscopic diagnostic and surgical procedures.
Scholly Fiberoptic GMBH | المانيا | Germany | ME0000014755SFDAA00005 | Light Guide | Light Guide | Light guides used to transfer light from a light source into an endoscope or another optical medical device.
TONTARRA MEDIZINTECHNIK GMBH | المانيا | Germany | ME0000006190SFDAA00037 | Clamp | Clamp | Standard Surgical Instruments
a1 medical GmbH | المانيا | Germany | ME0000004671SFDAA00537 | Fenzl Lens Manipulating Hook, Ø 0.15mm tip | Wundhaken, Auge | Fenzl Lens Manipulating Hook, Ø 0.15mm tip, straight
a1 medical GmbH | المانيا | Germany | ME0000004671SFDAA00528 | Replacement tip for HS-0XXXTS | Wundhaken, Auge | Replacement tip for HS-0140TS
a1 medical GmbH | المانيا | Germany | ME0000004671SFDAA00530 | Kretz Enklavation-Spatula | Wundhaken, Auge | Kretz Enklavation-Spatula
a1 medical GmbH | المانيا | Germany | ME0000004671SFDAA00532 | Phaco Manipulator, finger shaped | Wundhaken, Auge | Phaco Manipulator, finger shaped, curved tip
Wissner-Bosserhoff GmbH | المانيا | Germany | ME0000013696SFDAA00001 | Sentida 6 | Patient Bed | Patient Bed Hydraulic With Bedside Cabinet
Sirona Dental systems GmbH | المانيا | Germany | ME0000000443SFDAA00004 | Scanbodies for Omnicam | Scanbodies for Omnicam | Scanbodies for Omnicam
Sirona Dental systems GmbH | المانيا | Germany | ME0000000443SFDAA00005 | Scanbodies for Bluecam | Scanbodies for Bluecam | Scanbodies for Bluecam
a1 medical GmbH | المانيا | Germany | ME0000004671SFDAA00535 | Hirschman Iris Hook blunt, angled | Wundhaken, Auge | Hirschman Iris Hook blunt, angled
a1 medical GmbH | المانيا | Germany | ME0000004671SFDAA00531 | Fenzl Lens Manipulating Hook | Wundhaken, Auge | Fenzl Lens Manipulating Hook, Ø 0.15mm tip, straight
a1 medical GmbH | المانيا | Germany | ME0000004671SFDAA00536 | Koch Stop & Chop Manipulator, 1.5mm tip, for „Stop & Chop technique“ | Wundhaken, Auge | Koch Stop & Chop Manipulator, 1.5mm tip, for „Stop & Chop technique“
Scholly Fiberoptic GMBH | المانيا | Germany | ME0000014755SFDAA00006 | Camera head FULL HD 3 CMOS Zoom | Camera head FULL HD 3 CMOS Zoom | CAMERA HEAD USED TO visualize anatomical structures of the human body once connected to the Telescopes & camera control unit
a1 medical GmbH | المانيا | Germany | ME0000004671SFDAA00529 | Sinskey Lens Manipulating Hook | Wundhaken, Auge | Sinskey Lens Manipulating Hook, Ø 0.25mm, blunt tip, straight
a1 medical GmbH | المانيا | Germany | ME0000004671SFDAA00576 | Strabismus Scissors | Schere, Auge | Strabismus Scissors, straight, probe points, length 11.5cm
a1 medical GmbH | المانيا | Germany | ME0000004671SFDAA00553 | Straight Scissors, sharp, tip L: 2.5mm | Schere, Auge | Straight Scissors, sharp, tip L: 2.5mm. Ideal for cutting in the iris plane and peripheral membranes, compl. Instr., 20G
a1 medical GmbH | المانيا | Germany | ME0000004671SFDAA00577 | Mayo-Stille Scissors | Schere, Auge | Mayo-Stille Scissors, straight, blunt, length 17.0cm
a1 medical GmbH | المانيا | Germany | ME0000004671SFDAA00561 | Stitch Scissors | Schere, Auge | Jaffe Stitch Scissors, curved, sharp tips & medium blades, cutting length 8.0mm, length 11.5cm
a1 medical GmbH | المانيا | Germany | ME0000004671SFDAA00549 | Kansas Nucleus Vectis | Wundhaken, Auge | Kansas Nucleus Vectis
a1 medical GmbH | المانيا | Germany | ME0000004671SFDAA00541 | Lewicky Lens Manipulating Hook | Wundhaken, Auge | Lewicky Lens Manipulating Hook, Ø 0.15mm, angled blunt tip, round handle
a1 medical GmbH | المانيا | Germany | ME0000004671SFDAA00548 | Loops for HS-1380 | Wundhaken, Auge | Loops for HS-1380
a1 medical GmbH | المانيا | Germany | ME0000004671SFDAA00575 | Spencer Ligature Scissors | Schere, Auge | Spencer Ligature Scissors, straight, with one notched tip, 21.0mm blades, length 9.0cm
a1 medical GmbH | المانيا | Germany | ME0000004671SFDAA00547 | Frankfurt Model Iris Spatula | Wundhaken, Auge | Frankfurt Model Iris Spatula
a1 medical GmbH | المانيا | Germany | ME0000004671SFDAA00563 | Jaffe Stitch Scissors | Schere, Auge | Jaffe Stitch Scissors, curved, sharp tips, medium blades, serrated handle, length 11.0cm
a1 medical GmbH | المانيا | Germany | ME0000004671SFDAA00555 | Curved Scissors sharp, tip L 1.25mm | Schere, Auge | Curved Scissors sharp, tip L 1.25mm. Ideal f cut. parallel to the retina&cut. membr adh to ret surf, compl instr 23G
a1 medical GmbH | المانيا | Germany | ME0000004671SFDAA00534 | Dardenne Iris Hook, 10.0mm angled shaft | Wundhaken, Auge | Dardenne Iris Hook, 10.0mm angled shaft
a1 medical GmbH | المانيا | Germany | ME0000004671SFDAA00533 | Lund Iris Hook, 14.0mm tip | Wundhaken, Auge | Lund Iris Hook, 14.0mm tip, 45° angled
Lawton GmbH & Co. KG | المانيا | Germany | ME0000012221SFDAA00013 | Microdiscectomy Instruments | Stripping Products | CUER BAY FORW STR 21 1/0 -CUER BAY FORW STR 21 2/0 -CUER BAY FORW STR 21 3/0 -CUER BAY FORW STR 21 4/0 -CUER BAY FORW STR 21 CBC -CUER BAY FORW CVD 21 1/0 -CUER BAY FORW CVD 21 2/0 -CUER BAY FORW CVD 21 3/0 -CUER BAY FORW CVD 21 4/0 -CUER BAY FORW CVD 21 CBC -CUER BAY BACK STR 21 1/0 -CUER BAY BACK STR 21 2/0 -CUER BAY BACK STR 21 3/0 -CUER BAY BACK STR 21 4/0 -CUER BAY BACK STR 21 CBC -CUER BAY BACK CVD 21 1/0 -CUER BAY BACK CVD 21 2/0 -CUER BAY BACK CVD 21 3/0 -CUER BAY BACK CVD 21 4/0 -CUER BAY BACK CVD 21 CBC -BONE SCRAPER BAY 21CM -CUER BAY FORW STR 24 1/0 -CUER BAY FORW STR 24 2/0 -CUER BAY FORW STR 24 3/0 -CUER BAY FORW STR 24 4/0 -CUER BAY FORW STR 24 CBC -CUER BAY FORW CVD 24 1/0 -CUER BAY FORW CVD 24 2/0 -CUER BAY FORW CVD 24 3/0 -CUER BAY FORW CVD 24 4/0 -CUER BAY FORW CVD 24 CBC -CUER BAY BACK STR 24 1/0 -CUER BAY BACK STR 24 2/0 -CUER BAY BACK STR 24 3/0 -CUER BAY BACK STR 24 4/0 -CUER BAY BACK STR 24 CBC -CUER BAY BACK CVD 24 1/0 -CUER BAY BACK CVD 24 2/0 -CUER BAY BACK CVD 24 3/0 -CUER BAY BACK CVD 24 4/0 -CUER BAY BACK CVD 24 CBC -BONE SCRAPER BAY 24CM X -CUER BAY FORW STR 24CM 0 -CUER BAY FORW STR 24CM 1 -CUER BAY FORW STR 24CM 2 -CUER BAY FORW CVD 24CM 0 -CUER BAY FORW CVD 24CM 1 -CUER BAY FORW CVD 24CM 2 -CUER BAY FORW DOWN 24CM 0 -CUER BAY FORW DOWN 24CM 1 -CUER BAY FORW DOWN 24CM 2 -CUER BAY BACK STR 24CM 0 -CUER BAY BACK STR 24CM 1 -CUER BAY BACK STR 24CM 2 -CUER BAY BACK CVD 24CM 0 -CUER BAY BACK CVD 24CM 1 -CUER BAY BACK CVD 24CM 2 -CUER BAY BACK DOWN 24CM 0 -CUER BAY BACK DOWN 24CM 1 -CUER BAY BACK DOWN 24CM 2 -PENFIELD DISSEC BAY 24CM1 -PENFIELD DISSEC BAY 24CM2 -PENFIELD DISSEC BAY 24CM4 -BONE SCRAPER BAY 24CM -DISSEC BAY FORW GVD 26CM 1 -DISSEC BAY FORW GVD 26CM 2 -DISSEC BAY FORW GVD 26CM 3 -DISSEC BAY FORW GVD 26CM 4 -DISSEC BAY FORW GVD 26CM 5 -DISSEC BAY BACK GVD 26CM 1 -DISSEC BAY BACK GVD 26CM 2 -DISSEC BAY BACK GVD 26CM 3 -DISSEC BAY BACK GVD 26CM 4 -DISSEC BAY BACK GVD 26CM 5 -DISSECTOR BAY 5MM 26CM -DISSECTOR BAY 3MM 26CM -CUERET BAY STR 210MM #00 -CUERET BAY STR 210MM #000 -CUERET BAY STR 210MM #0000 -CUERET BAY UP 45°210MM#00 -CUERET BAY UP 45°210MM#000 -CUERET BAY UP 45°210MM#0000 -CUERET BAY DOWN 80°210MM#00 -CUERET BAY DOWN 80°210MM#000 -CUERET BAY DOWN 80°210MM#0000 -VIDAL LUPUS SCRAPER 14 CM -GOURDET UTERINE SCOOP 6MM 28 -GOURDET UTERINE SCOOP 8MM 28 -GOURDET UTERINE SCOOP 10MM 28 -GOURDET UTERINE SCOOP 12MM 28 -GOURDET UTERINE SCOOP 14MM 28 -CARTILAGE FILE FINE 6 MM -BILLEAU LOOP SMALL -BILLEAU LOOP MEDIUM -BILLEAU LOOP LARGE -SNELLEN EAR LOOP SZ 1 -SNELLEN EAR LOOP SZ 2 -SNELLEN EAR LOOP SZ 3 -LANGENBECK EAR LOOP 13CM CVD -FORMBY CERUMEN SPOON + HOOK 18CM .
Lawton GmbH & Co. KG | المانيا | Germany | ME0000012221SFDAA00015 | Retractors | Holding Products | LATERAL VALVE 52X22MM 2 TEETH -CASPAR RETRACTOR W FRAME COM -FRAME ONLY FOR 52-0700 -KEY FOR 52-0700 -LATERAL VALVE 37X22MM 2 TEETH -LATERAL VALVE 43X22MM 2 TEETH -LATERAL VALVE 47X22MM 2 TEETH -LATERAL VALVE 57X22MM 2TEETH -LATERAL VALVE 52X37MM 3 TEETH -LATERAL VALVE 57X37MM 3 TEETH -LATERAL VALVE 62X37MM 3 TEETH -LATERAL VALVE 67X37MM 3 TEETH -LATERAL VALVE 32X52MM 4 TEETH -LATERAL VALVE 37X52MM 4 TEETH -LATERAL VALVE 43X52MM 4 TEETH -LATERAL VALVE 47X52MM 4 TEETH -LATERAL VALVE 52X52MM 4 TEETH -LATERAL VALVE 57X52MM 4 TEETH -LATERAL VALVE 62X52MM 4 TEETH -LATERAL VALVE 67X52MM 4 TEETH -LATERAL VALVE 32X22MM 2 TEETH -LATERAL VALVE 62X22MM 2TEETH -LATERAL VALVE 67X22MM 2TEETH -LATERAL VALVE 32X37MM 3 TEETH -LATERAL VALVE 37X37MM 3 TEETH -LATERAL VALVE 43X37MM 3 TEETH -VALVE EJECTOR 11,5 CM -CASPAR RETRACTOR W FRAME COM -FRAME ONLY FOR 52-0750 -MEDIAL VALVE 40X23MM -MEDIAL VALVE 45X23MM -MEDIAL VALVE 50X23MM -MEDIAL VALVE 55X23MM -MEDIAL VALVE 60X23MM -LATERAL VALVE 40X23MM -LATERAL VALVE 45X23MM -LATERAL VALVE 50X23MM -LATERAL VALVE 55X23MM -LATERAL VALVE 60X23MM -LATERAL VALVE TITANIUM 40X25 -LATERAL VALVE TITANIUM 45X25 -LATERAL VALVE TITANIUM 50X25 -LATERAL VALVE TITANIUM 55X25 -LATERAL VALVE TITANIUM 60X25 -FRAME ONLY FOR 52-0800 -LATERAL VALVE 45MM -LATERAL VALVE 60MM -CASPAR RETRACTOR BLACK COMPL -LATERAL VALVE 40MM -LATERAL VALVE 50MM -LATERAL VALVE 55MM -LATERAL VALVE 65MM -LATERAL VALVE 49X51MM 1PC -LATERAL VALVE 63X52MM 1PC -LATERAL VALVE 63X37MM 1PC -PE MEDIAL VALVE 40X23MM -PE MEDIAL VALVE 45X23MM -PE MEDIAL VALVE 50X23MM -PE MEDIAL VALVE 55X23MM -PE MEDIAL VALVE 60X23MM -PE MEDIAL VALVE 65X23MM -PE MEDIAL VALVE 75X23MM -PE LATERAL VALVE 40X12MM -PE LATERAL VALVE 45X12MM -PE LATERAL VALVE 50X12MM -PE LATERAL VALVE 55X12MM -PE LATERAL VALVE 60X12MM -PE LATERAL VALVE 40X23MM -PE LATERAL VALVE 45X23MM -PE LATERAL VALVE 50X23MM -PE LATERAL VALVE 55X23MM -PE LATERAL VALVE 60X23MM -PE LATERAL VALVE 65X23MM -PE LATERAL VALVE 75X23MM -PE BLUNT VALVE 40X23MM -PE BLUNT VALVE 45X23MM -PE BLUNT VALVE 50X23MM -PE BLUNT VALVE 55X23MM -PE BLUNT VALVE 60X23MM -PE BLUNT VALVE 65X23MM -PE BLUNT VALVE 75X23MM -MED LAT VALVE 25X19MM TI -MED LAT VALVE 30X19MM TI -MED LAT VALVE 35X19MM TI -MED LAT VALVE 40X19MM TI -MED LAT VALVE 45X19MM TI -MED LAT VALVE 50X19MM TI -MED LAT VALVE 55X19MM TI -MED LAT VALVE 60X19MM TI -LONGITUD VALVE 25X19MM TI -LONGITUD VALVE 30X19MM TI -LONGITUD VALVE 35X19MM TI -LONGITUD VALVE 40X19MM TI -LONGITUD VALVE 45X19MM TI -LONGITUD VALVE 50X19MM TI -LONGITUD VALVE 55X19MM TI -LONGITUD VALVE 60X19MM TI -LONGITUD VALVE 35X24MM TI -LONGITUD VALVE 40X24MM TI -LONGITUD VALVE 45X24MM TI -LONGITUD VALVE 50X24MM TI -LONGITUD VALVE 55X24MM TI -LONGITUD VALVE 60X24MM TI -LONGITUD VALVE 65X24MM TI -LONGITUD VALVE 70X24MM TI -LONGITUD VALVE 75X24MM TI -LATERAL VALVE 30X24MM TI -LATERAL VALVE 35X24MM TI -LATERAL VALVE 40X24MM TI -LATERAL VALVE 45X24MM TI -LATERAL VALVE 50X24MM TI -LATERAL VALVE 55X24MM TI -LATERAL VALVE 60X24MM TI -LATERAL VALVE 65X24MM TI -LATERAL VALVE 70X24MM TI -LATERAL VALVE 35MM -LATERAL VALVE 75MM -LATERAL VALVE 85MM -LATERAL VALVE 70MM -LATERAL VALVE 80MM -CASPAR SPECULUM 40MM -CASPAR SPECULUM 50MM -CASPAR SPECULUM 45MM -CASPAR SPECULUM 55MM -CASPAR SPECULUM 60MM -INGE LAMINA SPREADER27,5CM63MM SPR -INGE LAMINECTOMY SPREADER 16 -CLOWARD LAM SPREADER 16 CM -CERVICAL VERTEBRA SPR HEAVY 13.
SURGIWELL GmbH | المانيا | Germany | ME0000002435SFDAA00001 | Sterilization Trays, Containers for Instruments | Sterilization Trays, Containers for Instruments | Bowl, Trays, Baskets
a1 medical GmbH | المانيا | Germany | ME0000004671SFDAA00571 | Iris scissors, ring-handle | Schere, Auge | Iris scissors, ring-handle, straight, pointed, length 10.5cm
a1 medical GmbH | المانيا | Germany | ME0000004671SFDAA00558 | Lens cutting Scissors | Schere, Auge | Lens cutting Scissors, straight shaft, length of shaft 15.0mm, 18G
a1 medical GmbH | المانيا | Germany | ME0000004671SFDAA00574 | Knapp Strabismus Scissors | Schere, Auge | Knapp Strabismus Scissors, straight, blunt-blunt tips, 31.0mm blades, length 10.3cm
a1 medical GmbH | المانيا | Germany | ME0000004671SFDAA00542 | Kuglen Lens Manipulator push-pull | Wundhaken, Auge | Kuglen Lens Manipulator push-pull, “Clover Leaf” model, straight
a1 medical GmbH | المانيا | Germany | ME0000004671SFDAA00593 | Micro Suture Forceps (Bonn model), straight | Zange, ophthalmologisch | Micro Suture Forceps (Bonn model), straight, with 5.0mm tying platform, length 7.5cm
Klaus Wenkert Medizintechnik GmbH | المانيا | Germany | ME0000000832SFDAA00001 | WORKING ELEMENT for Gyrus PK Electrode and Resectoscope | WORKING ELEMENT for Gyrus PK Electrode and Resectoscope | Working Elements
SURGIWELL GmbH | المانيا | Germany | ME0000016492SFDAA00001 | Cutting Instruments | Cutting Instruments | Scissors
a1 medical GmbH | المانيا | Germany | ME0000004671SFDAA00596 | Yoshitomi-Neuhann Lens Holding Forceps | Zange, ophthalmologisch | Yoshitomi-Neuhann Lens Holding Forceps „diamond dusted tips“, w one flat & one conv. surface, short model, length 7.5cm
KARL STORZ SE & Co. KG | المانيا | Germany | ME0000003576SFDAA00779 | Outer Tube | Outer Tube for 26190 A | Outer Tube for 26190 A
a1 medical GmbH | المانيا | Germany | ME0000004671SFDAA00583 | Tip for VR-0300 | Zange, ophthalmologisch | Tip for VR-0300, tip only
a1 medical GmbH | المانيا | Germany | ME0000004671SFDAA00601 | Colibri Corneal Forceps | Zange, ophthalmologisch | Colibri Corneal Forceps, straight, with 5.0mm tying platform, length 8.5cm
a1 medical GmbH | المانيا | Germany | ME0000004671SFDAA00592 | Pierse Colibri Corneal Forceps | Zange, ophthalmologisch | Pierse Colibri Corneal Forceps, with tying platform, 1x1 Pierse teeth, 0.10mm, length 7.5cm
KARL STORZ SE & Co. KG | المانيا | Germany | ME0000003576SFDAA00774 | Spare Tube | Spare Tube | Spare tube for 13776A/B 2.3/1500
a1 medical GmbH | المانيا | Germany | ME0000004671SFDAA00600 | Corneal Suturing Forceps | Zange, ophthalmologisch | Corneal Suturing Forceps, straight, with tying platform, 1x2 teeth, 0.12mm, 90° angle, length 8.5cm
a1 medical GmbH | المانيا | Germany | ME0000004671SFDAA00587 | Gerten Iridectomy Forceps | Zange, ophthalmologisch | Gerten Iridectomy Forceps, angled, vertic., 23G, Titanium Handle + chang. Tgip in a Storage- and Steriliz.-Box
a1 medical GmbH | المانيا | Germany | ME0000004671SFDAA00581 | Alio MICS Capsulorhexis Forceps curved shaft + micro grasping tips | Zange, ophthalmologisch | Alio MICS Capsulorhexis Forceps curved shaft + micro grasping tips, 25mm Titanium Handle with stainless steel tip
a1 medical GmbH | المانيا | Germany | ME0000004671SFDAA00579 | Endgripping Forceps | Zange, ophthalmologisch | Endgripping Forceps, straight, extra fine 0.2mm x 0.5mm, 23G
a1 medical GmbH | المانيا | Germany | ME0000004671SFDAA00554 | Tip for VR-0400, tip only | Schere, Auge | Tip for VR-0400, tip only
a1 medical GmbH | المانيا | Germany | ME0000004671SFDAA00572 | Strabismus Scissors | Schere, Auge | Strabismus Scissors, ribbon type, straight, blunt tips, 30.0mm blades, length 10.5cm
a1 medical GmbH | المانيا | Germany | ME0000004671SFDAA00573 | Bonn Strabismus Scissors | Schere, Auge | Bonn Strabismus Scissors, straight, blunt tips, length 9.0cm
a1 medical GmbH | المانيا | Germany | ME0000004671SFDAA00538 | Graether Collar Button Micro Iris Hook | Wundhaken, Auge | Graether Collar Button Micro Iris Hook, straight
a1 medical GmbH | المانيا | Germany | ME0000004671SFDAA00552 | Vannas Micro Spring Scissors | Schere, Auge | Vannas Micro Spring Scissors, curved, sharp tips, cutting length 10.0mm, length 12.0cm
a1 medical GmbH | المانيا | Germany | ME0000004671SFDAA00589 | Kretz Enklavation Forceps for Verisyse Phakic IOLs | Zange, ophthalmologisch | Kretz Enklavation Forceps for Verisyse Phakic IOLs, 20G, curved, Titanium Hand. with changeable Tip and Setriliz.-Box
a1 medical GmbH | المانيا | Germany | ME0000004671SFDAA00562 | Iris Scissors | Schere, Auge | Iris Scissors, straight, sharp tips & small blades, cutting length 6.0mm, length 10.0cm
a1 medical GmbH | المانيا | Germany | ME0000004671SFDAA00540 | Minardi Phaco Chopper, short | Wundhaken, Auge | Minardi Phaco Chopper, short, pointed, 0.75mm, with quick chop tip
a1 medical GmbH | المانيا | Germany | ME0000004671SFDAA00556 | Tip for VR-0410 | Schere, Auge | Tip for VR-0410, tip only
a1 medical GmbH | المانيا | Germany | ME0000004671SFDAA00551 | Micro Spring Scissors | Schere | Micro Spring Scissors, straight, sharp tips, cutting length 10.0mm, length 12.0cm
a1 medical GmbH | المانيا | Germany | ME0000004671SFDAA00569 | McPherson-Vannas Micro Iris Scissors | Schere, Auge | McPherson-Vannas Micro Iris Scissors, curved, sharp tips, length 8.5cm
a1 medical GmbH | المانيا | Germany | ME0000004671SFDAA00545 | Kirby Lens Loop & Expressor Hook | Wundhaken, Auge | Kirby Lens Loop & Expressor Hook, length 14.5cm
a1 medical GmbH | المانيا | Germany | ME0000004671SFDAA00546 | Neuhann Spatula & Nagahara Nuclesu Splitter | Wundhaken, Auge | Neuhann Spatula & Nagahara Nuclesu Splitter, double ended
a1 medical GmbH | المانيا | Germany | ME0000004671SFDAA00582 | Micro Capsulorhexis Forceps | Zange, ophthalmologisch | Micro Capsulorhexis Forceps, 23G, 15mm curved shaft with 0.9mm Tip in Stainless Steel and Titanium Handle
a1 medical GmbH | المانيا | Germany | ME0000004671SFDAA00578 | Micro Gripping ILM Forceps | Zange, ophthalmologisch | Micro Gripping ILM Forceps, 25G, Titanium Handle Stainless steel tip
a1 medical GmbH | المانيا | Germany | ME0000004671SFDAA00565 | Castroviejo Universal Corneal Scissors | Schere, Auge | Castroviejo Universal Corneal Scissors, curved, wide handle, blunt tips, large blades, length 10.0cm
a1 medical GmbH | المانيا | Germany | ME0000004671SFDAA00559 | Castroviejo Universal Corneal Scissors, curved | Schere, Auge | Castroviejo Universal Corneal Scissors, curved, blunt tips & small blades, cutting length 5.0mm, length 11.5cm
a1 medical GmbH | المانيا | Germany | ME0000004671SFDAA00550 | Membrane Hook , length 13.0cm | Wundhaken, Auge | Membrane Hook , length 13.0cm
KARL STORZ SE & Co. KG | المانيا | Germany | ME0000003576SFDAA00748 | OR1 .avm system | OR1 .avm system | OR1 Audio and Video Management System
a1 medical GmbH | المانيا | Germany | ME0000004671SFDAA00580 | Micro Gripping Forceps | Zange, ophthalmologisch | Micro Gripping Forceps long, 3.0mm, straight, length of shaft: 30.0mm, 25G
a1 medical GmbH | المانيا | Germany | ME0000004671SFDAA00570 | DeWecker Iridectomy Scissors | Schere, Auge | DeWecker Iridectomy Scissors, angled, sharp tips & 7.0mm blade, length 11.0cm
a1 medical GmbH | المانيا | Germany | ME0000004671SFDAA00564 | Micro Spring Scissors | Schere, Auge | Micro Spring Scissors, blunt-blunt tips, forward angle, length 10.0cm
a1 medical GmbH | المانيا | Germany | ME0000004671SFDAA00566 | Uribe-Stern Capsulotomy Scissors | Schere, Auge | Uribe-Stern Capsulotomy Scissors, angled forward, concave curved blade, length 8.5cm
a1 medical GmbH | المانيا | Germany | ME0000004671SFDAA00557 | Gerten Iridectomy Scissor | Schere, Auge | Gerten Iridectomy Scissor, angled, horiz., 23G, Titanium Handle + chang. Tip in a Storage- and Steriliz.-Box
a1 medical GmbH | المانيا | Germany | ME0000004671SFDAA00539 | Fukasaku Snapper Hook | Wundhaken, Auge | Fukasaku Snapper Hook, with blunt tip & front notch
a1 medical GmbH | المانيا | Germany | ME0000004671SFDAA00597 | Neumann Implantation Forceps | Zange, ophthalmologisch | Neumann Implantation Forceps, length 7.5 cm
a1 medical GmbH | المانيا | Germany | ME0000004671SFDAA00604 | Colibri Corneal Utility Forceps | Zange, ophthalmologisch | Colibri Corneal Utility Forceps, straigh with tying platform, 1x2 teeth, 0.12mm, 90° angle, length 8.5cm
a1 medical GmbH | المانيا | Germany | ME0000004671SFDAA00621 | Bonn Iris Forceps, with tying platform | Zange, ophthalmologisch | Bonn Iris Forceps, with tying platform, 1x2 teeth, 0.12mm, 90° angle, length 11.0cm
a1 medical GmbH | المانيا | Germany | ME0000004671SFDAA00618 | Castroviejo-Colibri Pierce Forceps, with 7.5mm tying platform | Zange, ophthalmologisch | Castroviejo-Colibri Pierce Forceps, with 7.5mm tying platform, length 11.0cm
a1 medical GmbH | المانيا | Germany | ME0000004671SFDAA00590 | Titanium Handle, only, used with tip variations | Zange, ophthalmologisch | Titanium Handle, only, used with tip variations
a1 medical GmbH | المانيا | Germany | ME0000004671SFDAA00544 | Nucleus Rotator & Dividing Hook | Wundhaken, Auge | Nucleus Rotator & Dividing Hook
a1 medical GmbH | المانيا | Germany | ME0000004671SFDAA00605 | Bechert-McPherson Tying Forceps | Zange, ophthalmologisch | Bechert-McPherson Tying Forceps, angled, 10.0mm, with 5.0mm tying platform, length 8.5cm
a1 medical GmbH | المانيا | Germany | ME0000004671SFDAA00609 | Gimbel Capsulorhexis Forceps | Zange, ophthalmologisch | Gimbel Capsulorhexis Forceps, angled, only 3.0mm opening, triangular shaped tips, length 8.5cm
a1 medical GmbH | المانيا | Germany | ME0000004671SFDAA00610 | Arruga Capsul Forceps | Zange, ophthalmologisch | Arruga Capsul Forceps, curved, length 9.8cm
a1 medical GmbH | المانيا | Germany | ME0000004671SFDAA00607 | MIC Jaffe Capsulorhexis Forceps | Zange, ophthalmologisch | MIC Jaffe Capsulorhexis Forceps, olive shaped blunt tips, 14.0mm, angled, very delicate shanks, length 8.5cm
a1 medical GmbH | المانيا | Germany | ME0000004671SFDAA00623 | Troutman Fixation Forceps, angled, 1x2 teeth | Zange, ophthalmologisch | Troutman Fixation Forceps, angled, 1x2 teeth, 0.9mm, 45°angle, lenght 11.0cm
a1 medical GmbH | المانيا | Germany | ME0000004671SFDAA00594 | Iris Forceps Bonn model | Zange, ophthalmologisch | Iris Forceps (Bonn model), straight, fine serrated, length 7.5cm
a1 medical GmbH | المانيا | Germany | ME0000004671SFDAA00595 | Barsewisch Anterior Chamber Forceps | Zange, ophthalmologisch | Barsewisch Anterior Chamber Forceps, angled, with 1.5mm tying platform, length 7.5cm
a1 medical GmbH | المانيا | Germany | ME0000004671SFDAA00625 | Stern-Castroviejo Fixation Forceps | Zange, ophthalmologisch | Stern-Castroviejo Fixation Forceps, with 6.0mm tying platf, 1x2 teeth, 0.5mm, 45° angle, with lock, length 11.0cm
a1 medical GmbH | المانيا | Germany | ME0000004671SFDAA00568 | Capsulotomy Scissors | Schere, Auge | Capsulotomy Scissors, slightly angled, 11.0mm blades, length 8.0cm
a1 medical GmbH | المانيا | Germany | ME0000004671SFDAA00603 | Colibri Corneal Fixation Forceps, with tying platform | Zange, ophthalmologisch | Colibri Corneal Fixation Forceps, with tying platform, 1x1 Pierse teeth, 0.1mm, length 8.5cm
KARL STORZ SE & Co. KG | المانيا | Germany | ME0000003576SFDAA00775 | Battery Charger | Battery Charger | Battery Charger Li-Ion, for 094124
a1 medical GmbH | المانيا | Germany | ME0000004671SFDAA00591 | Gills Iris Forceps | Zange, ophthalmologisch | Gills Iris Forceps, curved, 1x2 teeth, 0.40mm, 90° angle, length 7.5cm
a1 medical GmbH | المانيا | Germany | ME0000004671SFDAA00606 | Sheets McPherson IOL Forceps | Zange, ophthalmologisch | Sheets McPherson IOL Forceps, angled, 10.0mm, with serrated tips, length 8.5cm
a1 medical GmbH | المانيا | Germany | ME0000004671SFDAA00619 | Snider-Castroviejo Sutures Fcps, w/ 6mm tying platf | Zange, ophthalmologisch | Snider-Castroviejo Sutures Fcps, w/ 6mm tying platf, 1x2 teeth, 0.12mm, 45° ang, with lock, length 11.0cm
a1 medical GmbH | المانيا | Germany | ME0000004671SFDAA00612 | Knorz Femto-Lasik-Flap Forceps curved | Zange, ophthalmologisch | Knorz Femto-Lasik-Flap Forceps curved, 3,25 mm t-bar, textured, length 10,2 cm, G-33429
KARL STORZ SE & Co. KG | المانيا | Germany | ME0000003576SFDAA00768 | Obturator | Obturator | Obturator for 24511AA Obturator, blunt Obturator, Sharp Obturator, blunt
KARL STORZ SE & Co. KG | المانيا | Germany | ME0000003576SFDAA00777 | Tray | Tray | Metal Tray, 275 x 175 x 37 mm
Lawton GmbH & Co. KG | المانيا | Germany | ME0000012221SFDAA00016 | Retractors | Holding Products | See Attached (Products List)
KARL STORZ SE & Co. KG | المانيا | Germany | ME0000003576SFDAA00780 | Handle | Handle for 26180 A and 26190 A | Handle for 26180 A and 26190 A
a1 medical GmbH | المانيا | Germany | ME0000004671SFDAA00622 | McPherson Corneal Forceps | Zange, ophthalmologisch | McPherson Corneal Forceps, with 5.0mm tying platform, 1x2 teeth, 0.4mm, 90° angle, length 11.0cm
Lawton GmbH & Co. KG | المانيا | Germany | ME0000012221SFDAA00014 | Laminectomy Instruments | Stripping products | See Attache (Item List )
KARL STORZ SE & Co. KG | المانيا | Germany | ME0000003576SFDAA00739 | Navigation Probe | Optical Navigation Probe | Optical Navigation Probe, with 3 fixed glass-spheres, width 295 mm, depth 15 mm, height 30 mm, autoclavable, for use with NAV1® OPTICAL and NAV1® PICO
a1 medical GmbH | المانيا | Germany | ME0000004671SFDAA00620 | Castroviejo Suturing Forceps, 1x2 teeth | Zange, ophthalmologisch | Castroviejo Suturing Forceps, 1x2 teeth, 0.3mm, 45° angle, length 11.0cm
Waldemar Link GmbH & Co. KG | المانيا | Germany | ME0000009859SFDAA00018 | Basic Instrument Set CombiCup | Basic Instrument Set CombiCup | Surgical Instruments
a1 medical GmbH | المانيا | Germany | ME0000004671SFDAA00617 | Jaffe Capsulorhexis Forceps angled extra thin long shanks | Zange, ophthalmologisch | Jaffe Capsulorhexis Forceps angled extra thin long shanks, ultra fine blunt tips, length 11.0cm
KARL STORZ SE & Co. KG | المانيا | Germany | ME0000003576SFDAA00773 | Adaptor tube-handhold | Adaptor tube-handhold | Adaptor tube-handhold
KARL STORZ SE & Co. KG | المانيا | Germany | ME0000003576SFDAA00771 | Leaflet Valve | Leaflet Valve | Leaflet Valve, for single use, 20x
KARL STORZ SE & Co. KG | المانيا | Germany | ME0000003576SFDAA00778 | Knife Insert | Knife Insert | Knife Insert for 26190 A
KARL STORZ SE & Co. KG | المانيا | Germany | ME0000003576SFDAA00772 | Wire Snare Loop | Wire Snare Loop | Wire Snare Loop, stainless steel, 100x
a1 medical GmbH | المانيا | Germany | ME0000004671SFDAA00599 | Corneal Fixation Forceps | Zange, ophthalmologisch | Corneal Fixation Forceps, straight, with tying platform, 1x1 Pierse teeth, 0.1mm, length 8.5cm
a1 medical GmbH | المانيا | Germany | ME0000004671SFDAA00586 | Tip for VR-0310 | Zange, ophthalmologisch | Tip for VR-0310, tip only
KARL STORZ SE & Co. KG | المانيا | Germany | ME0000003576SFDAA00781 | Mouth Gag | Mouth Gag | MOLT mouth gag, big version, 14 cm
KARL STORZ SE & Co. KG | المانيا | Germany | ME0000003576SFDAA00776 | Wire Crimper | Wire Crimper | Image 1 S 4U Rubina Camera Head (4K ICG Camera Head)
KARL STORZ SE & Co. KG | المانيا | Germany | ME0000003576SFDAA00769 | Cold Light Fountain | Cold Light Fountain | Cold Light Fountain Power LED 175 SCB
a1 medical GmbH | المانيا | Germany | ME0000004671SFDAA00584 | ILM Forceps, 2.0mm tip length | Zange, ophthalmologisch | ILM Forceps, 2.0mm tip lenght, the jaw surf. maxim. the gripping ability during ILM peeling, complete instrument, 23G
a1 medical GmbH | المانيا | Germany | ME0000004671SFDAA00602 | Removing Forceps | Zange, ophthalmologisch | Removing Forceps, with pointed tips length 8.5cm
a1 medical GmbH | المانيا | Germany | ME0000004671SFDAA00598 | Corneal Tying Forceps | Zange, ophthalmologisch | Corneal Tying Forceps, straight, with extra fine tying platform, length 8.5cm
a1 medical GmbH | المانيا | Germany | ME0000004671SFDAA00624 | Colibri Forceps | Zange, ophthalmologisch | Castroviejo-Colibri Forceps, with 6.0mm tying platform, 1x2 teeth, 0.12mm, 45° angle, length 11.0cm
a1 medical GmbH | المانيا | Germany | ME0000004671SFDAA00614 | Thorpe Conjunctiva Fixation Forceps | Zange, ophthalmologisch | Thorpe Conjunctiva Fixation Forceps, straight, with tying platform, 2x3 teeth 0.12mm, 90° angle, length 9.5cm
a1 medical GmbH | المانيا | Germany | ME0000004671SFDAA00648 | Lehner Capsulorhexis Forceps | Zange, ophthalmologisch | Lehner Capsulorhexis Forceps, curved, triangular shaped tips, length 10.5cm
a1 medical GmbH | المانيا | Germany | ME0000004671SFDAA00626 | Corneal Kansas Colibri Forceps | Zange, ophthalmologisch | Corneal Kansas Colibri Forceps, with 7.0mm tying platform, 2x2 teeth, 0.12mm, 45° angle, length 11.0cm
a1 medical GmbH | المانيا | Germany | ME0000004671SFDAA00615 | Buratto Insertion Forceps for rigid IOLs slightly curved | Zange, ophthalmologisch | Buratto Insertion Forceps for rigid IOLs slightly curved, serrated disc shaped tips, 9.5cm
a1 medical GmbH | المانيا | Germany | ME0000004671SFDAA00608 | Lehner Capsulorhexis Forceps | Zange, ophthalmologisch | Lehner Capsulorhexis Forceps, angled, triangular shaped tips, length 8.5cm
a1 medical GmbH | المانيا | Germany | ME0000004671SFDAA00611 | McPherson Corneal Forceps | Zange, ophthalmologisch | McPherson Corneal Forceps, straight, with 5.0mm tying platform, 1x2 teeth, 0.12mm, 90° angle, length 8.5cm
a1 medical GmbH | المانيا | Germany | ME0000004671SFDAA00677 | Dastoor Superior Rectus Forceps | Zange, ophthalmologisch | Dastoor Superior Rectus Forceps, 1x2 teeth, 9.0cm
a1 medical GmbH | المانيا | Germany | ME0000004671SFDAA00680 | Bonn Forceps, straight, 1x2 teeth | Zange, ophthalmologisch | Bonn Forceps, straight, 1x2 teeth, 0.12mm, 90° angle, with tying platform, length 10.0cm
a1 medical GmbH | المانيا | Germany | ME0000004671SFDAA00647 | Buratto Lens Folding Forceps | Zange, ophthalmologisch | Buratto Lens Folding Forceps, convex jaws, length 10.5cm
a1 medical GmbH | المانيا | Germany | ME0000004671SFDAA00649 | Jaffe Capsulorhexis Forceps | Zange, ophthalmologisch | Jaffe Capsulorhexis Forceps, angled, blunt, olive shaped tips, length 10.5cm
a1 medical GmbH | المانيا | Germany | ME0000004671SFDAA00653 | Kurstin Flap Stretching Forceps | Zange, ophthalmologisch | Kurstin Flap Stretching Forceps, length 10.5cm
a1 medical GmbH | المانيا | Germany | ME0000004671SFDAA00638 | Livernois St Lens Forceps | Zange, ophthalmologisch | Livernois St Lens Forceps, straight, with 0.5mm cone-shaped jaws, flat inside surface & rounded edges, length 10.5cm
a1 medical GmbH | المانيا | Germany | ME0000004671SFDAA00659 | McPherson Corneal Forceps, angled, 1x2 teeth | Zange, ophthalmologisch | McPherson Corneal Forceps, angled, 1x2 teeth, 0.4mm, 90°angle, with tying platform, length 10.5cm
a1 medical GmbH | المانيا | Germany | ME0000004671SFDAA00650 | Nevyas Capsulorhexis Forceps | Zange, ophthalmologisch | Nevyas Capsulorhexis Forceps, angled, cystotome shaped tips, length 10.5cm
a1 medical GmbH | المانيا | Germany | ME0000004671SFDAA00640 | Gaskin Fragment Forceps | Zange, ophthalmologisch | Gaskin Fragment Forceps, angled, 9.0mm, with very delicate smooth jaws, length 10.5cm
a1 medical GmbH | المانيا | Germany | ME0000004671SFDAA00637 | McPherson Suture Forceps | Zange, ophthalmologisch | McPherson Suture Forceps, straight, with 5.0mm tying platform, length 10.5cm
a1 medical GmbH | المانيا | Germany | ME0000004671SFDAA00627 | Bores Corneal Fixation Forceps | Zange, ophthalmologisch | Bores Corneal Fixation Forceps, curved, U-shaped, 3.0mm spread, 1x2 teeth, 0.12mm, lenght 10.5cm
a1 medical GmbH | المانيا | Germany | ME0000004671SFDAA00658 | McPherson Corneal Forceps | Zange, ophthalmologisch | McPherson Corneal Forceps, straight, w/ 5.0mm tying platf, 1x2 teeth, 0.4mm, 90° angle, length 10.5cm
a1 medical GmbH | المانيا | Germany | ME0000004671SFDAA00671 | Suture Forceps Kelman-McPherson | Zange, ophthalmologisch | Suture Forceps Kelman-McPherson, length 10.0cm
a1 medical GmbH | المانيا | Germany | ME0000004671SFDAA00664 | Barraquer Cilia Forceps | Zange, ophthalmologisch | Barraquer Cilia Forceps, slightly angled with 6.0mm tying platform, length 11.0cm
a1 medical GmbH | المانيا | Germany | ME0000004671SFDAA00667 | Harms Tying Forceps (Tuebingen model) | Zange, ophthalmologisch | Harms Tying Forceps (Tuebingen model), straight, with 6.0mm tying platform, length 10.0cm
a1 medical GmbH | المانيا | Germany | ME0000004671SFDAA00672 | Yoshitomi-Neuhann Lens Holding Forceps | Zange, ophthalmologisch | Yoshitomi-Neuhann Lens Holding Forceps, length 9.5cm
TONTARRA MEDIZINTECHNIK GMBH | المانيا | Germany | ME0000006190SFDAA00041 | STOMACH BALOON GRASPER | INTRAGASTRIC BALLOON GRASPER | STOMACH BALOON GRASPER, . TEFLON TUBE Ø 2.6MM; WITH HANDLE 180 CM, 2 POINTED HOOKS 160° CURVED
Carl Zeiss Meditec AG | المانيا | Germany | ME0000003967SFDAA00001 | SL 800 | Slit Lamp | Slit Lamp
FEG Textiltechnik Forschungs-und Entwicklungsgesellschaft mbH | المانيا | Germany | ME0000006189SFDAA00017 | DynaMesh Surgical Instruments, Reusable | Surgical Instruments | Standard Surgical Instrument
a1 medical GmbH | المانيا | Germany | ME0000004671SFDAA00632 | Removal Cannula Forceps for 23G | Zange, ophthalmologisch | Removal Cannula Forceps for 23G, length 11.0cm
a1 medical GmbH | المانيا | Germany | ME0000004671SFDAA00631 | Pierce Corneal Forceps, straight | Zange, ophthalmologisch | Pierce Corneal Forceps, straight, 1x1 teeth, 0.10mm, length 10.5cm
a1 medical GmbH | المانيا | Germany | ME0000004671SFDAA00636 | Colibri Forceps, with tying platform | Zange, ophthalmologisch | Colibri Forceps, with tying platform, 1x2 teeth, 0.12mm, 90° angle, length 11.0cm
a1 medical GmbH | المانيا | Germany | ME0000004671SFDAA00646 | Spaleck Acrylic IOL Implantation Forceps | Zange, ophthalmologisch | Spaleck Acrylic IOL Implantation Forceps angled, 15.0mm, length 10.5cm
a1 medical GmbH | المانيا | Germany | ME0000004671SFDAA00662 | Endothelial / Descemetorhexis Forceps, extra-delicate | Zange, ophthalmologisch | Endothelial / Descemetorhexis Forceps, extra-delicate, reversed triangular tips angled 75°, length 10.5cm
a1 medical GmbH | المانيا | Germany | ME0000004671SFDAA00663 | MIC GIANNETTI Capsulorhexis Forceps, curved | Zange, ophthalmologisch | MIC GIANNETTI Capsulorhexis Forceps, curved, for 2.0mm incision, controlled opening, length 10.5cm
a1 medical GmbH | المانيا | Germany | ME0000004671SFDAA00674 | Bonn Iris Forceps, 1x2 teeth | Zange, ophthalmologisch | Bonn Iris Forceps, 1x2 teeth, 0.12mm, 90° angle, length 10.0cm
a1 medical GmbH | المانيا | Germany | ME0000004671SFDAA00657 | Kansas Phacosation Fragment Forceps | Zange, ophthalmologisch | Kansas Phacosation Fragment Forceps, angled, with 9.5mm jaws & multiple teeth, length 10.5cm
a1 medical GmbH | المانيا | Germany | ME0000004671SFDAA00661 | Arita Meibomian Gland Compressor | Zange, ophthalmologisch | Arita Meibomian Gland Compressor, length 10.5cm
a1 medical GmbH | المانيا | Germany | ME0000004671SFDAA00656 | Mendez Lasik Forceps | Zange, ophthalmologisch | Mendez Lasik Forceps, spatulated jaws, smooth grasping tips with vaulted surface, length 10.5cm
a1 medical GmbH | المانيا | Germany | ME0000004671SFDAA00635 | Hoffer-McPherson Suturing Forceps | Zange, ophthalmologisch | Hoffer-McPherson Suturing Forceps, angl with 11.0mm tying platform, 1x2 teeth, 0.12mm, 90° angle, length 11.0cm
a1 medical GmbH | المانيا | Germany | ME0000004671SFDAA00630 | Sinskey Tying Forceps | Zange, ophthalmologisch | Sinskey Tying Forceps, very delicate smooth jaws, for 8-0 to 11-0 sutures
a1 medical GmbH | المانيا | Germany | ME0000004671SFDAA00643 | Livernois Lens Forceps, angled | Zange, ophthalmologisch | Livernois Lens Forceps, angled, 5.0mm cone-shaped jaws with flat inside surfaces & rounded edges, length 10.5cm
a1 medical GmbH | المانيا | Germany | ME0000004671SFDAA00644 | Steinert Direct Action Forceps | Zange, ophthalmologisch | Steinert Direct Action Forceps, angled, with 7.0mm long cone-shaped jaws, length 10.5cm
a1 medical GmbH | المانيا | Germany | ME0000004671SFDAA00642 | Faulkner Lens Holding Forceps, angled | Zange, ophthalmologisch | Faulkner Lens Holding Forceps, angled, 11.0mm cone shaped jaws, with rounded surfaces & edges, length 10.5cm
a1 medical GmbH | المانيا | Germany | ME0000004671SFDAA00634 | Stern-Castroviejo Fixation Forceps, with 6.0mm tying platform | Zange, ophthalmologisch | Stern-Castroviejo Fixation Forceps, with 6.0mm tying platform, 1x2 teeth, 0.5mm, 45° angle, with lock, length 11.0cm
a1 medical GmbH | المانيا | Germany | ME0000004671SFDAA00629 | Kremer Corneal Fixation Forceps | Zange, ophthalmologisch | Kremer Corneal Fixation Forceps, curved, U-shaped, 13.0mm spread, 1x2 teeth, 0.12mm, with lock, length 10.5cm
a1 medical GmbH | المانيا | Germany | ME0000004671SFDAA00645 | Haberle-McPherson Lens Holding Forceps | Zange, ophthalmologisch | Haberle-McPherson Lens Holding Forceps, angled, 7.5mm, smooth jaws, diagonal groove inside tips, length 10.5cm
RUDOLF MEDICAL GmbH + Co. KG | المانيا | Germany | ME0000011012SFDAA00008 | RUDOLF Medical Needle Holder | Needle holder | A hand-held manual surgical instrument designed to grasp a suture needle when pushing/pulling the needle and attached suture through tissue during suturing. It is typically made of metal and has short serrated jaws at the distal end to provide better grip of the needle. It is available in a wide variety of sizes and designs, such as: 1) a self-retaining, scissors-like design with ring handles at the proximal end; 2) a tweezers-like design with bowed, hinged handles that are operated by squeezing them together; and 3) a heavy-duty pincer-like design. Some types may utilize inserts made of hard materials (e.g., carbide) and include scissor blades. This is a reusable device.
RUDOLF MEDICAL GmbH + Co. KG | المانيا | Germany | ME0000011012SFDAA00006 | RUDOLF Light Source | Light Source | RUDOLF Light Sources are mains electricity (AC-powered), typically bench-top designed devices to produce light of high intensity (using LED) that is channelled to the endoscope via a light cable to illuminate the site of observation/intervention while minimizing tissue heating.
a1 medical GmbH | المانيا | Germany | ME0000004671SFDAA00616 | Castroviejo Tying Forceps, straight | Zange, ophthalmologisch | Castroviejo Tying Forceps, straight, with 5.0mm tying platform, length 11.0cm
a1 medical GmbH | المانيا | Germany | ME0000004671SFDAA00681 | Troutman Tying Forceps, straight, 1x2 teeth | Zange, ophthalmologisch | Troutman Tying Forceps, straight, 1x2 teeth, 0.15mm, 90° angle, with tying platform, length 10.0cm
a1 medical GmbH | المانيا | Germany | ME0000004671SFDAA00676 | Faulkner Lens Holding Forceps, angled | Zange, ophthalmologisch | Faulkner Lens Holding Forceps, angled, 11.0mm cone shaped jaws, with rounded surfaces & edges, length 10.5cm
a1 medical GmbH | المانيا | Germany | ME0000004671SFDAA00679 | Troutman Suturing Forceps | Zange, ophthalmologisch | Troutman Suturing Forceps, straight, with tying platform, 1x2 teeth, 0.12mm, 90° angle, length 10.0cm
a1 medical GmbH | المانيا | Germany | ME0000004671SFDAA00660 | MIC Corydon Capsulorhexis Fcps, cystot shaped tips, | Zange, ophthalmologisch | MIC Corydon Capsulorhexis Fcps, cystot shaped tips, extr thin shanks, for 2.2mm incision, contr opening, length 10.5cm
a1 medical GmbH | المانيا | Germany | ME0000004671SFDAA00639 | McPherson Suturing Forceps | Zange, ophthalmologisch | McPherson Suturing Forceps, angled, with 5.0mm tying platform, length 10.5cm
a1 medical GmbH | المانيا | Germany | ME0000004671SFDAA00641 | Bechert Forceps, angled | Zange, ophthalmologisch | Bechert Forceps, angled, 10.0mm, length 10.5cm
a1 medical GmbH | المانيا | Germany | ME0000004671SFDAA00628 | Nordan/Aerosmith Corneal Fixation Fcps | Zange, ophthalmologisch | Nordan/Aerosmith Corneal Fixation Fcps, curved, U-shaped, 8.0mm spread, 1x2 teeth, 0.12mm, with lock, length 10.5cm
a1 medical GmbH | المانيا | Germany | ME0000004671SFDAA00633 | Snider-Castroviejo Suture Forceps, straight, 1x2 teeth | Zange, ophthalmologisch | Snider-Castroviejo Suture Forceps, straight, 1x2 teeth, 0.12mm, 45° angle, with tying platform, length 11.0cm
a1 medical GmbH | المانيا | Germany | ME0000004671SFDAA00651 | LASIK Flap Forceps | Zange, ophthalmologisch | LASIK Flap Forceps, curved, disc shaped & serrated jaws, length 10.5cm
a1 medical GmbH | المانيا | Germany | ME0000004671SFDAA00655 | Rosenwasser DSEK Inserting Forceps | Zange, ophthalmologisch | Rosenwasser DSEK Inserting Forceps
KARL STORZ SE & Co. KG | المانيا | Germany | ME0000003576SFDAA00770 | Osteotome | Osteotome | WALTER Osteotome, flat, double-edged grinding, width 9 mm, length 19 cm
a1 medical GmbH | المانيا | Germany | ME0000004671SFDAA00685 | Akahoshi Phaco Pre-Chopper, 4.5mm | Zange, ophthalmologisch | Akahoshi Phaco Pre-Chopper, 4.5mm, delicate jaws & sharp tips, length 10.0cm
a1 medical GmbH | المانيا | Germany | ME0000004671SFDAA00668 | Micro Tying Forceps (Type M-2), straight | Zange, ophthalmologisch | Micro Tying Forceps (Type M-2), straight, with 6.0mm tying platform, length 8.5cm, for 8-0 to 11-0 sutures
a1 medical GmbH | المانيا | Germany | ME0000004671SFDAA00690 | Gaskin Fragment Forceps, angled | Zange, ophthalmologisch | Gaskin Fragment Forceps, angled, 11.0mm, ultra thin smooth jaws
a1 medical GmbH | المانيا | Germany | ME0000004671SFDAA00666 | Faulkner Lens Holding Forceps | Zange, ophthalmologisch | Faulkner Lens Holding Forceps, angled, 11.0mm cone shaped jaws, length 10.5cm
a1 medical GmbH | المانيا | Germany | ME0000004671SFDAA00665 | Jaffe Forceps | Zange, ophthalmologisch | Jaffe Forceps, straight, delicate jaw, with 6.0mm tying platform, length 11.0cm
a1 medical GmbH | المانيا | Germany | ME0000004671SFDAA00686 | Ernest-McDonald II IOL Inserting Forceps | Zange, ophthalmologisch | Ernest-McDonald II IOL Inserting Forceps, 5.0mm, straight jaws, length 10.0cm
a1 medical GmbH | المانيا | Germany | ME0000004671SFDAA00697 | Castroviejo Suture Forceps, straight | Zange, ophthalmologisch | Castroviejo Suture Forceps, straight, with tying platform, 1x2 teeth, 0.12mm, 45° angle
a1 medical GmbH | المانيا | Germany | ME0000004671SFDAA00695 | MIC Lehner Capsulorhexis Fcps | Zange, ophthalmologisch | MIC Lehner Capsulorhexis Fcps, ang,12mm, for 2.2mm incis., triang. tips, delicate shaft, contr. Open., Ø 8.0mm, L: 11.0cm
a1 medical GmbH | المانيا | Germany | ME0000004671SFDAA00692 | Jaffe Capsulorhexis Forceps, angled | Zange, ophthalmologisch | Jaffe Capsulorhexis Forceps, angled, 12.0mm, blunt shaped tips
a1 medical GmbH | المانيا | Germany | ME0000004671SFDAA00687 | Livernois Pickup & Folding Forceps, angled | Zange, ophthalmologisch | Livernois Pickup & Folding Forceps, angled, L-shaped jaws with concave inside surfaces, length 10.5cm
a1 medical GmbH | المانيا | Germany | ME0000004671SFDAA00688 | Tennant Tying Forceps | Zange, ophthalmologisch | Tennant Tying Forceps, straight, with 6.0mm platform, for 9.0-11.0 sutures
a1 medical GmbH | المانيا | Germany | ME0000004671SFDAA00694 | CORYDON Capsulorhexis Forceps, angled | Zange, ophthalmologisch | CORYDON Capsulorhexis Forceps, angled, 12.0mm, curved, cystotome shaped tips
a1 medical GmbH | المانيا | Germany | ME0000004671SFDAA00696 | GIANNETTI MIC Capsulorhexis Forceps, curved | Zange, ophthalmologisch | GIANNETTI MIC Capsulorhexis Forceps, curved, for 2.0mm incision, controlled opening, Ø 8.0mm,length 11.0cm
a1 medical GmbH | المانيا | Germany | ME0000004671SFDAA00683 | Ernest-Calf Nucleus Cracking Forceps, (cross-action) | Zange, ophthalmologisch | Ernest-Calf Nucleus Cracking Forceps, (cross-action), extremely thin paddle, length 10.0cm
a1 medical GmbH | المانيا | Germany | ME0000004671SFDAA00682 | Calf III IOL Forceps | Zange, ophthalmologisch | Calf III IOL Forceps, folder for foldable IOL‘s, length 10.0cm
a1 medical GmbH | المانيا | Germany | ME0000004671SFDAA00693 | Corydon Forceps, angled | Zange, ophthalmologisch | Corydon Forceps, angled, extra thin shanks, ultra fine cystotome tips, length 11.5cm, in titanium
a1 medical GmbH | المانيا | Germany | ME0000004671SFDAA00670 | McGregor Conjunctiva Fixation Forceps | Zange, ophthalmologisch | McGregor Conjunctiva Fixation Forceps, with 5.0mm tying platform, cross-serrated tips, length 10.0cm
a1 medical GmbH | المانيا | Germany | ME0000004671SFDAA00585 | Tip for VR-0310 | Zange, ophthalmologisch | Tip for VR-0310, tip only
a1 medical GmbH | المانيا | Germany | ME0000004671SFDAA00673 | Iris Forceps Bonn model, straight | Zange, ophthalmologisch | Iris Forceps Bonn model, straight, with 6.0mm tying platform, 1x2 teeth, 0.12mm, 90° angle, length 10.0cm
a1 medical GmbH | المانيا | Germany | ME0000004671SFDAA00652 | Gerten Descemet Forceps, curved | Zange, ophthalmologisch | Gerten Descemet Forceps, curved, disc shaped & smooth jaws, length 10.5cm
HEINE Optotechnik GmbH & Co. KG | المانيا | Germany | ME0000004869SFDAA00140 | F.O. 4 NT | F.O. 4 NT Laryngoscope Handle | F.O. 4 NT Laryngoscope Handle
a1 medical GmbH | المانيا | Germany | ME0000004671SFDAA00669 | McPherson Suture Forceps | Zange, ophthalmologisch | McPherson Suture Forceps straight, with 5.0mm tying platform, length 10.0cm
a1 medical GmbH | المانيا | Germany | ME0000004671SFDAA00684 | Kraff Nucleus Fracture Forceps | Zange, ophthalmologisch | Kraff Nucleus Fracture Forceps, extremely thin paddle, criss-cross serr outer surface, length 10.0cm
a1 medical GmbH | المانيا | Germany | ME0000004671SFDAA00691 | Faulkner Lens Holding Forceps | Zange, ophthalmologisch | Faulkner Lens Holding Forceps, 11.0mm angled
a1 medical GmbH | المانيا | Germany | ME0000004671SFDAA00675 | Castroviejo Suturing Forceps | Zange, ophthalmologisch | Castroviejo Suturing Forceps, straight, with 6.0mm tying platform, 1x2 teeth, 0.12mm, 45° angle, length 10.0cm
a1 medical GmbH | المانيا | Germany | ME0000004671SFDAA00689 | Kelman-McPherson Tying Forceps, angled | Zange, ophthalmologisch | Kelman-McPherson Tying Forceps, angled, with 8.0mm platform, for 9.0-11.0 sutures
a1 medical GmbH | المانيا | Germany | ME0000004671SFDAA00678 | Troutman Tying Forceps | Zange, ophthalmologisch | Troutman Tying Forceps, straight, with extra fine 6.0mm tying platform, for 8-0 to 11-0 sutures, length 10.0cm
SURGIWELL GmbH | المانيا | Germany | ME0000004380SFDAA00002 | Grasping Instruments | Grasping Instruments | Forceps
DIXION Vertrieb medizinischer Geräte GmbH | المانيا | Germany | ME0000009009SFDAA00002 | Operating Light | Light | ceiling Serial LED Luminescence Operating Shadowless Lamps
Schmitz u. Sohne GmbH & Co. KG | المانيا | Germany | ME0000001208SFDAA00011 | Body restraint strap | Diamond Operating Table | Accessories for Diamond Operating Table.
Gebrueder Martin GmbH & Co. KG | المانيا | Germany | ME0000001065SFDAA01731 | Scissor, faden | Surgical Instrument | Scissors are used for the cutting or preparing of tissue, organs, bones and vessels, as well as for the cutting of suture materials and medical auxiliary materials.
Gebrueder Martin GmbH & Co. KG | المانيا | Germany | ME0000001065SFDAA01735 | Sphincteroscope, Kelly | Surgical Instrument | The instruments may only be used for their intended purpose in the specified medical fields, with use being restricted to adequately trained and qualified personnel.
Gebrueder Martin GmbH & Co. KG | المانيا | Germany | ME0000001065SFDAA01732 | Retractor, Cope-Walter | Surgical Instrument | The instruments may only be used for their intended purpose in the specified medical fields, with use being restricted to adequately trained and qualified personnel.
Gebrueder Martin GmbH & Co. KG | المانيا | Germany | ME0000001065SFDAA01740 | Uterine Probe | Surgical Instrument | The instruments may only be used for their intended purpose in the specified medical fields, with use being restricted to adequately trained and qualified personnel.
Gebrueder Martin GmbH & Co. KG | المانيا | Germany | ME0000001065SFDAA01730 | Scissor, fine | Surgical Instrument | Scissors are used for the cutting or preparing of tissue, organs, bones and vessels, as well as for the cutting of suture materials and medical auxiliary materials.
Gebrueder Martin GmbH & Co. KG | المانيا | Germany | ME0000001065SFDAA01748 | Template | Medical Product | The instruments may only be used for their intended purpose in the specified medical fields, with use being restricted to adequately trained and qualified personnel.
Gebrueder Martin GmbH & Co. KG | المانيا | Germany | ME0000001065SFDAA01744 | Rasparatory, Obwegeser | Medical Product | The instruments may only be used for their intended purpose in the specified medical fields, with use being restricted to adequately trained and qualified personnel.
Gebrueder Martin GmbH & Co. KG | المانيا | Germany | ME0000001065SFDAA01747 | BSSO Transoral Retractor Acc. Arnett | Medical Product | The instruments may only be used for their intended purpose in the specified medical fields, with use being restricted to adequately trained and qualified personnel.
Gebrueder Martin GmbH & Co. KG | المانيا | Germany | ME0000001065SFDAA01743 | Template | Medical Product | The instruments may only be used for their intended purpose in the specified medical fields, with use being restricted to adequately trained and qualified personnel.
Schmitz u. Sohne GmbH & Co. KG | المانيا | Germany | ME0000001208SFDAA00010 | Arm rest | Arm support for operating table | Arm support for operating table
Gebrueder Martin GmbH & Co. KG | المانيا | Germany | ME0000001065SFDAA01734 | Spatula, Martin, Malleab | Surgical Instrument | The instruments may only be used for their intended purpose in the specified medical fields, with use being restricted to adequately trained and qualified personnel.
KARL STORZ SE & Co. KG | المانيا | Germany | ME0000003576SFDAA00785 | Trocar | Trocar | Trocar, with pyramidal tip, size 3.5 mm, length 5 cm, color code: green Trocar with pyramidal tip, size 6 mm, length 10 cm, color-code: black
a1 medical GmbH | المانيا | Germany | ME0000004671SFDAA00699 | Kelman-McPherson Forceps, angled | Zange, ophthalmologisch | Kelman-McPherson Suturing Forceps, angled, 8.0mm, 1x2 teeth, 0.12mm, 90° angle, with tying platform
a1 medical GmbH | المانيا | Germany | ME0000004671SFDAA00705 | Gaskin Fragment Forceps | Zange, ophthalmologisch | Gaskin Fragment Forceps, angled, 11.0mm, with ultra thin smooth jaws
a1 medical GmbH | المانيا | Germany | ME0000004671SFDAA00703 | Kelman-McPherson Suturing Forceps, straight | Zange, ophthalmologisch | Kelman-McPherson Suturing Forceps, straight, with 8.0mm tying platform, 1x2 teeth, 0.12mm, 90° angle, length 11.0cm
a1 medical GmbH | المانيا | Germany | ME0000004671SFDAA00711 | Tennant Tying Forceps | Zange, ophthalmologisch | Tennant Tying Forceps, curved, with 6.0mm tying platform, for 9-0 to 1-0 sutures, length 10.0cm
a1 medical GmbH | المانيا | Germany | ME0000004671SFDAA00725 | Salvitti Akahoshi Combo Pre-Chopper | Zange, ophthalmologisch | Salvitti Akahoshi Combo Pre-Chopper, length 12.5cm
a1 medical GmbH | المانيا | Germany | ME0000004671SFDAA00700 | Troutman Colibri Suturing Forceps | Zange, ophthalmologisch | Troutman Colibri Suturing Forceps, 1x2 teeth, 0.12mm, 45° angle, with tying platform
a1 medical GmbH | المانيا | Germany | ME0000004671SFDAA00701 | McPherson Tying Forceps, straight | Zange, ophthalmologisch | McPherson Tying Forceps, straight, 5.0mm, for 9.0-11.0 sutures, with tying platform
a1 medical GmbH | المانيا | Germany | ME0000004671SFDAA00707 | MIC GIANNETTI Capsulorhexis Fcps | Zange, ophthalmologisch | MIC GIANNETTI Capsulorhexis Fcps, cvd, for 2.0mm incision, controlled opening, Ø 6.0mm, length 11.0cm
a1 medical GmbH | المانيا | Germany | ME0000004671SFDAA00702 | Shepard Tying Forceps | Zange, ophthalmologisch | Shepard Tying Forceps, straight, 8.0mm, for 9.0-11.0 sutures, with tying platform
a1 medical GmbH | المانيا | Germany | ME0000004671SFDAA00706 | MIC Corydon Capsulorh Fcps | Zange, ophthalmologisch | MIC Corydon Capsulorh Fcps, cvd, 12mm very delic shanks, cystot shaped tips, f 2.0mm incis, contr open, Ø6mm, L: 11.0cm
Aesculap AG | المانيا | Germany | ME0000003970SFDAA00179 | WIRE EXTRACT.PLIERS TAPERED POINT | WIRE EXTRACT.PLIERS TAPERED POINT | Surgical Extraction pliers
Aesculap AG | المانيا | Germany | ME0000003970SFDAA00170 | MALLET | MALLET | surgical MALLET
Aesculap AG | المانيا | Germany | ME0000003970SFDAA00180 | WIRE EXTRACTION PLIERS | WIRE EXTRACTION PLIERS | SURGICAL WIRE EXTRACTION PLIERS
Aesculap AG | المانيا | Germany | ME0000003970SFDAA00165 | CHISEL W/HANDLE | CHISEL W/HANDLE | SURGICAL CHISEL W/HANDLE
Aesculap AG | المانيا | Germany | ME0000003970SFDAA00174 | SLOTTED MALLET | SLOTTED MALLET | surgical mallet
Carl Zeiss Meditec AG | المانيا | Germany | ME0000003967SFDAA00003 | SL Imaging Solution | Imaging Accessory | SL Imaging Solution is an accessory for ZEISS slit lamps, which allows the user to capture images and record videos for documentation purposes.
a1 medical GmbH | المانيا | Germany | ME0000004671SFDAA00708 | Corydon Mics Capsulorhexis Forceps, angled | Zange, ophthalmologisch | Corydon Mics Capsulorhexis Forceps, angled, with pin guide, for 2.0mm incision, length 11.0cm, 8mm handle
a1 medical GmbH | المانيا | Germany | ME0000004671SFDAA00714 | Corneoscleral Forceps, straight | Zange, ophthalmologisch | Corneoscleral Forceps, straight, with tying platform, 1x2 teeth, 0.12mm, 45° angle, length 10.0cm
a1 medical GmbH | المانيا | Germany | ME0000004671SFDAA00722 | McPherson Tying Forceps | Zange, ophthalmologisch | McPherson Tying Forceps, straight, smooth jaws, with 5.0mm tying platform
a1 medical GmbH | المانيا | Germany | ME0000004671SFDAA00723 | Kehlmann Tying Forceps, angled | Zange, ophthalmologisch | Kehlmann Tying Forceps, angled, amooth jaws, long handle, with 7.5mm tying platform
a1 medical GmbH | المانيا | Germany | ME0000004671SFDAA00730 | Lordan Chalazion Forceps | Zange, ophthalmologisch | Lordan Chalazion Forceps, length 9.5cm
Gebrueder Martin GmbH & Co. KG | المانيا | Germany | ME0000001065SFDAA01733 | Spreader, Jansen, Blunt | Surgical Instrument | The instruments may only be used for their intended purpose in the specified medical fields, with use being restricted to adequately trained and qualified personnel.
Gebrueder Martin GmbH & Co. KG | المانيا | Germany | ME0000001065SFDAA01729 | Rongeur, Caspar | Surgical Instrument | The instruments may only be used for their intended purpose in the specified medical fields, with use being restricted to adequately trained and qualified personnel.
Gebrueder Martin GmbH & Co. KG | المانيا | Germany | ME0000001065SFDAA01745 | L1 Midface orbital retractor | Medical Product | The instruments may only be used for their intended purpose in the specified medical fields, with use being restricted to adequately trained and qualified personnel.
Gebrueder Martin GmbH & Co. KG | المانيا | Germany | ME0000001065SFDAA01739 | Uterine Dilator, Hegar | Surgical Instrument | The instruments may only be used for their intended purpose in the specified medical fields, with use being restricted to adequately trained and qualified personnel.
Gebrueder Martin GmbH & Co. KG | المانيا | Germany | ME0000001065SFDAA01738 | Vaginal Speculum | Surgical Instrument | The instruments may only be used for their intended purpose in the specified medical fields, with use being restricted to adequately trained and qualified personnel.
Gebrueder Martin GmbH & Co. KG | المانيا | Germany | ME0000001065SFDAA01741 | Tuning Fork, Hartmann | Surgical Instrument | The instruments may only be used for their intended purpose in the specified medical fields, with use being restricted to adequately trained and qualified personnel.
Gebrueder Martin GmbH & Co. KG | المانيا | Germany | ME0000001065SFDAA01728 | Retractor, Scoville | Surgical Instrument | The instruments may only be used for their intended purpose in the specified medical fields, with use being restricted to adequately trained and qualified personnel.
Gebrueder Martin GmbH & Co. KG | المانيا | Germany | ME0000001065SFDAA01746 | Mouth Mirror Handle, Round | Medical Product | The instruments may only be used for their intended purpose in the specified medical fields, with use being restricted to adequately trained and qualified personnel.
Gebrueder Martin GmbH & Co. KG | المانيا | Germany | ME0000001065SFDAA01742 | Al-Rib spreader, Cooley | Surgical Instrument | The instruments may only be used for their intended purpose in the specified medical fields, with use being restricted to adequately trained and qualified personnel.
Schmitz u. Sohne GmbH & Co. KG | المانيا | Germany | ME0000001208SFDAA00012 | Universal Leg Plate | Diamond Operating Table | Accessories for Diamond Operating Table.
Schmitz u. Sohne GmbH & Co. KG | المانيا | Germany | ME0000001208SFDAA00012 | Universal Leg Plate | Diamond Operating Table | Accessories for Diamond Operating Table.
Gebrueder Martin GmbH & Co. KG | المانيا | Germany | ME0000001065SFDAA01749 | Septum Elevator, Freer, Double, 21cm | Surgical Instrument | Chisels, osteotomes, raspatories and elevatories are used for preparation work on bone and/or bone-like materials.
a1 medical GmbH | المانيا | Germany | ME0000004671SFDAA00724 | Dardenne Nucleus Forceps | Zange, ophthalmologisch | Dardenne Nucleus Forceps, length 10.5cm
a1 medical GmbH | المانيا | Germany | ME0000004671SFDAA00718 | Colibri Forceps | Zange, ophthalmologisch | Colibri Forceps, curved, with tying platform, 1x2 teeth, 0.12mm, 45° angle, length 10.0cm
a1 medical GmbH | المانيا | Germany | ME0000004671SFDAA00709 | Tennant Tying Forceps, straight | Zange, ophthalmologisch | Tennant Tying Forceps, straight, with 6.0mm tying platform, for 9-0 to 1-0 sutures, length 10.0cm
a1 medical GmbH | المانيا | Germany | ME0000004671SFDAA00748 | Blaydes Implantation Forceps | Zange, ophthalmologisch | Blaydes Implantation Forceps, without lock, very delicate narrow jaws, angled 45°, length 11.0cm
a1 medical GmbH | المانيا | Germany | ME0000004671SFDAA00742 | Ayer Chalazion Forceps, round | Zange, ophthalmologisch | Ayer Chalazion Forceps, round, Ø 8.0mm length 9.2cm
a1 medical GmbH | المانيا | Germany | ME0000004671SFDAA00737 | Scleral Plug Forceps | Zange, ophthalmologisch | Scleral Plug Forceps, length 10.3cm
a1 medical GmbH | المانيا | Germany | ME0000004671SFDAA00747 | Baird Chalazion Forceps | Zange, ophthalmologisch | Baird Chalazion Forceps, oval, 11.0 x 8.0mm, small, length 9.5cm
a1 medical GmbH | المانيا | Germany | ME0000004671SFDAA00761 | Clayman Lens Holding Forceps | Zange, ophthalmologisch | Clayman Lens Holding Forceps, without lock, length 11.0cm
a1 medical GmbH | المانيا | Germany | ME0000004671SFDAA00762 | Sinskey Lens Holding Forceps, without lock | Zange, ophthalmologisch | Sinskey Lens Holding Forceps, without lock, length 11.0cm
a1 medical GmbH | المانيا | Germany | ME0000004671SFDAA00733 | Jameson Muscle Forceps | Zange, ophthalmologisch | Jameson Muscle Forceps, right, with slide lock, 4 teeth & holes, length 10.0cm
a1 medical GmbH | المانيا | Germany | ME0000004671SFDAA00755 | MICS Kapsulorhexis Pinzette Double Cross Action | Zange, ophthalmologisch | MICS Kapsulorhexis Pinzette Double Cross Action, 100mm
a1 medical GmbH | المانيا | Germany | ME0000004671SFDAA00712 | Lehner Capsulorhexis Forceps, curved | Zange, ophthalmologisch | Lehner Capsulorhexis Forceps, curved, 12.0mm, triangular shaped tips, length 10.0cm
a1 medical GmbH | المانيا | Germany | ME0000004671SFDAA00713 | Tennant Suturing Forceps, straight | Zange, ophthalmologisch | Tennant Suturing Forceps, straight, with tying platform, 1x2 teeth, 0.12mm, 90° angle, length 10.0cm
a1 medical GmbH | المانيا | Germany | ME0000004671SFDAA00721 | O‘Gawa Tying Forceps | Zange, ophthalmologisch | O‘Gawa Tying Forceps straight, with 5.5mm tying platform, length 10.5cm
a1 medical GmbH | المانيا | Germany | ME0000004671SFDAA00727 | Bishop-Harmon Dressing Forceps | Zange, ophthalmologisch | Bishop-Harmon Dressing Forceps, criss-cross serrated, 0.5mm tips, length 8.5cm
a1 medical GmbH | المانيا | Germany | ME0000004671SFDAA00726 | Akahoshi Combo Pre-Chopper | Zange, ophthalmologisch | Akahoshi Combo Pre-Chopper, length 12.5cm
a1 medical GmbH | المانيا | Germany | ME0000004671SFDAA00734 | Blasovics Entropium Forceps | Zange, ophthalmologisch | Blasovics Entropium Forceps, left
a1 medical GmbH | المانيا | Germany | ME0000004671SFDAA00738 | Moorfield Conjunctiva Forceps, fine model | Zange, ophthalmologisch | Moorfield Conjunctiva Forceps, fine model, length 11.0cm
a1 medical GmbH | المانيا | Germany | ME0000004671SFDAA00743 | Lambert Chalazion Forceps | Zange, ophthalmologisch | Lambert Chalazion Forceps, round, tip width: 11.0mm, length 9.2cm
a1 medical GmbH | المانيا | Germany | ME0000004671SFDAA00749 | Clayman Lens Holding Forceps, without lock | Zange, ophthalmologisch | Clayman Lens Holding Forceps, without lock, length 11.0cm
a1 medical GmbH | المانيا | Germany | ME0000004671SFDAA00760 | Shepard Lens Holding Forceps | Zange, ophthalmologisch | Shepard Lens Holding Forceps, without lick, gently curved, length 11.0cm
a1 medical GmbH | المانيا | Germany | ME0000004671SFDAA00756 | IOL Insertion Forceps, with lock | Zange, ophthalmologisch | IOL Insertion Forceps, with lock, in titanium
a1 medical GmbH | المانيا | Germany | ME0000004671SFDAA00754 | Inamura Capsulorhexis cross-action Forceps | Zange, ophthalmologisch | Inamura Capsulorhexis cross-action Forceps, 13.0mm, curved, triang. shaped tips, length 10.5cm, in titanium
a1 medical GmbH | المانيا | Germany | ME0000004671SFDAA00728 | Wies Chalazion Forceps | Zange, ophthalmologisch | Wies Chalazion Forceps, length 9.5cm
a1 medical GmbH | المانيا | Germany | ME0000004671SFDAA00735 | Sattler forceps | Zange, ophthalmologisch | Sattler forceps, 3 Pins, left, length 10.0cm
a1 medical GmbH | المانيا | Germany | ME0000004671SFDAA00740 | Shaaf Cilia Foreign Body Forceps | Zange, ophthalmologisch | Shaaf Cilia Foreign Body Forceps, length 9.5cm
a1 medical GmbH | المانيا | Germany | ME0000004671SFDAA00739 | Förster Conjunctiva Forceps | Zange, ophthalmologisch | Förster Conjunctiva Forceps, straight, 1x2 teeth, length 8.5cm
a1 medical GmbH | المانيا | Germany | ME0000004671SFDAA00744 | Erhardt Chalazion Forceps | Zange, ophthalmologisch | Erhardt Chalazion Forceps, oval, Ø 20.0mm, length 9.2cm
a1 medical GmbH | المانيا | Germany | ME0000004671SFDAA00752 | Doden Lens Implantation Forceps | Zange, ophthalmologisch | Doden Lens Implantation Forceps
a1 medical GmbH | المانيا | Germany | ME0000004671SFDAA00751 | Shepard Lens Forceps | Zange, ophthalmologisch | Shepard Lens Forceps, without lock, length 11.0cm
a1 medical GmbH | المانيا | Germany | ME0000004671SFDAA00763 | Sinskey Tying Forceps, Needle Holder Type | Zange, ophthalmologisch | Sinskey Tying Forceps, Needle Holder Type, very delicate, 7.0mm smooth jaws, for 8.0 to 11.0 sutures, length 10.0cm
a1 medical GmbH | المانيا | Germany | ME0000004671SFDAA00757 | Inamura Capsulorhexis cross-action Forceps | Zange, ophthalmologisch | Inamura Capsulorhexis cross-action Forceps, 11.0mm, straight, olive shaped tips, length 12.0cm, in titanium
a1 medical GmbH | المانيا | Germany | ME0000004671SFDAA00750 | Kraff Lens Holding Forceps | Zange, ophthalmologisch | Kraff Lens Holding Forceps, grasp edge lens optic, length 11.0cm
a1 medical GmbH | المانيا | Germany | ME0000004671SFDAA00698 | Hoffer Suturing Forceps | Zange, ophthalmologisch | Hoffer Suturing Forceps, angled, 11.0mm, 1x2 teeth, 0.12mm, 90° angle, with tying platform
a1 medical GmbH | المانيا | Germany | ME0000004671SFDAA00704 | Tennant Tying Forceps | Zange, ophthalmologisch | Tennant Tying Forceps, straight, with 6.0mm tying platform, for 9.0-11.0 sutures
KARL STORZ SE & Co. KG | المانيا | Germany | ME0000003576SFDAA00786 | Outer Sheath | Outer Sheath | Outer Sheath
Aesculap AG | المانيا | Germany | ME0000003970SFDAA00169 | LUXATION LEVER F/DISLOCAT.THE FEM.HEAD | LUXATION LEVER F/DISLOCAT.THE FEM.HEAD | surgical lever
Aesculap AG | المانيا | Germany | ME0000003970SFDAA00176 | TAMPER | TAMPER | SURGICAL TAMPER
Aesculap AG | المانيا | Germany | ME0000003970SFDAA00172 | RASPATORY | RASPATORY | SURGICAL RASPATORY
Aesculap AG | المانيا | Germany | ME0000003970SFDAA00168 | GOUGE W/HANDLE | GOUGE W/HANDLE | SURGICAL GOUGE W/HANDLE
Aesculap AG | المانيا | Germany | ME0000003970SFDAA00173 | ROUND NOSE PLIERS | ROUND NOSE PLIERS | surgicla pliers
Aesculap AG | المانيا | Germany | ME0000003970SFDAA00177 | WAGNER GOUGE | WAGNER GOUGE | SURGICAL GOUGE
Maquet GmbH | المانيا | Germany | ME0000003539SFDAA00194 | Corded Hand Control | Corded Hand Control | handcontrol devie for OR table
Aesculap AG | المانيا | Germany | ME0000003970SFDAA00175 | SWAN-NECK CHISEL | SWAN-NECK CHISEL | SURGICAL CHISEL
Aesculap AG | المانيا | Germany | ME0000003970SFDAA00171 | OSTEOTOME W/HANDLE | OSTEOTOME W/HANDLE | SURGICAL OSTEOTOME WITH HANDLE
Aesculap AG | المانيا | Germany | ME0000003970SFDAA00166 | CURETTE | CURETTE | surgical curette
Aesculap AG | المانيا | Germany | ME0000003970SFDAA00167 | FEMORAL HEAD EXTRACTION DRILL | FEMORAL HEAD EXTRACTION DRILL | SURGICAL FEMORAL HEAD EXTRACTION DRILL
a1 medical GmbH | المانيا | Germany | ME0000004671SFDAA00768 | Anis Tying Forceps | Zange, ophthalmologisch | Anis Tying Forceps, straight, extra delicate, smooth jaws
a1 medical GmbH | المانيا | Germany | ME0000004671SFDAA00765 | Ergo Grip McPherson Forceps | Zange, ophthalmologisch | Ergo Grip Kelman-McPherson Forceps, angled, 7.5mm long smooth jaws (ideal for implanting IOL)
Akrus GmbH & Co. KG | المانيا | Germany | ME0000004785SFDAA00008 | patient chair ak 5003M | patient chair ak 5003M | special chair for mammography breast examination
a1 medical GmbH | المانيا | Germany | ME0000004671SFDAA00758 | Kratz Lens Holding Forceps | Zange, ophthalmologisch | Kratz Lens Holding Forceps, gently curved, without lock, length 11.0cm
a1 medical GmbH | المانيا | Germany | ME0000004671SFDAA00753 | Zaldivar Implantation Forceps | Zange, ophthalmologisch | Zaldivar Implantation Forceps, without lock, length 11.0cm
a1 medical GmbH | المانيا | Germany | ME0000004671SFDAA00746 | Cauer Chalazion Forceps | Zange, ophthalmologisch | Cauer Chalazion Forceps
a1 medical GmbH | المانيا | Germany | ME0000004671SFDAA00741 | Watzke Sleeve Spreader | Zange, ophthalmologisch | Watzke Sleeve Spreader, length 11.0cm
a1 medical GmbH | المانيا | Germany | ME0000004671SFDAA00736 | Ocular Landers Lens Forceps | Zange, ophthalmologisch | Ocular Landers Lens Forceps, length 10,3cm
a1 medical GmbH | المانيا | Germany | ME0000004671SFDAA00732 | Putterman Forceps, Lid Clamp | Zange, ophthalmologisch | Putterman Forceps, Lid Clamp, with 6 pins, serrated jaws, sliding lock length 10.0cm
a1 medical GmbH | المانيا | Germany | ME0000004671SFDAA00729 | Desmarres cross-action Forceps | Zange, ophthalmologisch | Desmarres cross-action Forceps, oval, 14.0mm x 11.0mm, length 9.5cm
a1 medical GmbH | المانيا | Germany | ME0000004671SFDAA00731 | Snellen Entropium Forceps | Zange, ophthalmologisch | Snellen Entropium Forceps, right, with small solid blades, 28.0mm, length 9.5cm
a1 medical GmbH | المانيا | Germany | ME0000004671SFDAA00764 | Ergo Grip Tennant Tying Forceps, straight | Zange, ophthalmologisch | Ergo Grip Tennant Tying Forceps, straight, with 6.0mm tying platform, for 9.0-11.0 sutures
Aesculap AG | المانيا | Germany | ME0000003970SFDAA00178 | WIRE CUTTER | WIRE CUTTER | SURGICAL WIRE CUTTER
Lawton GmbH & Co. KG | المانيا | Germany | ME0000012221SFDAA00020 | Scissor | Cutting Products | DC FOMON NASAL SCS SERR ANG 13,5CM-DC COTTLE NASAL SCS SERR ANG 16CM-DC HEYMANN NASAL-DC CAPLAN SEPTUM-HEYMANN NASAL SCS 17,5 CM-HEYMANN NASAL SCS SERR 18,5-DC-C POTTS-SMITH SCH 25D 19CM-DC-C DEBAKEY SCH 25D 19 CM-DC-C FOMON NASAL SCS 14 CM-DC-C COTTLE NASAL SCS 16 CM-DC-C KNIGHT NASAL SCS 17,5 CM-DC-C HEYMANN NASAL SCS 18,5CM-KILNER NASAL SCS 12CM STR SH-KILNER NASAL SCS 12CM CVD SH-DC BRUNS PLASTER SCS 24 CM-LISTER EXCETRIC SCISSOR CRD 160MM-SC LISTER EXCETRIC SCISSOR CRD 190MM-SC PLASTER SCISSOR ANG 190MM-DC-SC PLASTER SCISSOR ANG 19CM-DC-SC PLASTER SCISSOR ANG 18CM ERGO.
a1 medical GmbH | المانيا | Germany | ME0000004671SFDAA00769 | SMILE GRIP IOL Loading Forceps for the Monarch System | Zange, ophthalmologisch | SMILE GRIP IOL Loading Forceps for the Monarch System, 11.0cm
a1 medical GmbH | المانيا | Germany | ME0000004671SFDAA00766 | Ergo Grip Gaskin Fragment Forceps | Zange, ophthalmologisch | Ergo Grip Gaskin Fragment Forceps, angled, 9.0mm, smooth jaws
TONTARRA MEDIZINTECHNIK GMBH | المانيا | Germany | ME0000006190SFDAA00043 | Clamps | Clamps | Standard Surgical Instruments
a1 medical GmbH | المانيا | Germany | ME0000004671SFDAA00745 | Desmarres Chalazion Forceps | Zange, ophthalmologisch | Desmarres Chalazion Forceps, 20.0mm, length 9.2cm
a1 medical GmbH | المانيا | Germany | ME0000004671SFDAA00759 | Blaydes Implantations Forceps, without lock | Zange, ophthalmologisch | Blaydes Implantations Forceps, without lock, very delicate narrow jaws, angled 45°, length 11.0cm
a1 medical GmbH | المانيا | Germany | ME0000004671SFDAA00786 | McIntyre-Binkhorst Cannula | Saugspitze | McIntyre-Binkhorst Cannula, right, blunt tip, 26G
a1 medical GmbH | المانيا | Germany | ME0000004671SFDAA00789 | Knolle Anterior Chamber Irrigating Cannula | Saugspitze | Knolle Anterior Chamber Irrigating Cannula, angled, 2.0mm, front opening, 27G
a1 medical GmbH | المانيا | Germany | ME0000004671SFDAA00783 | Bangerter Lacrimal Probe Cannula | Saugspitze | Bangerter Lacrimal Probe Cannula, 40.0mm, 21G
a1 medical GmbH | المانيا | Germany | ME0000004671SFDAA00777 | Simcoe Nucleus Spatula Cannula | Saugspitze | Simcoe Nucleus Spatula Cannula, angled, 25G, 10.0mm, bend shaft, 17.0mm, top opening of spatula tip
a1 medical GmbH | المانيا | Germany | ME0000004671SFDAA00781 | Bailey Lacrimal Cannula, straight | Saugspitze | Bailey Lacrimal Cannula, straight, 23G, Working Length (shaft+tip) 14.0mm
a1 medical GmbH | المانيا | Germany | ME0000004671SFDAA00772 | Carlevaro Mainardi Aspirating Cannula, 20G | Saugspitze | Carlevaro Mainardi Aspirating Cannula, 20G, 2 frontal ports, 0.4mm Ø, L:38.0mm, for bubble removal of heavy silicon oil
a1 medical GmbH | المانيا | Germany | ME0000004671SFDAA00771 | Simcoe Cortex Extractor | Saugspitze | Simcoe Cortex Extractor, 0.3mm side port, 23G
a1 medical GmbH | المانيا | Germany | ME0000004671SFDAA00779 | Gills Aspirating Cannula | Saugspitze | Gills Aspirating Cannula, 5.0mm tip, 25G
a1 medical GmbH | المانيا | Germany | ME0000004671SFDAA00774 | Vidaurri LASIK Cannula | Saugspitze | Vidaurri LASIK Cannula, 8 irrigation ports 25G, vertical
a1 medical GmbH | المانيا | Germany | ME0000004671SFDAA00775 | Banaji Lasek Cannula, smooth, bullet shaped tip | Saugspitze | Banaji Lasek Cannula, smooth, bullet shaped tip, 6 ports, for multidirectional irrigation, 25G
a1 medical GmbH | المانيا | Germany | ME0000004671SFDAA00784 | Rycroft Air Injection Cannula, angled | Saugspitze | Rycroft Air Injection Cannula, angled, 5.0mm, 27G
a1 medical GmbH | المانيا | Germany | ME0000004671SFDAA00802 | Stevens Sub-Tenon Cannula | Saugspitze | Stevens Sub-Tenon Cannula, 21G, 0.8mm x 25.0mm tube, flattened tip, front port
a1 medical GmbH | المانيا | Germany | ME0000004671SFDAA00776 | Bracken Irrigation Cannula, smooth beveled tip | Saugspitze | Bracken Irrigation Cannula, smooth beveled tip, front opening, 19G
a1 medical GmbH | المانيا | Germany | ME0000004671SFDAA00799 | Cranz Eye Douche | Saugspitze | Cranz Eye Douche
a1 medical GmbH | المانيا | Germany | ME0000004671SFDAA00780 | Anel Lacrimal Cannula, straight, 23G | Saugspitze | Anel Lacrimal Cannula, straight, 23G
a1 medical GmbH | المانيا | Germany | ME0000004671SFDAA00794 | Kratz Capsule Polisher, 22G | Saugspitze | Kratz Capsule Polisher, 22G
a1 medical GmbH | المانيا | Germany | ME0000004671SFDAA00791 | Bonn Irrigatin Cannula, medium | Saugspitze | Bonn Irrigatin Cannula, medium
a1 medical GmbH | المانيا | Germany | ME0000004671SFDAA00790 | Gimbel Forward Irrigating Cannula, 27G | Saugspitze | Gimbel Forward Irrigating Cannula, 27G, gently curved tips, shaft 28.0mm
a1 medical GmbH | المانيا | Germany | ME0000004671SFDAA00806 | Lippmann Micro Cystotome, with silicone protection, | Saugspitze | Lippmann Micro Cystotome, with silicone protection, 22G
a1 medical GmbH | المانيا | Germany | ME0000004671SFDAA00810 | Viscocanalostomy Cannula, for DMEK, 25-30G, curved | Saugspitze | Viscocanalostomy Cannula, for DMEK, 25-30G, curved
a1 medical GmbH | المانيا | Germany | ME0000004671SFDAA00803 | Buratto LASIK Cannula, on front and two side ports | Saugspitze | Buratto LASIK Cannula, on front and two side ports, 25G
a1 medical GmbH | المانيا | Germany | ME0000004671SFDAA00798 | Irrigating Vectis Cannula | Saugspitze | Knolle-Pearce Irrigating Vectis Cannula, with three front opening ports, 23G Loop
a1 medical GmbH | المانيا | Germany | ME0000004671SFDAA00807 | Aspiration , Irrigation Handpiece only, (includes 2x sealing rings) | Saugspitze | Aspiration Handpiece only, (includes 2x sealing rings)
a1 medical GmbH | المانيا | Germany | ME0000004671SFDAA00795 | Rubman-Katzin Capsule Polisher, 22G | Saugspitze | Rubman-Katzin Capsule Polisher, 22G
a1 medical GmbH | المانيا | Germany | ME0000004671SFDAA00788 | Adaptor | Saugspitze | Adaptor
a1 medical GmbH | المانيا | Germany | ME0000004671SFDAA00782 | Anel Lacrimal Cannula, curved, 23G | Saugspitze | Anel Lacrimal Cannula, curved, 23G
a1 medical GmbH | المانيا | Germany | ME0000004671SFDAA00778 | Banaji Lasik Cannula, textured, bullet shaped tip | Saugspitze | Banaji Lasik Cannula, textured, bullet shaped tip, 6 ports for multi- directional irrigation, 25G
a1 medical GmbH | المانيا | Germany | ME0000004671SFDAA00773 | Brauweiler Aspirating Cannula, angled | Saugspitze | Brauweiler Aspirating Cannula, angled, 0.8mm, 21G, textured tip
a1 medical GmbH | المانيا | Germany | ME0000004671SFDAA00770 | Nucleus Rotator (push-pull) & Dividing Hook | Spatel, Auge | Nucleus Rotator (push-pull) & Dividing Hook
a1 medical GmbH | المانيا | Germany | ME0000004671SFDAA00767 | Ergo Grip Forceps | Zange, ophthalmologisch | Ergo Grip Bechert Forceps, angled 10.0mm
a1 medical GmbH | المانيا | Germany | ME0000004671SFDAA00811 | DALK Cannula 27G, flattended tip | Saugspitze | DALK Cannula 27G, flattended tip, 0.2mm posterior port
Akrus GmbH & Co. KG | المانيا | Germany | ME0000004785SFDAA00009 | patient chair AK 5010 MBS | patient chair AK 5010 MBS | mobile mammography chair
Gebrueder Martin GmbH & Co. KG | المانيا | Germany | ME0000001065SFDAA01752 | Footswitch, Singel | Electro-surgery Accessories | Foot switches connected to an electrosurgery unit are used for activation of up to two circuits and one program toggle function if the switch is equipped with the required elements.
Gebruder Martin GmbH & Co KG | المانيا | Germany | ME0000002645SFDAA00078 | Ear Knife | Ear Knife | Ear Knife
Roche Diabetes Care GmbH | المانيا | Germany | ME0000015127SFDAA00003 | Roche Diabetes Care Platform | Roche Diabetes Care Platform | Software
a1 medical GmbH | المانيا | Germany | ME0000004671SFDAA00797 | textured disc-shaped tip, with 0.5mm posterior facing port | Saugspitze | textured disc-shaped tip, with 0.5mm posterior facing port
a1 medical GmbH | المانيا | Germany | ME0000004671SFDAA00793 | Irrigating Cannula with olive, fine | Saugspitze | Irrigating Cannula with olive, fine
a1 medical GmbH | المانيا | Germany | ME0000004671SFDAA00809 | Vitreoretinal Cannula, 23G | Saugspitze | Vitreoretinal Cannula, 23G, 32.0mm x 0.7mm
a1 medical GmbH | المانيا | Germany | ME0000004671SFDAA00805 | Kelman Cannula, 30.0mm, straight tube | Saugspitze | Kelman Cannula, 30.0mm, straight tube, with sharp point & sharp cutting edge, 22G
a1 medical GmbH | المانيا | Germany | ME0000004671SFDAA00801 | Fukasaku Anaesthesia Cannula, gently curved | Saugspitze | Fukasaku Anaesthesia Cannula, gently curved, 24G
a1 medical GmbH | المانيا | Germany | ME0000004671SFDAA00830 | Masket Phaco Spatula | Spatel, Auge | Masket Phaco Spatula, a combination of the Rosen Phaco Splitter and a 12.0mm long round spatula with disc shaped tip
a1 medical GmbH | المانيا | Germany | ME0000004671SFDAA00826 | Clayman Nucleus Rotator | Spatel, Auge | Clayman Nucleus Rotator, 0.5mm wide, flat spatula, angled
a1 medical GmbH | المانيا | Germany | ME0000004671SFDAA00822 | Backflush Flute Cannula | Saugspitze | Backflush Flute Cannula, interchangeable 20.0G x 33.0mm long tube, blunt tip
a1 medical GmbH | المانيا | Germany | ME0000004671SFDAA00818 | Infusions Plug, 20G, 45° bevelled tip | Saugspitze | Infusions Plug, 20G, 45° bevelled tip, 2.5mm long tip
a1 medical GmbH | المانيا | Germany | ME0000004671SFDAA00814 | McIntyre Infusion Handle | Saugspitze | McIntyre Infusion Handle, autoclavable, plastic, male connectors, length 7.5cm
a1 medical GmbH | المانيا | Germany | ME0000004671SFDAA00828 | Neuhann Spatula and Nucleus Divider | Spatel, Auge | Neuhann Spatula and Nucleus Divider
a1 medical GmbH | المانيا | Germany | ME0000004671SFDAA00824 | Elschnig Spatula, 10.0mm | Spatel, Auge | Elschnig Spatula, 10.0mm
a1 medical GmbH | المانيا | Germany | ME0000004671SFDAA00820 | Flute tip cannula | Saugspitze | Flute tip cannula
a1 medical GmbH | المانيا | Germany | ME0000004671SFDAA00812 | Gerten Cannula | Saugspitze | Gerten Easy Liquid Bubble DMEK Cannula, 25G, 0.5mm Port above, angled, self-sealing
a1 medical GmbH | المانيا | Germany | ME0000004671SFDAA00787 | Silicone bulb & adaptor | Saugspitze | Silicone bulb & adaptor
a1 medical GmbH | المانيا | Germany | ME0000004671SFDAA00441 | CTS | Sterilgutcontainer | CTS Sterilization Case, complete, Dimensions: 277x181x50mm
a1 medical GmbH | المانيا | Germany | ME0000004671SFDAA00850 | PTFE Teflon Filters | Sterilgutcontainer | PTFE Teflon Filters, long-life (set of 2), for permanent use, for use w/ MIS-0430, MIS-0440, MIS-0450
a1 medical GmbH | المانيا | Germany | ME0000004671SFDAA00846 | Sterilisation Case KSI 1 | Sterilgutcontainer | Sterilisation Case KSI 1, stainl. steel, w/ lid & bottom perfor, 1 silicone mat, textile filter, outs. dim. 220x165x55mm
a1 medical GmbH | المانيا | Germany | ME0000004671SFDAA00841 | DSAEK Descemet Spatula | Spatel, Auge | DSAEK Descemet Spatula
a1 medical GmbH | المانيا | Germany | ME0000004671SFDAA00837 | Arruga Globe Retractor, cup shaped | Spatel, Auge | Arruga Globe Retractor, cup shaped, length 14.5cm
a1 medical GmbH | المانيا | Germany | ME0000004671SFDAA00833 | Kimura Spatula | Spatel, Auge | Kimura Spatula, platinum, 3.5mm wide
a1 medical GmbH | المانيا | Germany | ME0000004671SFDAA00829 | Castroviejo Spatula | Spatel, Auge | Castroviejo Spatula, double ended, 10.0mm & 15.0mm long
a1 medical GmbH | المانيا | Germany | ME0000004671SFDAA00825 | Obstbaum Synechiae Spatula | Spatel, Auge | Obstbaum Synechiae Spatula, 0.25mm wide blade, angled, 10.0mm
a1 medical GmbH | المانيا | Germany | ME0000004671SFDAA00821 | Silicone reservoir | Saugspitze | Silicone reservoir
a1 medical GmbH | المانيا | Germany | ME0000004671SFDAA00817 | Gess Irrigating-Aspirating Cannula | Saugspitze | Gess Irrigating-Aspirating Cannula, curved right, with end opening aspiratio port, 23G
a1 medical GmbH | المانيا | Germany | ME0000004671SFDAA00813 | Aspirating Handpiece | Saugspitze | Koch Aspirating Handpiece, 0.5mm, 21G, rough
a1 medical GmbH | المانيا | Germany | ME0000004671SFDAA00851 | Indicator lable | Sterilgutcontainer | Indicator lable, disposable (pack of 100)
a1 medical GmbH | المانيا | Germany | ME0000004671SFDAA00785 | Rainin Injection Cannula, angled, 7.0mm | Saugspitze | Rainin Injection Cannula, angled, 7.0mm, 27G
a1 medical GmbH | المانيا | Germany | ME0000004671SFDAA00847 | One use paper filter for MIS-0420 | Sterilgutcontainer | One use paper filter for MIS-0420, Package with 100 pieces
a1 medical GmbH | المانيا | Germany | ME0000004671SFDAA00834 | Bangerter Spatula | Spatel, Auge | Bangerter Iris Spatula, 1.0 x 0.25mm
a1 medical GmbH | المانيا | Germany | ME0000004671SFDAA00838 | Wells Enucleation Spoon | Spatel, Auge | Wells Enucleation Spoon
a1 medical GmbH | المانيا | Germany | ME0000004671SFDAA00843 | Lens Loop | Spatel, Auge | New Orleans Lens Loop
a1 medical GmbH | المانيا | Germany | ME0000004671SFDAA00832 | Culler Iris Spatula | Spatel, Auge | Culler Iris Spatula, 1.0mm wide
a1 medical GmbH | المانيا | Germany | ME0000004671SFDAA00719 | Jaffe Capsulorhexis Forceps | Zange, ophthalmologisch | Jaffe Capsulorhexis Forceps, angled, 12.0mm, blunt shaped tips, length 10.5cm
a1 medical GmbH | المانيا | Germany | ME0000004671SFDAA00849 | Textile Filter | Sterilgutcontainer | Textile Filters, reusable (set of 2), for frequent use, for use w/ MIS-0430, MIS-0440, MIS-0450
a1 medical GmbH | المانيا | Germany | ME0000004671SFDAA00845 | Sloane LASEK Flap Repositor, | Spatel, Auge | Sloane LASEK Flap Repositor,
a1 medical GmbH | المانيا | Germany | ME0000004671SFDAA00835 | Giessen Orbital Spatul | Spatel, Auge | Giessen Orbital Spatul
a1 medical GmbH | المانيا | Germany | ME0000004671SFDAA00840 | Paton Spatula & Spoon | Spatel, Auge | Paton Spatula & Spoon
a1 medical GmbH | المانيا | Germany | ME0000004671SFDAA00816 | Strauss-Simcoe Irrigating - Aspirating Cannula | Saugspitze | Strauss-Simcoe Irrigating - Aspirating Cannula, 23G, 0.3mm port, elongated and gently curved with 15° angled tip
Rebstock Instrument GmbH | المانيا | Germany | ME0000006302SFDAA00249 | bottom non-perforated | surgical instrument | Reusable surgical instrument
a1 medical GmbH | المانيا | Germany | ME0000004671SFDAA00808 | Stevens Cannula, gently curved, flat tip, 19G | Saugspitze | Stevens Cannula, gently curved, flat tip, 19G
a1 medical GmbH | المانيا | Germany | ME0000004671SFDAA00800 | Atkinson Retrobulbar Needle | Saugspitze | Atkinson Retrobulbar Needle, 23G & 35.0mm long
a1 medical GmbH | المانيا | Germany | ME0000004671SFDAA00796 | Capsule Polishing Cannula with bulbous tip, 18G | Saugspitze | Capsule Polishing Cannula with bulbous tip, 18G
a1 medical GmbH | المانيا | Germany | ME0000004671SFDAA00792 | Gills Welsh Olive Tip Cannula, 25G | Saugspitze | Gills Welsh Olive Tip Cannula, 25G
a1 medical GmbH | المانيا | Germany | ME0000004671SFDAA00804 | McIntyre Cystotome Cannula, 10.0mm, angled tube | Saugspitze | McIntyre Cystotome Cannula, 10.0mm, angled tube, 23G
Kimetec GmbH | المانيا | Germany | ME0000002838SFDAA00001 | Tourniquet | Tourniquet Strap | Tourniquet Strap
a1 medical GmbH | المانيا | Germany | ME0000004671SFDAA00486 | Gerten Cornea Zone Marker | Marker, okular | Gerten Cornea Zone Marker, 6.0mm, with Marking of the Cornea-Center
a1 medical GmbH | المانيا | Germany | ME0000004671SFDAA00831 | Castroviejo Spatula 15.0mm, angled | Spatel, Auge | Castroviejo Spatula 15.0mm, angled, flat handle
a1 medical GmbH | المانيا | Germany | ME0000004671SFDAA00827 | DALK Corneal Dissector | Spatel, Auge | DALK Corneal Dissector, 12.0mm long spatula, flat posterior surface, blunt, beveled tip
a1 medical GmbH | المانيا | Germany | ME0000004671SFDAA00823 | Luer-Lock Adaptor | Saugspitze | Luer-Lock Adaptor, female/male fittings
a1 medical GmbH | المانيا | Germany | ME0000004671SFDAA00815 | Gills Aspirating Cannula, 23G | Saugspitze | Gills Aspirating Cannula, 23G, with silicone tubing
a1 medical GmbH | المانيا | Germany | ME0000004671SFDAA00819 | Backflush Aspiration Handpiece | Saugspitze | Backflush Aspiration Handpiece for passive Aspiration complete
a1 medical GmbH | المانيا | Germany | ME0000004671SFDAA00836 | Orbital Spatula | Spatel, Auge | Hamburg Orbital Spatula, 18.0mm x 12.0mm
a1 medical GmbH | المانيا | Germany | ME0000004671SFDAA00839 | Culler Lens Spoon, silver sterling tip | Spatel, Auge | Culler Lens Spoon, silver sterling tip
a1 medical GmbH | المانيا | Germany | ME0000004671SFDAA00844 | Kansas Nucleus Loop, serrated, 3.0mm wide | Spatel, Auge | Kansas Nucleus Loop, serrated, 3.0mm wide
a1 medical GmbH | المانيا | Germany | ME0000004671SFDAA00848 | Paper Filters, with chemical indicator | Sterilgutcontainer | Paper Filters, with chemical indicator, disposable (pack of 100), for single use for use w/ MIS-0430, MIS-0440, MIS-0450
a1 medical GmbH | المانيا | Germany | ME0000004671SFDAA00852 | Plastic Safety Seals, disposable (pack of 100) | Sterilgutcontainer | Plastic Safety Seals, disposable (pack of 100)
a1 medical GmbH | المانيا | Germany | ME0000004671SFDAA00878 | Shaarawy Eye Speculum, with 4 buttons | Spreizfeder, Augenlid | Shaarawy Eye Speculum, with 4 buttons, for adults, 15.0mm blades, length 6.2cm
a1 medical GmbH | المانيا | Germany | ME0000004671SFDAA00875 | Bangerter Eye Speculum | Spreizfeder, Augenlid | Bangerter Eye Speculum for adults, length 5.2cm, 15.0mm solid blades, adjustable mechanism
a1 medical GmbH | المانيا | Germany | ME0000004671SFDAA00871 | Sterisafe® Security Seals | Sterilgutcontainer | Sterisafe® Security Seals for MIS-1400, MIS-1500 and MIS-1600, 100 Pcs.
a1 medical GmbH | المانيا | Germany | ME0000004671SFDAA00879 | Troutman Needleholder, delicate, strong curved jaws | Nadelhalter | Troutman Needleholder, delicate, strong curved jaws, without lock, length 12.0cm
a1 medical GmbH | المانيا | Germany | ME0000004671SFDAA00855 | Double-level steriliz. tray | Sterilgutcontainer | Double-level steriliz. tray, stainl. st. w/ silic. mats, stor. of up to 50 instr, outer dimensions: 325x265x42mm
a1 medical GmbH | المانيا | Germany | ME0000004671SFDAA00866 | Toolsafe® Tray, without lid, for MIS-1600 | Sterilgutcontainer | Toolsafe® Tray, without lid, for MIS-1600, Dimensions: 162x91x15mm
a1 medical GmbH | المانيا | Germany | ME0000004671SFDAA00862 | Toolsafe® Silicone Mat | Sterilgutcontainer | Toolsafe® Silicone Mat, transparent, Dimensions: 260x160mm, for MIS-1410 to MIS-1422
a1 medical GmbH | المانيا | Germany | ME0000004671SFDAA00870 | Sterisafe® Date Stamp | Sterilgutcontainer | Sterisafe® Date Stamp for MIS-1400, MIS-1500 and MIS-1600
a1 medical GmbH | المانيا | Germany | ME0000004671SFDAA00867 | Toolsafe® Silicone Stripe, blue | Sterilgutcontainer | Toolsafe® Silicone Stripe, blue, Length 73.0mm
a1 medical GmbH | المانيا | Germany | ME0000004671SFDAA00854 | instrument support element, for 10 Instruments | Sterilgutcontainer | Upper instrument support element, for 10 Instruments
a1 medical GmbH | المانيا | Germany | ME0000004671SFDAA00874 | Sterisafe® DURO Label Holder, universal | Sterilgutcontainer | Sterisafe® DURO Label Holder, universal, for labels >50mm, Attachable to the Lock Handle
a1 medical GmbH | المانيا | Germany | ME0000004671SFDAA00860 | Toolsafe® Tray, without lid | Sterilgutcontainer | Toolsafe® Tray, without lid, for MIS-1400 and MIS-1500, Dimensions: 260x163x15mm
a1 medical GmbH | المانيا | Germany | ME0000004671SFDAA00859 | Sterisafe® DURO Filter protection | Sterilgutcontainer | Sterisafe® DURO Filter protection for MIS-1400 and MIS-1500
a1 medical GmbH | المانيا | Germany | ME0000004671SFDAA00863 | Sterisafe® DURO | Sterilgutcontainer | Sterisafe® DURO A4+ Steril. Container Dimensions: 290x190x70mm, for Steam-, Gas- and Plasma-Processes
a1 medical GmbH | المانيا | Germany | ME0000004671SFDAA00856 | Stainless steel tray | Sterilgutcontainer | Stainless steel tray, with lid and silicone fixation strips, for MIS-1210/11/12, Dim.: 252x112x30mm
a1 medical GmbH | المانيا | Germany | ME0000004671SFDAA00872 | Sterisafe® Indicator Label | Sterilgutcontainer | Sterisafe® Indicator Label for the Steam Sterilization, 2000 Pcs.
a1 medical GmbH | المانيا | Germany | ME0000004671SFDAA00864 | Long-term filter made of PTFE/Teflon | Sterilgutcontainer | Long-term filter made of PTFE/Teflon for MIS-1600, 25x143mm, Unit = 2 pcs.
Akrus GmbH & Co. KG | المانيا | Germany | ME0000004785SFDAA00010 | AK 446 | Doctor Stool | The AK 445/446/447 doctor stools are designed to offer maximum ergonomic comfort for medical procedures performed in a seated position
a1 medical GmbH | المانيا | Germany | ME0000004671SFDAA00876 | Williams Eye Speculum with lock screw | Spreizfeder, Augenlid | Williams Eye Speculum with lock screw, 11.0mm blades
a1 medical GmbH | المانيا | Germany | ME0000004671SFDAA00868 | Toolsafe® Silicone Stop Knop, transparent | Sterilgutcontainer | Toolsafe® Silicone Stop Knop, transparent, for MIS-1700 to MIS-1702
a1 medical GmbH | المانيا | Germany | ME0000004671SFDAA00858 | Long-term filter | Sterilgutcontainer | Long-term filter made of PTFE/Teflon for MIS-1400 and MIS-1500, 25x255mm, Unit = 2 pcs.,
Lawton GmbH & Co. KG | المانيا | Germany | ME0000012221SFDAA00017 | Suction HANDLE | Accessories and Other Products | SUCTION HANDLE W LUER CONE11
a1 medical GmbH | المانيا | Germany | ME0000004671SFDAA00918 | Replacement tip for HS-0340TS | Mikromanipulator | Replacement tip for HS-0340TS, curved
a1 medical GmbH | المانيا | Germany | ME0000004671SFDAA00913 | CTS DMEK-Teflon-Central Plug, modyfied, for Anterior Chamber | Trephine, korneal | CTS DMEK-Teflon-Central Plug, modyfied, for Anterior Chamber
a1 medical GmbH | المانيا | Germany | ME0000004671SFDAA00915 | Barrett Eye Speculum adjustable | Spreizfeder, Augenlid | Barrett Eye Speculum adjustable, 14.5mm open blades, for XEN implant., used with ES-0725 Vera Hook
a1 medical GmbH | المانيا | Germany | ME0000004671SFDAA00919 | Sterisafe® DURO Replacement Lock Handle | Sterilgutcontainer | Sterisafe® DURO Replacement Lock Handle for MIS-1400, MIS-1500 and MIS-1600
a1 medical GmbH | المانيا | Germany | ME0000004671SFDAA00920 | Toolsafe® Silicone Fixaton Bar, blue | Sterilgutcontainer | Toolsafe® Silicone Fixaton Bar, blue, without spring action, Length 75.0mm, for Trays and Baskets
a1 medical GmbH | المانيا | Germany | ME0000004671SFDAA00909 | Sterisafe® DURO Filter | Sterilgutcontainer | Sterisafe® DURO Filter protection for MIS-1600
a1 medical GmbH | المانيا | Germany | ME0000004671SFDAA00910 | Toolsafe® Basket, with lid | Sterilgutcontainer | Toolsafe® Basket, with lid, for MIS-1400 and MIS-1500, Dimensions: 258x163x30mm
a1 medical GmbH | المانيا | Germany | ME0000004671SFDAA00911 | Sterisafe® DURO A4 | Sterilgutcontainer | Sterisafe® DURO A4 Steril. Container Dimensions: 290x190x60mm, for Steam-, Gas- and Plasma-Processes
a1 medical GmbH | المانيا | Germany | ME0000004671SFDAA00908 | Steriliz. tray with lid, stainl. steel | Sterilgutcontainer | Steriliz. tray with lid, stainl. steel, electrop., 270x175x30mm, 4 lower & 2 upper instr. sup., for use in autoclave
a1 medical GmbH | المانيا | Germany | ME0000004671SFDAA00914 | ICL Manipulator and Iris Repositor Hook | Mikromanipulator | ICL Manipulator and Iris Repositor Hook, blunt, flat, curved, 14.0mm
Lawton GmbH & Co. KG | المانيا | Germany | ME0000012221SFDAA00027 | SUCTION ADAPTER | Accessories and others | SUCTION ADAPTER+LUER
a1 medical GmbH | المانيا | Germany | ME0000004671SFDAA00922 | Replacement Silicone Tubing | Saugspitze | Replacement Silicone Tubing for Simcoe Irrigating - Aspirating Cannula L-1410 and L-1420
a1 medical GmbH | المانيا | Germany | ME0000004671SFDAA00912 | CTS Anterior Chamber, modyfied, only | Trephine, korneal | CTS Anterior Chamber, modyfied, only
Akrus GmbH & Co. KG | المانيا | Germany | ME0000004785SFDAA00020 | AK 5010 MBS | Patient Chair | Patient Chair AK 5010 MBS With accessory
Akrus GmbH & Co. KG | المانيا | Germany | ME0000004785SFDAA00021 | SC 5010 SEK | Mobile surgical chair | OP Stuhl SC 5010 SEK / Surgical Chair SC 5010 SEK With Accessory
Condor Medtec GmbH | المانيا | Germany | ME0000016377SFDAA00005 | Disposable Mounting Brackets | Disposable Mounting Brackets | Toothed belt set for single-use
Akrus GmbH & Co. KG | المانيا | Germany | ME0000004785SFDAA00022 | SC 5010 | Mobile surgical chair | OP Stuhl SC 5010 ES / Surgical chair SC 5010 ES With accessory
Condor Medtec GmbH | المانيا | Germany | ME0000016377SFDAA00009 | Re-usable Inlay | Re-usable Inlay | Multi-use pads
Lawton GmbH & Co. KG | المانيا | Germany | ME0000012221SFDAA00028 | Forceps. | Holding Products | APPLYING FCPS W/O CATCH 14,5-APPLYING FCPS W CATCH 14,5CM-JONES TOWEL FCPS8,5 CM-JONES TOWEL FCPS 6 CM-ENGL PATTERN TOWEL FCPS 8,5 CM-TOWEL FCPS STR 9 CM-SCHAEDEL TOWEL FCPS 9 CM-DOYEN TOWEL FCPS 18 CM-CLINIC JONES TOWEL FCPS 6 CM-CLINIC JONES TOWEL FCPS8,5 CM-CLINIC MICHEL CLIP FCPS 12CM-JACKSON LARYNG FCP CROSS ACT-WALTON BAYON FCPS19CM SMOOTH-DODEN IMPLANTATION FORCEPS TITAN-SHEPARD IMPANT-FCPS+C 115MM-TI DEBAKEY FCPS STR 24CM 1,5MM-TI DEBAKEY FCPS 1,5 MM 20CM.
a1 medical GmbH | المانيا | Germany | ME0000004671SFDAA00917 | Gerten DMEK Rhexis Forceps | Zange, ophthalmologisch | Gerten DMEK Rhexis Forceps, 23G, Titanium Handle with changeable Tip in a Storage- and Steriliz.-Box
Condor Medtec GmbH | المانيا | Germany | ME0000016377SFDAA00008 | Disposable inlay incl. mounting brackets | Disposable inlay incl. mounting brackets | Pad set for single-use
Florio GmbH | المانيا | Germany | ME0000017860SFDAA00002 | FLORIO | Florio Platform | Mobile Application software.
GEUDER AG | المانيا | Germany | ME0000003714SFDAA00714 | SCALPEL HANDLE | SCALPEL HANDLE | SCALPEL HANDLE
ELCON Medical Instruments GmbH. | المانيا | Germany | ME0000006228SFDAA00097 | Screw Driver | Screw Driver | Screwdrivers are used to secure screws in plates during orthopaedic surgical procedures that aim to repair a broken bone or to secure two bone fragments.
a1 medical GmbH | المانيا | Germany | ME0000004671SFDAA00907 | Foerster Spongholding Forceps, straight | Klemme, ophthalmologisch | Foerster Spongholding Forceps, straight, serrated, length 18.0cm
a1 medical GmbH | المانيا | Germany | ME0000004671SFDAA00921 | Chang Seibel Chopper with Chang Micro Finger and Seibel Vertical Chopper | Spatel, Auge | Chang Seibel Chopper with Chang Micro Finger and Seibel Vertical Chopper, for left hand
RUDOLF MEDICAL GmbH + Co. KG | المانيا | Germany | ME0000011012SFDAA00013 | RUDOLF Medical Laryngoscopes | Laryngoscope | RUDOLF Medical Laryngoscopes are intended to be used by anaesthesia/emergency service personnel to manipulate the tongue, preventing it from obstructing the oropharynx and enabling a clear view of the trachea for the insertion of an endotracheal (ET) tube prior to the delivery of inhalation anaesthesia and/or ventilation.
M.P.I. Pharmaceutica GmbH | المانيا | Germany | ME0000011426SFDAA00004 | masculan® Lubricant Gels | Lubricant Gels | is a water based, intimate lubricant. Suitable for use with latex condoms. Clear, odourless, non-greasy, paraben free and non-staining for an intensely sensual experience, is not a contraceptive and does not contain spermicidal ingredients. If irritation occurs consult a physician. Store in a cool, dry place away from direct sunlight. Keep out of the reach of children. Use within 3 months of opening | مادة تشحيم حميمة تعتمد على الماء. مناسبة للاستخدام مع الواقي الذكري اللاتكس. واضح ، عديم الرائحة ، غير دهني ، خالٍ من البارابين وغير ملطخ لتجربة حسية شديدة ، ليس مانعًا للحمل ولا يحتوي على مكونات مبيد للحيوانات المنوية. إذا حدث تهيج ، استشر الطبيب. يُحفظ في مكان بارد وجاف بعيداً عن ضوء الشمس المباشر. تبقي بعيدا عن متناول الأطفال. استخدم خلال 3 أشهر من الفتح
a1 medical GmbH | المانيا | Germany | ME0000004671SFDAA00906 | Rosen Phaco Splitter, blunt tips | Extraktionsgerät, Katarakt | Rosen Phaco Splitter, blunt tips, 10.0mm angled
MaiMed | المانيا | Germany | ME0000016663SFDAA00003 | MaiMed | Film | Adhesive plaster - unsterile, of transparent microperforated film with hypoallergenic polyacrylate adhesive, waterproof. For external fixation of catheters, tubing, drains and wound dressings. | الضماد اللاصق - غير معقم ، من طبقة شفافة دقيقة مثقبة مع لاصق بولي أكريلات مضاد للحساسية ، مقاوم للماء. للتثبيت الخارجي للقسطرة والأنابيب والنزف وتضميد الجروح.
a1 medical GmbH | المانيا | Germany | ME0000004671SFDAA00916 | Manipulator, Spatula 0.50mm x 0.25mm | Spatel, Auge | Manipulator, Spatula 0.50mm x 0.25mm, round, Ø 0.25mm, angled
MaiMed | المانيا | Germany | ME0000016667SFDAA00003 | MaiMed | Pore | Adhesive plaster - unsterile, made of nonwoven porous fabric with hypoallergenic polyacrylate adhesive, white, very breathable. For external fixation of catheters, tubing, drains and wound dressings. | ضماد لاصق - غير معقم ، مصنوع من قماش مسامي غير منسوج مع لاصق بولي أكريلات مضاد للحساسية ، أبيض ، قابل للتنفس للغاية. للتثبيت الخارجي للقسطرة والأنابيب والنزف وتضميد الجروح.
MaiMed | المانيا | Germany | ME0000016671SFDAA00003 | MaiMed | Plast | Zink oxide surgical adhesive tape, brown, lengthways and crossways breaking cash. For external fixation of catheters, tubing, drains and wound dressings. | شريط لاصق جراحي مع أكسيد والزنك البني ، يمكن قطعها بالطول او بالعرض. للتثبيت الخارجي للقسطرة والأنابيب والنزف وتضميد الجروح.
Lawton GmbH & Co. KG | المانيا | Germany | ME0000012221SFDAA00029 | Hook | Holding Product | HOOK FINE 18,5 CM-HOOK EXTRA FINE 18,5-MICRO HOOK CVD 1MM-LUCAE EAR HOOK FIG 1 14CM-LUCAE EAR HOOK FIG 2 14CM-LUCAE EAR HOOK FIG 3 14CM-WAGENER EAR HOOK FIG 1 14 CM-WAGENER EAR HOOK FIG 2 14 CM-WAGENER EAR HOOK FIG 3 14 CM-WAGENER EAR HOOK FIG 4 14 CM-WAGENER EAR HOOK FIG 5 14 CM-DAY EAR HOOK SMALL 16CM-DAY EAR HOOK LARGE 16CM-CRILE HOOK 14,5 CM BL-CRILE HOOK 200MM BL-DANDY HOOK STR 230MM-DANDY HOOK LE 230MM-CUSHING HOOK 190MMSMALL-CUSHING HOOK 190MMLARGE-CUSHING HOOK 280MM-CUSHING HOOK 280MMLARGE-KRAYENBUEHL HOOK 18,5-KRAYENB HOOK 18,5-KRAYENB HOOK 18,5CM-KRAYENB HOOK 18,5CM-ADSON HOOK SHARP 20,5CM-ADSON HOOK BLUNT 20,5CM-GRONINGEN HOOK 26 CM-GRONINGEN HOOK 26 CM-CASPAR EXPLOR HOOK 25CM-CASPAR EXPLORATION HOOK 25CM-CASPAR EXPLORATION HOOK 25CM-CASPAR EXPLORATION HOOK 25CM-FRAZIER HOOK 12,5 CM-TYRELL IRIS HOOK SHARP 12 CM-TYRELL IRIS HOOK BLUNT 12 CM-GILLIES SKIN HOOK SHARP 18-KILNER SKIN HOOK SHARP 13 CM-CONVERSE HOOK LG 19 CM-KILNER HOOK 15CM-CONVERSE HOOK SM 19 CM-JOSEPH HOOK SHARP 16CM-GRAHAM HOOK 17CM-O'CONNOR IRIS HOOK SHARP 12,5-NEWS HOOK SHARP 15.5CM-CUSHING HOOK SM 140MM-GUTHRIE FIX HOOK LARGE SHARP-GUTHRIE FIX HOOK SMALL SHARP-JOSEPH HOOK 2 MM 16 CM-JOSEPH HOOK 5 MM 16CM-JOSEPH HOOK 7 MM 16 CM-JOSEPH HOOK 10 MM 16 CM-COTTLE HOOK DOUBLE ENDED 20,5-SIMON FISTULA HOOK 1PR.22 CM-EMMET HOOK STYLE 1 22 CM-SACHS DURAL HOOK 21,5 CM-KLAPP TENDON HOOK 2PR 17,5-KLAPP TENDON HOOK 3PR 17,5-SCOVILLE HOOK BLADE 50 MM-SCOVILLE HOOK BLADE 75 MM-HOOK LARGE LASER 1T 24,5CM-MICRO HOOK BLUNT 23CM-BOSE TRACHEAL HOOK 16,5 CM L-BOSE TRACHEAL HOOK 16,5 CM R-STEM HOOK KNIFE 3MM-STEM EXPLORING HOOK 5MM-STEM EXPLORING HOOK 3MM-STEM EXPLORING HOOK SHARP-NAGER TONSIL HOOK 24 CM-HOOK, WITH PROBE END, BLUNT 24,5CM-HOOK, SHARP 24,5CM-HOOK, PROBE END, ANG 90° 24,5CM-HOOK BAY 21CM-MICRO HOOK BAY 21CM-HOOK BAY 24CM X-MICRO HOOK BAY 24CMX-HOOK BAY 24CM-RHOTON HOOK 45° 3MM-RHOTON HOOK 45°3MM 19CM-RHOTON HOOK SHARP 90° 2MM-RHOTON HOOK SHARP 90° 2MM-RHOTON HOOK BLUNT 90° 2MM-RHOTON HOOK BLUNT 90° 2MM 19CM-LANDOLT HOOK BAY 26CM-LANDOLT HOOK BAY 26CM-HOOK 90D LONG 20CM-HOOK 90D PROBE 20CM-KLEINERT HOOK 16.5CM #1-KLEINERT HOOK 16.5 #2-NAGAHARA NUCLEUS DIVIDING HOOK-TI MIYOSHI NUC DIV HOOK 12CM-LUND IRIS HOOK 10,5CM-DARDENN IRIS HOOK (PUSH – PULL)-GRAEFE STRABISMUS HOOK SMALL-GRAEFE STRABISMUS HOOK MEDIU-GRAEFE STRABISMUS HOOK LARGE-JAMESON STRABISMUS HOOK-GRAEFE STRABISMUS HOOK 12CM-BONN STRABISMUS HOOK R/CVD-BONN STRABISMUS HOOK 1MM-GROSS EAR HOOK AND CURETTE-ZAUFAL-JANSEN EAR HOOK 15 CM-SCHUKNECHT HOOK 0.3MM 45DEG UP-SCHUKNECHT HOOK 0.4MM 45DEG UP-SCHUKNECHT HOOK 0.6MM 45DEG UP-SCHUKNECHT HOOK 0.8MM 45DEG UP-SCHUKNECHT HOOK 1.0MM 45DEG UP-SCHUKNECHT HOOK 0.3MM 45D DOWN-SCHUKNECHT HOOK 0.4MM 45D DOWN-SCHUKNECHT HOOK 0.6MM 45D DOWN-SCHUKNECHT HOOK 0.8MM 45D DOWN-SCHUKNECHT HOOK 1.0MM 45D DOWN-SCHUKNECHT HOOK 0.3MM 45D RIGHT-SCHUKNECHT HOOK 0.4MM 45D RIGHT-SCHUKNECHT HOOK 0.6MM 45D RIGHT-SCHUKNECHT HOOK 0.8MM 45D RIGHT-SCHUKNECHT HOOK 1.0MM 45D RIGHT-SCHUKNECHT HOOK 0,3MM 45D LEFT-SCHUKNECHT HOOK 0.4MM 45D LEFT-SCHUKNECHT HOOK 0.6MM 45D LEFT-SCHUKNECHT HOOK 0.8MM 45D LEFT-SCHUKNECHT HOOK 1.0MM 45D LEFT-MICRO HOOK 90DEGREE ANG 1,0MM-FOOTPLATE HOOK CVD DOWN 1,0MM-SCHUKNECHT HOOK 0.3MM 90DEG UP-SCHUKNECHT HOOK 0.4MM 90DEG UP-SCHUKNECHT HOOK 0.6MM 90DEG UP-SCHUKNECHT HOOK 0.8MM 90DEG UP-SCHUKNECHT HOOK 0.3MM 90D DOWN-SCHUKNECHT HOOK 0.4MM 90D DOWN-SCHUKNECHT HOOK 0.6MM 90D DOWN-SCHUKNECHT HOOK 0.8MM 90D DOWN-SCHUKNECHT HOOK 0.3MM 90D RIGHT-SCHUKNECHT HOOK 0.4MM 90D RIGHT-SCHUKNECHT HOOK 0.6MM 90D RIGHT-SCHUKNECHT HOOK 0.8MM 90D RIGHT-SCHUKNECHT HOOK 1.0MM 90D RIGHT-SCHUKNECHT HOOK 0.3MM 90D LEFT-SCHUKNECHT HOOK 0.4MM 90D LEFT-SCHUKNECHT HOOK 0.6MM 90D LEFT-SCHUKNECHT HOOK 0.8MM 90D LEFT-SCHUKNECHT HOOK 1.0MM 90D LEFT-MC GEE FOOTPL HOOK 0.5MM CVD UP-MC GEE FOOTPL HOOK 1.0MM CVD UP-MC GEE FOOTPL HOOK 0.5MM CVD DWN-MC GEE FOOTPL HOOK 1.0MM CVD DWN-SHAMBAUGH HOOK 0.3MM 25DEGREE-SHAMBAUGH HOOK 0.6MM 25DEGREE-SHAMBAUGH HOOK 1 MM 25DEGREE-SHAMBAUGH HOOK 0.3MM 45DEGREE-SHAMBAUGH HOOK0.6MM 45DEGREE-SHAMBAUGH HOOK 1 MM 45DEGREE-SHAMBAUGH HOOK 0.3MM 90DEGREE-SHAMBAUGH HOOK 0.6MM 90DEGREE-SHAMBAUGH HOOK 1 MM 90DEGREE-MICRO HOOK CVD RETROGRADE 1.0-MICRO HOOK DOUBLE CVD 16CM-SHAMBAUGH HOOK 0.2MM 45DEG-SHAMBAUGH HOOK 0.4MM 45DEG-SHAMBAUGH HOOK 0.8MM 45DEG-SHAMBAUGH HOOK 1.2MM 45DEG-SHAMBAUGH HOOK 1.5MM 45DEG-SHAMBAUGH HOOK 2.0MM 45DEG-SHAMBAUGH HOOK 2.5MM 45DEG-SHAMBAUGH HOOK 0.2MM 90DEG-SHAMBAUGH HOOK 0.4MM 90DEG-SHAMBAUGH HOOK 0.8MM 90DEG-SHAMBAUGH HOOK 1.2MM 90DEG-SHAMBAUGH HOOK 1.5MM 90DEG-SHAMBAUGH HOOK 2.0MM 90DEG-SHAMBAUGH HOOK 2.5MM 90DEG-PLESTER ANTRUM HOOK 0.8MM ANG-PLESTER FOOTPL HOOK 0.4MM ANG-PLESTER ANTRUM HOOK ANG 45DEG-SHEA OBLIQUE HOOK 2.0MM ANG-ZOELLNER HOOK 1,0X90MM 90DEGR-ZOELLNER HOOK 1X90MM 90°UPW-ZOELLNER HOOK 0,5X90MM 45° DOWN-ZOELLNER HOOK 0,5 MM UP-COTTLE-JOSEPH HOOK 14,5 CM-COTTLE-JOSEPH HOOK 14,5 CM-NEIVERT HOOK DOUBLE ENDED-COTTLE ALAR NASAL HOOK 14CM-COTTLE ALAR NASAL HOOK 15.5-VASECT HOOK SHARP 12,5CM.
BSNmedical GmbH | المانيا | Germany | ME0000004439SFDAA00004 | Actimove Sling Comfort | Actimove Sling Comfort | Fracture management (e.g. clavicle, scapular, humeral, and greater tuberosity fractures) ; Joint dislocations (e.g. acromioclavicular & sternoclavicular dislocations, shoulder luxation); Minor instability of the shoulder | علاقة زراع رول قابل للقص مريح
HEINE Optotechnik GmbH & Co. KG | المانيا | Germany | ME0000004869SFDAA00160 | EL10 LED | EXAMINATION LIGHT | EL10 LED WITH WALLMOUNT
Chemische Fabrik Dr. Weigert GmbH & Co. KG | المانيا | Germany | ME0000018295SFDAA00003 | EndoPreZyme | EndoPreZyme | Detergent
HEINE Optotechnik GmbH & Co. KG | المانيا | Germany | ME0000004869SFDAA00157 | BETA-OPHTH.-SET C-144/4 | OPHTHALMOSCOPE | BETA-OPHTH.-SET C-144/4 NT
HEINE Optotechnik GmbH & Co. KG | المانيا | Germany | ME0000004869SFDAA00156 | OMEGA 500 SET UNPLUGGED | INDIRECT OPHTHALMOSCOPE | OMEGA 500-XHL SET UNPLUGGED
HEINE Optotechnik GmbH & Co. KG | المانيا | Germany | ME0000004869SFDAA00159 | BETA 200 F.O. OTOSCOPE | Otoscope | BETA 200 LED F.O. OTOSCOPE
HEINE Optotechnik GmbH & Co. KG | المانيا | Germany | ME0000004869SFDAA00158 | BETA 200 ST-RET.SET | RETINOSCOPE | BETA 200 ST-RET.SET/4 NT
Aesculap AG | المانيا | Germany | ME0000003970SFDAA00451 | ABDOMINAL BLD.RETRACTOR MALEAB | ABDOMINAL BLD.RETRACTOR MALEAB | Surgical blade retractor
Aesculap AG | المانيا | Germany | ME0000003970SFDAA00453 | APPLYING FORCEPSF/BIEMER | APPLYING FORCEPSF/BIEMER | SURGICAL FORCEPS
Aesculap AG | المانيا | Germany | ME0000003970SFDAA00454 | BARRAQUER NEEDLE HLDRW/CATCH | BARRAQUER NEEDLE HLDRW/CATCH | surgical needle holder
Aesculap AG | المانيا | Germany | ME0000003970SFDAA00452 | BIEMER-MUELLER APPROXIMATOR | BIEMER-MUELLER APPROXIMATOR | surgical Micro approximators
Aesculap AG | المانيا | Germany | ME0000003970SFDAA00455 | BRAUN VAGINAL SPECULUM | BRAUN VAGINAL SPECULUM | SURGICAL SPECULUM
Aesculap AG | المانيا | Germany | ME0000003970SFDAA00456 | BRAUN VAGINAL RETRACTOR | BRAUN VAGINAL RETRACTOR | SURGICAL RETRACTOR
Aesculap AG | المانيا | Germany | ME0000003970SFDAA00457 | BREISKY VAGINAL SPEC | BREISKY VAGINAL SPEC | surgical soecula
Aesculap AG | المانيا | Germany | ME0000003970SFDAA00458 | BLACK AMALGAM PLUGGER | BLACK AMALGAM PLUGGER | Plastic filling dental instruments
Aesculap AG | المانيا | Germany | ME0000003970SFDAA00459 | AMALGAM PLUGGER DBL | AMALGAM PLUGGER DBL | Plastic filling instrument
Aesculap AG | المانيا | Germany | ME0000003970SFDAA00460 | BARRY ELEVATOR | BARRY ELEVATOR | SURGICAL ELEVATOR
Aesculap AG | المانيا | Germany | ME0000003970SFDAA00461 | AUFRICHT RETRACTOR SPECULUM | AUFRICHT RETRACTOR SPECULUM | SURGICAL RETRACTOR
Aesculap AG | المانيا | Germany | ME0000003970SFDAA00462 | 1/2-SIZE LID W/RETENTION PLATE | 1/2-SIZE LID W/RETENTION PLATE | sterilization container Lid
Aesculap AG | المانيا | Germany | ME0000003970SFDAA00463 | APPLYING FCPS F/BIEMER | APPLYING FCPS F/BIEMER | surgical forceps
Aesculap AG | المانيا | Germany | ME0000003970SFDAA00464 | BAILEY RIB SPREADER/CONTRACTOR | BAILEY RIB SPREADER/CONTRACTOR | SURGICAL SPREADER
Aesculap AG | المانيا | Germany | ME0000003970SFDAA00465 | BIEMER VESSEL CLIP | BIEMER VESSEL CLIP | surgical clip
Aesculap AG | المانيا | Germany | ME0000003970SFDAA00466 | BRAIN SPATULA SUPPORT W/RND SHAFT-5.5MM | BRAIN SPATULA SUPPORT W/RND SHAFT-5.5MM | support for brain spatula
Aesculap AG | المانيا | Germany | ME0000003970SFDAA00467 | CURETTE COLUMBIA | CURETTE COLUMBIA | SURGICAL CURETTE
Aesculap AG | المانيا | Germany | ME0000003970SFDAA00468 | COUPLAND ELEVATOR | COUPLAND ELEVATOR | ELEVATOR
Aesculap AG | المانيا | Germany | ME0000003970SFDAA00469 | CHARRIERE AMPUTATION SAW | CHARRIERE AMPUTATION SAW | Surgical Amputation Saws
Aesculap AG | المانيا | Germany | ME0000003970SFDAA00470 | COOLEY HOOK | COOLEY HOOK | SURGICAL HOOK
Aesculap AG | المانيا | Germany | ME0000003970SFDAA00471 | COTTLE SEPTUM SPECULUM | COTTLE SEPTUM SPECULUM | SEPTUM SPECULUM
Aesculap AG | المانيا | Germany | ME0000003970SFDAA00472 | CRYER ELEVATOR | CRYER ELEVATOR | ELEVATOR FOR TOOTH EXTRACTION
Aesculap AG | المانيا | Germany | ME0000003970SFDAA00473 | CUSHING-KOCHER RETRACTOR | CUSHING-KOCHER RETRACTOR | SURGICAL RETRACTOR
Aesculap AG | المانيا | Germany | ME0000003970SFDAA00474 | DBAKEY AORTA ANRYSM CLMP | DBAKEY AORTA ANRYSM CLMP | SURGICAL CLAMP
Aesculap AG | المانيا | Germany | ME0000003970SFDAA00475 | ANATOMICA FEINER TOOTH FORCEP | ANATOMICA FEINER TOOTH FORCEP | dental forceps
Aesculap AG | المانيا | Germany | ME0000003970SFDAA00476 | AUVARD SPEC W/DETACH-WEIGHT | AUVARD SPEC W/DETACH-WEIGHT | secgical specula
Aesculap AG | المانيا | Germany | ME0000003970SFDAA00477 | BEIN ELEVATOR | BEIN ELEVATOR | SURGICAL ELEVATOR
Aesculap AG | المانيا | Germany | ME0000003970SFDAA00478 | CCR LONGITUDINAL RETRACTOR | CCR LONGITUDINAL RETRACTOR | SURGICAL RETRACTOR
Aesculap AG | المانيا | Germany | ME0000003970SFDAA00479 | BOEHLER BONE-CUTTING FORCEPS | BOEHLER BONE-CUTTING FORCEPS | Bone cutting surgical forceps
Aesculap AG | المانيا | Germany | ME0000003970SFDAA00480 | CASPAR RETRACTOR BLADE EJECTOR | CASPAR RETRACTOR BLADE EJECTOR | For changing blades with ball snap closure
Aesculap AG | المانيا | Germany | ME0000003970SFDAA00481 | DE'BAKEY VESSEL SCISSORS | DE'BAKEY VESSEL SCISSORS | VESSEL SCISSORS
Aesculap AG | المانيا | Germany | ME0000003970SFDAA00482 | BRUENINGS SEPTUM FCPS | BRUENINGS SEPTUM FCPS | surgical forceps
Aesculap AG | المانيا | Germany | ME0000003970SFDAA00484 | CUSCO VAGINAL SPECULUM | CUSCO VAGINAL SPECULUM | SPECULUM
Aesculap AG | المانيا | Germany | ME0000003970SFDAA00485 | COUPLING HEAD | COUPLING HEAD | COUPLING HEAD
Aesculap AG | المانيا | Germany | ME0000003970SFDAA00486 | DE'BAKEY STERNUM AND RIB SPREADER | DE'BAKEY STERNUM AND RIB SPREADER | SURGICAL SPREADER
Aesculap AG | المانيا | Germany | ME0000003970SFDAA00487 | COTTLE DOUBLE-ENDED RETRACTOR | COTTLE DOUBLE-ENDED RETRACTOR | SURGICAL RETRACTOR
Aesculap AG | المانيا | Germany | ME0000003970SFDAA00488 | CHEEK RETRACTOR MINNESOTA MODIFIED | CHEEK RETRACTOR MINNESOTA MODIFIED | surgical retractor
Aesculap AG | المانيا | Germany | ME0000003970SFDAA00489 | CRYER WHITE ELEVATOR | CRYER WHITE ELEVATOR | ELEVATOR FOR TOOTH EXTRACTION
Aesculap AG | المانيا | Germany | ME0000003970SFDAA00490 | COTTLE HOOK | COTTLE HOOK | SURGICAL HOOK
Aesculap AG | المانيا | Germany | ME0000003970SFDAA00491 | COLUMBIA CURETTE | COLUMBIA CURETTE | SURGICAL CURETTE
Aesculap AG | المانيا | Germany | ME0000003970SFDAA00492 | COOLEY PEDIATRIC CLMP | COOLEY PEDIATRIC CLMP | surgical clamp
HEINE Optotechnik GmbH & Co. KG | المانيا | Germany | ME0000004869SFDAA00161 | KIT C:ML4 HR | HEADLIGHT | HEINE ML4 LED HEADLIGHT WITH HR / HRP OPTICS ML4 LED HeadLight Kit -WITH mPack UNPLUGGED , S-GUARD , Wall mounted EN 50 UNPLUGGED charger
Aesculap AG | المانيا | Germany | ME0000003970SFDAA00493 | ERGOPLANT PRICHARD RASPATORY | ERGOPLANT PRICHARD RASPATORY | Dental RASPATORY
Aesculap AG | المانيا | Germany | ME0000003970SFDAA00494 | DUROGRIP NEEDLE HOLDER | DUROGRIP NEEDLE HOLDER | NEEDLE HOLDER
Berger Surgical Medical Products GmbH | المانيا | Germany | ME0000007977SFDAA00006 | BS berger surgicsl medical products GMBH | Wash Bowl | ALL reusable surgical instruments that Consist of only one piece Comprise simple movable parts And as the case may be are put together using various changeable single parts (e.g. a handle piece and diverse as-signments). (45-101-16,45-101-17,45-101-22,45-101-27,45-102-08,45-102-09,45-102-10,45-102-13,45-103-04,45-103-06,45-103-08,45-103-11,45-103-14, 45-103-18) (Wash Bowl)
Aesculap AG | المانيا | Germany | ME0000003970SFDAA00495 | FLAT NOSE PLIERS | FLAT NOSE PLIERS | SURGICALPLIERS
Aesculap AG | المانيا | Germany | ME0000003970SFDAA00496 | EXPLORER SINGLE ENDED DELICATE | EXPLORER SINGLE ENDED DELICATE | EXPLORER DIAGNOSTIC INSTRUMENTS
Aesculap AG | المانيا | Germany | ME0000003970SFDAA00497 | DUROGRIP WERTHEIM NEEDLE HOLDER | DUROGRIP WERTHEIM NEEDLE HOLDER | NEEDLE HOLDER
Aesculap AG | المانيا | Germany | ME0000003970SFDAA00498 | DUROGRIP MATHIEU NEEDLE HOLDER | DUROGRIP MATHIEU NEEDLE HOLDER | NEEDLE HOLDER
Aesculap AG | المانيا | Germany | ME0000003970SFDAA00499 | DISSECT.FORCEPS W/O T.MED.WIDE | DISSECT.FORCEPS W/O T.MED.WIDE | Dissecting Forceps
Aesculap AG | المانيا | Germany | ME0000003970SFDAA00500 | DIADUST MIC NDL HDL RD HDL | DIADUST MIC NDL HDL RD HDL | Micro Needle Holders with Round Handle
Aesculap AG | المانيا | Germany | ME0000003970SFDAA00501 | DESCHAMPS NDL | DESCHAMPS NDL | Suture Instruments - Ligature Needles
HEINE Optotechnik GmbH & Co. KG | المانيا | Germany | ME0000004869SFDAA00155 | HEADLIGHT MD 1000 F.O. | HEADLIGHT | HEADLIGHT MD 1000 F.O.
Aesculap AG | المانيا | Germany | ME0000003970SFDAA00502 | FISTULA HOOK | FISTULA HOOK | SURGICAL HOOK
Aesculap AG | المانيا | Germany | ME0000003970SFDAA00503 | FINOCHIETTO-BURFORD RIB SPREADRCOMPLETE | FINOCHIETTO-BURFORD RIB SPREADRCOMPLETE | Rib Retractors
Aesculap AG | المانيا | Germany | ME0000003970SFDAA00504 | DESJARDINS GALLSTNE FCP | DESJARDINS GALLSTNE FCP | Gall Stone Forceps
Aesculap AG | المانيا | Germany | ME0000003970SFDAA00505 | DOUB.END.CURETTE | DOUB.END.CURETTE | Bone Curettes
Aesculap AG | المانيا | Germany | ME0000003970SFDAA00506 | DAVIDSON SCAPULA RETR | DAVIDSON SCAPULA RETR | Scapula Retractor
Aesculap AG | المانيا | Germany | ME0000003970SFDAA00507 | COTTLE SEPTUM SPEC | COTTLE SEPTUM SPEC | SEPTUM SPECULUM
Aesculap AG | المانيا | Germany | ME0000003970SFDAA00508 | CRILE VESSEL HOOK | CRILE VESSEL HOOK | VESSEL HOOK
Aesculap AG | المانيا | Germany | ME0000003970SFDAA00509 | DIADUST MICRO NEEDLE HOLDER RD HDL | DIADUST MICRO NEEDLE HOLDER RD HDL | Micro Needle Holders with Round Handle
Aesculap AG | المانيا | Germany | ME0000003970SFDAA00510 | CEMENT SPATULA DBL.END | CEMENT SPATULA DBL.END | surgical spatulas
Aesculap AG | المانيا | Germany | ME0000003970SFDAA00511 | COOLEY PEDIATRIC FORCEPS | COOLEY PEDIATRIC FORCEPS | SURGICAL FORCEPS
Aesculap AG | المانيا | Germany | ME0000003970SFDAA00512 | EXCAVATOR | EXCAVATOR | CUTTING INSTRUMENTS EXCAVATOR
Aesculap AG | المانيا | Germany | ME0000003970SFDAA00513 | COTTLE RETRACTOR | COTTLE RETRACTOR | SURGICAL RETRACTOR
Aesculap AG | المانيا | Germany | ME0000003970SFDAA00514 | COOLEY BLLDG CLMP RNG-HDL | COOLEY BLLDG CLMP RNG-HDL | surgical clamp
Aesculap AG | المانيا | Germany | ME0000003970SFDAA00515 | DUROGRIP MATHIEU NEEDLE HOLD | DUROGRIP MATHIEU NEEDLE HOLD | NEEDLE HOLD
Aesculap AG | المانيا | Germany | ME0000003970SFDAA00516 | DUROGRIP TOENNIS NEEDLE HOLDER | DUROGRIP TOENNIS NEEDLE HOLDER | NEEDLE HOLDER
Aesculap AG | المانيا | Germany | ME0000003970SFDAA00517 | DISSECT.FORCEPS STD.PATT | DISSECT.FORCEPS STD.PATT | Tissue Forceps
Aesculap AG | المانيا | Germany | ME0000003970SFDAA00518 | CUSHING RONGEUR | CUSHING RONGEUR | SURGICAL RONGEUR
RICHARD WOLF GMBH | المانيا | Germany | ME0000001080SFDAA00178 | FIBER LIGHT CABLE | FIBER LIGHT CABLE | Fiber Cable
Aesculap AG | المانيا | Germany | ME0000003970SFDAA00519 | DESJARDINS GALLSTN FCP | DESJARDINS GALLSTN FCP | Gall Stone Forceps
Aesculap AG | المانيا | Germany | ME0000003970SFDAA00521 | DESCHAMPS NEEDLE | DESCHAMPS NEEDLE | Suture Instruments - Ligature Needles
Aesculap AG | المانيا | Germany | ME0000003970SFDAA00522 | DIADUST MICRO FORCEPS PLATEAU | DIADUST MICRO FORCEPS PLATEAU | Micro Forceps with Round Handles
Aesculap AG | المانيا | Germany | ME0000003970SFDAA00523 | FINSEN SELF-RETAIN.RETRAC | FINSEN SELF-RETAIN.RETRAC | Surgical Self-Retaining Retractors
Aesculap AG | المانيا | Germany | ME0000003970SFDAA00524 | EXPLORER DBL.END | EXPLORER DBL.END | Dental diagnostic instruments
Aesculap AG | المانيا | Germany | ME0000003970SFDAA00525 | DOYEN LATERAL SPECULUM | DOYEN LATERAL SPECULUM | Vaginal- and Wound Retractors
Aesculap AG | المانيا | Germany | ME0000003970SFDAA00526 | DISTAL WIRE CUTTER | DISTAL WIRE CUTTER | surgical WIRE CUTTER
Aesculap AG | المانيا | Germany | ME0000003970SFDAA00527 | DUVAL-COLLIN INTESTNAL FORCEPS | DUVAL-COLLIN INTESTNAL FORCEPS | SURGICAL FORCEPS
HEINE Optotechnik GmbH & Co. KG | المانيا | Germany | ME0000004869SFDAA00150 | K180 OPH./OTO. SET | Otoscope | K180 OPH./OTO. SET+BETA
Aesculap AG | المانيا | Germany | ME0000003970SFDAA00528 | FAT RETRACTOR F.CORONARY BYPASS | FAT RETRACTOR F.CORONARY BYPASS | SURGICAL RETRACTOR
Aesculap AG | المانيا | Germany | ME0000003970SFDAA00529 | DE'BAKEY-PEAN ATR.FRCPS | DE'BAKEY-PEAN ATR.FRCPS | SURGICAL FORCEPS
Aesculap AG | المانيا | Germany | ME0000003970SFDAA00530 | FILLING INSTRUMENT HOLLENBACK | FILLING INSTRUMENT HOLLENBACK | DENTAL FILLING INSTRUMENT
Coltene Whaledent GmbH + Co. KG | المانيا | Germany | ME0000012191SFDAA00038 | Roeko | Compression Caps | Roeko Comprecap / Roeko Comprecap Anatomic
Aesculap AG | المانيا | Germany | ME0000003970SFDAA00531 | EMMET FISTULA HOOK | EMMET FISTULA HOOK | SURGICAL HOOK
Lawton GmbH & Co. KG | المانيا | Germany | ME0000012221SFDAA00030 | Forceps | Holding Products | BIOPSY/GRASP FCPS W CAT3,5MM -BIOPSY/GRASP FCPS W/O RATC -GRASPING FCPS WITH RATCHET -CLINIC HARTMANN ALL EAR FCPS 8.5 CM -CLINIC HARTMANN ALL EAR FCPS 14 CM -FRAENKEL LARYNG FCPS 19 CM - JURASZ LAR FCPS UPWARD -JURASZ LAR FCPS LEFT -JURASZ LAR FCPS RIGHT -JURASZ LAR FCPS DOWNWARD -MICRO FCPS STR 8X230MM -MICRO FCPS 8X230MM UPWARDS -MICRO FCPS CVD RIGHT 8X230 -MICRO FCPS CVD L 8X230 -MICRO FCPS 23 CM UPW OPENING RI -MICRO FCPS 23 CM UPW OPENING LE -MICRO CUP FCPS 2,0X230MM STR -MICRO CUP FCPS 2,0X230UPW -MICRO CUP FCPS 2,0X230 CVD RI -MICRO CUP FCPS 2,0X230 CVD LE -MINIATUR FCPS 4X230MM STR -MINIATUR FCPS 23 UPWA -MINIATUR FCPS 23 CVD RIGHT -MINIATUR FCPS 23 CVD LEFT -MINIATUR CUP FCPS 23CM STR -MINIATUR CUP FCPS 23CM UPWA -MINIATUR CUP FCPS 23CM CVD RIGH -MINIATUR CUP FCPS 23CM CVD LEFT -MINI CUP-SHAPED FCPS 18CM 2MM UP CVD -NICOLA FORCEPS 2.5MM 190MM -NICOLA FORCEPS DEL 190MM -TUMOR GRASP FCPS BL 200MM -HARTMANN EAR DRESS FCPS DEL -HARTMANN EAR DRESS FCPS REG -TILLEY EAR POLYPUS FCPS 14 -LITTAUER EAR POLYP FCPS -HARTMANN-WULLSTEIN FCPS 1,8X8MM -DUCKBILL EAR FCPS STR 85MM -HARTMANN-WULLSTEIN EAR FCPS 0,8X6 -HARTMANN ALL EAR FCPS 8.5 CM -HARTMANN ALL EAR FCPS 14 CM -HARTMANN ALL EAR FCPS 16,5CM -HARTMANN ALL EAR FCPS 1X2 SER -WEINGAERTNER EAR FCPS 8,5CM -HARTMANN-NOYES EAR FCPS 85MM -HARTMANN ALL EAR FCPS 1X2 SER -HERZFELD EAR FCPS STR 3.5 MM -HOFFMAN EAR FCPS 8,5 SHANK -HARTMANN EAR FCP OVAL RONG J -HERZFELD EAR FCP 2 MM STR -MICRO EAR FCPS STR SMOOTH -MICRO EAR FCPS STR SERR -MICRO EAR FCPS DEL SERR UP -MICRO EAR FCPS CVD LEFT -MICRO EAR FCPS CVD RIGHT -MICRO EAR FCPS DOWN ANG -MICRO EAR FCPS STR SERR -MICRO EAR FCPS DEL SERR UP -MICRO EAR FCPS CVD LEFT -MICRO EAR FCPS CVD RIGHT -MICRO EAR FCPS DEL SERR DOWN -MICRO EAR FCPS STR SERR -MICRO EAR FCPS CVD LEFT -MICRO EAR FCPS CVD RIGHT -MICRO EAR FCPS 3.0X0.6 STR SMOOTH -MICRO EAR FCPS 3.0X0.6 STR SMOOTH -MICRO EAR FCPS STR SMOOTH -MICRO EAR FCPS DEL SERR UP -MICRO EAR FCPS DOWN ANG -MICRO EAR FCPS STR SERR -MICRO EAR FCPS DEL SERR UP -MICRO EAR FCPS CVD LEFT -MICRO EAR FCPS CVD RIGHT -MICRO EAR FCPS DEL SERR DOWN -WULLSTEIN MICRO EAR FCPS STR -WULLSTEIN MICRO EAR FCPS STR -WULLSTEIN EAR FCPS 4X1 CVD UP -WULLSTEIN EAR FCPS 4X1 CVD UP -WULLSTEIN EAR FCPS 4X1 CVD RIGHT -WULLSTEIN EAR FCPS 4X1 CVD RIGHT -WULLSTEIN EAR FCPS 4X1 CVD LEFT -WULLSTEIN EAR FCPS 4X1 CVD LEFT -WULLSTEIN EAR FCPS 6X1 STR -WULLSTEIN EAR FCPS 6X1 STR -WULLSTEIN EAR FCPS 6X1 CVD UP -WULLSTEIN EAR FCPS 6X1 CVD UP -WULLSTEIN EAR FCPS 6X1 CVD RIGHT -WULLSTEIN EAR FCPS 6X1 CVD RIGHT -WULLSTEIN EAR FCPS 6X1 CVD LEFT -WULLSTEIN EAR FCPS 6X1 CVD LEFT -WULLSTEIN FCPS OVAL STR -WULLSTEIN FCPS OVAL UP -WULLSTEIN FCPS OVAL LEFT -WULLSTEIN FCPS OVAL RIGHT -WULLSTEIN FCPS OVAL STR -WULLSTEIN FCPS 1X0.6 STRAIGHT -WULLSTEIN MICRO FCPS OVALCUP -WULLSTEIN FCPS 1X0.6 STRAIGHT -WULLSTEIN FCPS 1X0.6MM CVD UP -WULLSTEIN FCPS 1X0.6MM CVD UP -WULLSTEIN FCPS 1X0.6 CVD LEFT -WULLSTEIN FCPS 1X0.6 CVD LEFT -WULLSTEIN FCPS 1X 0.6 CVD RIGHT -WULLSTEIN FCPS 1X 0.6 CVD RIGHT -WULLSTEIN FCPS OVAL UP -WULLSTEIN FCPS OVAL LEFT -WULLSTEIN FCPS OVAL RIGHT -WULLSTEIN MICRO FCPS OVALCUP -WULLSTEIN FCPS 1.0MM STR -WULLSTEIN FCPS 1.0MM STR -MC GEE WIRE BEND FCPS 3.5X0.9 DOWN -MC GEE WIRE BENDING FCPS 5.5X0.9 R -MC GEE WIRE BENDING FCPS 5.5X0.9 R -MC GEE WIRE BENDING FCPS 5.5X0.9 L -MC GEE WIRE BENDING FCPS 5.5X0.9 L -MC GEE WIRE BEND FCPS 3.5X0.9 DOWN -MC GEE WIRE BEND FCPS 5.5X0.9 DOWN -MC GEE WIRE BEND FCPS 5.5X0.9 DOWN -HARTMANN NASAL DRESS FCPS -HARTMANN NASAL DRESS FCPS -NOYES DRESS FCPS SERR SS -NOYES DRESS FCPS 1X2 SS -LUBET FORCEPS 20CM -WEST FORCEPS 20CM -HARTMANN FORCEPS 9MM 120 -OPTICAL GRASP FCPS 0/12° -GRASP FCPS FLEX 400MM 7CH -GRASP FCPS FLEX 400MM 5CH -FCPS SEMI-RIGID 400MM 5CH -FCPS SEMI-RIGID 400MM 7CH -FCPS SEMI-RIGID 400MM 5CH -FCPS SEMI-RIGID 400MM 4CH -GRASP FCPS FLEX 400MM 5CH -GRASP FCPS FLEX 400MM 4CH -GRASP FCPS FLEX 600MM 5CH -FCPS SEMI-RIGID 600MM 5CH -GRASP FCPS FLEX 600MM 5CH -FCPS SEMI-RIGID 600 MM 5CH -FCPS SEMI-RIGID 600 MM 4CH -GRASP FCPS FLEX 600MM 4CH -CARROLL TEND PULL FCPS 11CM -BRAND TEND HLD FCPS STR 15CM -BRAND TEND HLD FCPS STR 19CM -BRAND TEND HLD FCPS CVD 15CM-BRAND TEND HLD FCPS CVD 19CM -GROSS DRESS FCPS STR 20 CM -GROSS DRESS FCPS CVD 20 CM -LISTER DRESS FCPS STR 15,5 CM -LISTER DRESS FCPS STR 18 CM -DRESSING FCPS STR 17CM -DRESSING FCPS CVD 170MM -LISTER DRESS FCPS STR 12,5CM -MAIER DRESS FCPS STR WO R 26 -MAIER DRESS FCPS CVD WO R 26 -MAIER DRESS FCPS STR 26 CM -MAIER DRESS FCPS CVD 26 CM -SIMS MAIER DRESS FCPS STR 27,5 -SIMS MAIER DRESS FCPS CVD 27,5 -MAIER DRESS FCPS STR 26 CM -ULRICH DRESS FCPS STR 22 CM -ULRICH DRESS FCPS CVD 22 CM -ULRICH DRESS FCPS STR 26CM -ULRICH DRESS FCPS CVD 26CM -COLLIN SPONGE FORCEPS 25,0CM -CHERON SPONGE DRESS FCPS. 25,5 -BOZEMANN FCPS 1 LG RING 26CM -BOZEMANN UTERINE FCPS 26 CM -BOZEMANN UTERINE FCPS 26 CM -IUD-FORCEPS FLEXIBLE 3X220MM -IUD-FORCEPS FLEXIBLE 3X285MM -TG CORWIN-HEGAR WIRE FCPS 16 -TG WIRE TWISTING FCPS 18CM -TG WIRE TWISTING FCPS 18,5CM -WIRE HOLDING FORCEPS 16CM -WIRE HOLDING FORCEPS 19CM -WIRE HOLDING FORCEPS 17CM -WIRE HOLDING FORCEPS 17CM -CHEATLE STERILIZ FCPS 27 CM -CHEATLE STERILIZ FCPS 28 CM -UNIV STERIL FCPS STR 20 ,5CM -UNIV STERIL FCPS STR 29 CM -ROGGE STERILIZING FCPS 23,5 -STERILIZING FCPS 25CM -STERILIZ FCPS 25CM CVD W LID -STERILIZING FCPS 32CM -STERILIZ FCPS 32CM CVD W LID -CLINIC NAIL EXTRACTING FCPS 14.5 CM -CLINIC THREE PRONG STER FCPS 20 CM -CLINIC CHEATLE STERILIZ FCPS 27 CM -BURRHOLE PROT FCPS 20.5CM -HARTMANN-HERZFELD SPOON FC1MM -HARTMANN-HERZFELD SPOON FC 2,5MM -HARTMANN-HERZFELD SPOON FC 3MM -HARTMANN-CITELLI SPOON FC 2MM -NAIL EXTRACTING FCPS 14.5 CM -NAIL SPLITTING FORCEPS 13CM -TG WIRE TWISTER 15 CM -TG WIRE TWISTER 15 CM -EXTRACTION PLIER 18 CM -EXTRACTION PLIER 18 CM -TG EXTRACTION PLIER 18 CM -EXTRTACTION PLIER 18CM -EXTRTACTION PLIER 19CM -TG EXTRACTION PLIER 7MM 18CM -TG EXTRACTION PLIER 5MM 18CM -FLAT-NOSED PLIER PRALLEL 18,5CM -FLAT-NOSE PLIERS W LATERAL CUT 18,5CM -VISE GRIP 20CM -YASARGIL PIZ RONG 2.2MM 180MM -WOLFF PLAST CAST BREAK 26,5 CM -WOLFF PLAST CAST BREAK 17,5 CM -CLINIC WOLFF PLAST CAST BREAK 17,5 CM -CLINIC WOLFF PLAST CAST BREAK 26,5 CM -CUTICLE NIPPER 11,5 CM -CUTICLE NIPPER 10,5CM -LOUTE BONE WIRE TIGHTENER -CONE SKULL PUNCH 22,5 CM -OLDBERG RONG6X180MM -YASARGIL PIT RONG 3,5MM CUP -CLINIC CUTICLE NIPPER 10,5 CM -CLINIC NAIL NIPPER STR 10 CM -CLINIC NAIL NIPPER STR 12,5 CM -CLINIC NAILNIPPER CONCAVE 14 CM -CLINIC NAILNIPPER CONCAVE 11,5 CM -CLINIC NAILNIPPER CONCAVE 13 CM -CLINIC NAIL NIPPER 13CM -CLINIC NAIL NIPPER 14CM -CLINIC NAIL NIPPER 15,5CM -HOOK ONLY FOR 53-0970 -TABB CRURO NIPPER -SCS SEMI-RIGID 400MM 7CH -FLEX STONE BASKET 5CH 600 -FLEX STONE BASKET 7CH 600.
Berger Surgical Medical Products GmbH | المانيا | Germany | ME0000007977SFDAA00007 | berger surgical Catheter Guide,Magill Catheter Forceps | Catheter Guide,Magill Catheter Forceps | ALL reusable surgical instruments that Consist of only one piece Comprise simple movable parts And as the case may be are put together using various changeable single parts (e.g. a handle piece and diverse as-signments). (28-001-15,28-001-20,28-001-25,28-115-02) (Magill Catheter Forceps,Catheter Guide, 36,0 cm)
Aesculap AG | المانيا | Germany | ME0000003970SFDAA00532 | ERGOPLANT ORAL SILICONE WEDGE | ERGOPLANT ORAL SILICONE WEDGE | ORAL SILICONE WEDGE
Aesculap AG | المانيا | Germany | ME0000003970SFDAA00533 | FLOHR ELEVATOR | FLOHR ELEVATOR | ELEVATOR FOR TOOTH EXTRACTION
Aesculap AG | المانيا | Germany | ME0000003970SFDAA00534 | FRYKHOLM BONE RONGEUR | FRYKHOLM BONE RONGEUR | Surgical Bone Rongeurs
Aesculap AG | المانيا | Germany | ME0000003970SFDAA00535 | HARTMANN NASAL DRESSING FORCEPS | HARTMANN NASAL DRESSING FORCEPS | surgical forceps
Aesculap AG | المانيا | Germany | ME0000003970SFDAA00536 | GUYON ATR.KIDNEY CLAMP | GUYON ATR.KIDNEY CLAMP | SURGICAL CLAMP
Aesculap AG | المانيا | Germany | ME0000003970SFDAA00537 | FLEX ARM SUPPORT F/FLAT BRAIN SPATULAS | FLEX ARM SUPPORT F/FLAT BRAIN SPATULAS | instrument Support for brain spatula
Aesculap AG | المانيا | Germany | ME0000003970SFDAA00538 | GRAEFE TISSUE FORCEPS | GRAEFE TISSUE FORCEPS | SURGICAL FORCEPS
Aesculap AG | المانيا | Germany | ME0000003970SFDAA00539 | GREGORY SOFT ATR.BULLDOGCLAMP | GREGORY SOFT ATR.BULLDOGCLAMP | surgical clamp
Aesculap AG | المانيا | Germany | ME0000003970SFDAA00540 | GUIDE F/FB651R | GUIDE F/FB651R | surgical guide
Aesculap AG | المانيا | Germany | ME0000003970SFDAA00541 | GRAVE VAGINAL SPECULUM | GRAVE VAGINAL SPECULUM | VAGINAL SPECULUM FOR GYNECOLOGY
Aesculap AG | المانيا | Germany | ME0000003970SFDAA00542 | GLOVER ATR.BULLDOGCLAMP | GLOVER ATR.BULLDOGCLAMP | SURGICAL CLAMP
Aesculap AG | المانيا | Germany | ME0000003970SFDAA00543 | FOMON RETRACTOR | FOMON RETRACTOR | SURGICAL RETRACTOR
Aesculap AG | المانيا | Germany | ME0000003970SFDAA00544 | FUCHSIG ARTERY FORCEPS | FUCHSIG ARTERY FORCEPS | SURGICAL FORCEPS
Aesculap AG | المانيا | Germany | ME0000003970SFDAA00545 | HALSTED-MOSQ.FCPS | HALSTED-MOSQ.FCPS | SURGICAL FORCEPS
Aesculap AG | المانيا | Germany | ME0000003970SFDAA00546 | HARTMANN-HALLE NASAL SPECASEP | HARTMANN-HALLE NASAL SPECASEP | Nasal Specula
Aesculap AG | المانيا | Germany | ME0000003970SFDAA00547 | FRAHM FINISHING INSTRUMENT | FRAHM FINISHING INSTRUMENT | DENTAL FINISHING INSTRUMENT
Lawton GmbH & Co. KG | المانيا | Germany | ME0000012221SFDAA00031 | Forceps | Holding Products | SCHNIDT ART FCPS CVD 18,5 CM-SCHNIDT ART FCPS FULLCVD 19-SCHNIDT ART FCPS FULLCVD 18,5-NEGUS HEMOSTAT FCPS FIG 1 19,5-NEGUS HEMOSTAT FCPS FIG 2 19,5-SCHNIDT FORCEPS CVD 18.5-MICRO ADSON DISS FCPS 13-BABY-MEEKER DISS FCPS 13-BABY MIXTER DISS FCPS 18CM-MEEKER DISS FCPS 18 CM-BABY-MIXTER DISS FCPS CVD 13-BABY-ADSON DISS FCPS CVD 18-GEMINI-MIXTER FCPS CVD 14,0-GEMINI-MIXTER FCPS CVD 16,0-GEMINI-MIXTER FCPS CVD 18,5-GEMINI-MIXTER FCPS CVD 20,5-GEMINI-MIXTER FCPS CVD 23,0-GEMINI-MIXTER FCPS CVD 25,0-GEMINI-MIXTER FCPS CVD 28,0-GEMINI DISS FCPS CVD 18,5 CM-GEMINI DISS FCPS CVD 22,5 CM-GEMINI DISS FCPS CVD 24,5 CM-GEMINI DISS FCPS CVD 28,5 CM-MIXTER DISS FCPS 15,5 CM-MIXTER DISS FCPS 17,5 CM-MIXTER PAUL DISS FCPS 20 CM-O'SHAUGHNESSY DISS FCPS 17,5-MIXTER DISS FCPS 23 CM-MIXTER DISS FCPS CVD 23 CM-BABY-OVERHOLT DISSFCPS 13,5-OVERHOLT MIXTER FCPS 20,5 CM-OVERHOLT FCPS DEL CVD 21,0 CM-OVERHOLT FCPS DEL CVD 20,5 CM-OVERHOLT FCPS DEL CVD 21,5 CM-OVERHOLT FCPS DEL CVD 22,0 CM-OVERHOLT FCPS DEL CVD 22,0 CM-OVERHOLT FCPS DEL CVD 29,5 CM-OVERHOLT FCPS DEL CVD 30,0 CM-OVERHOLT FCPS DEL CVD 30,5 CM-OVERHOLT GEISSEND FCPS 19,5-OVERHOLT GEISSEND FCPS 19CM-OVERHOLT GEISSEND FCPS 21,0-OVERHOLT GEISSEND FCPS 22CM-OVERHOLT GEISSEND FCPS 21,5-OVERHOLT GEISSEND FCPS 22,0-OVERHOLT-GEISSEND FCPS 27,0-OVERHOLT-GEISSEND FCPS 27,0-OVERHOLT-GEISSEND FCPS 26,0-OVERHOLT-GEISSEND FCPS 27,5-OVERHOLT-GEISSEND FCPS 27,0-OVERHOLT-GEISSEND FCPS 28,0-OVERHOLT FCPS S-SHAPED 18,5-OVERHOLT FCPS S-SHAPED 20,5-OVERHOLT FCPS S-SHAPED 21,5-OVERHOLT FCPS S-SHAPED 22,0-OVERHOLT FCPS S-SHAPED 24,5-OVERHOLT-MIOTTI FCPS S 23,0-OVERHOLT-MIOTTI FCPS S 22,5-OVERHOLT-MIOTTI FCPS S 24,0-RUMEL DISS FCPS 24,5CM-RUMEL DISS FCPS 24,5 CM-RUMEL DISS FCPS 24,5 CM-RUMEL DISS FCPS 24,5 CM-BRIDGE FCPS CURVED 11 IN SS 28,5-MEEKER ART FCPS ANG 28 CM-LAWRENCE ART FCPS CVD 28 CM-MIXTER DISS FCPS CVD 28 CM-ZENKER DISS FCPS CVD 30CM-ZENKER DISS FCPS CVD 29 CM-MIXTER DISS FCPS CVD 21,5 CM-MIXTER DISS FCPS CVD 27,5 CM-MIXTER DISS FCPS CVD 28 CM-LAHEY-SWEET DISS FCPS 20 CM-LAHEY DISS FCPS 23 CM-LOWER GALL DUCT FCPS 18,5CM-LAHEY GALL DUCT FCPS DEL 19-BABY MIKULICZ PER FCPS 14 CM-MIKULICZ PERITONEUM FCPS18CM-MIKULICZ PERITONEUM FCPS20CM-MICULICZ PERITONEUM FCPS 18,5-MIKULICZ PERIT FCPS 200MM-FAURE PER FCPS LIGHT CURVE20,5-FAURE PER FCPS STRONG CURV20,5-MIKULICZ TONS FCPS 20 CM-LONG HYST FCPS 18,5CM-PHANEUF ARTERY FCPS 20 STR-PHANEUF ARTERY FCPS 19,5 ANG-HOLZBACH FCPS 1X2T STR 24CM-HOLZBACH FCPS 1X2T CVD 24CM-WERTHEIM FCPS 1X2T SL CVD 23-WERTHEIM FCPS 1X2T ST CVD 23-HEANEY HYST FCPS 21 CM-HEANEY HYST FCPS 21 CM-HEANEY-REZEK HYSTERECT FCPS21,5-GREEN TUBE HOLD FCPS 16,5 CM-BAINBRIDGE FORCEPS STR 18.5-BAINBRIDGE FORCEPS CVD 15CM-BAINBRIDGE FORCEPS CVD 18.5-DOYEN BABY INT FCPS STR 17CM-DOYEN BABY INT FCPS CVD 17CM-BABY-KOCHER INT FCPS STR 13CM-BABY-KOCHER INT FCPS CVD 13CM-AG BABY-DOYEN FCPS STR 17CM-AG BABY-DOYEN FCPS CVD 17CM-DOYEN INTESTINAL FCPS STR 21-DOYEN INTESTINAL FCPS CVD 21-KOCHER INTEST FCPS STR 21,0 CM-KOCHER INTEST FCPS CVD 21,0 CM-KOCHER INTEST FCPS STR 23,0 CM-KOCHER INTEST FCPS CVD 23CM-KOCHER INTEST FCPS STR 21,5-KOCHER INTEST FCPS CVD 21,5-KOCHER INTEST FCPS STR 25,5-KOCHER INTEST FCPS CVD 25,5-KOCHER INTEST FCPS STR SOFT ELAST 27,5-KOCHER INTEST FCPS CVD 27,5-AG MAYO-ROBSON FCPS STR 25,5-AG MAYO-ROBSON FCPS CVD 25,5-AG THORLAK FORCEPS CVD 29-AG FEHLAND RECT FCPS90G 24CM-AG RESANO RECT FCPS 90G 30CM-MC GIVNEY HAEMORR FCPS 19CM-AG CASTANEDA FCPS STR 13CM-AG CASTANEDA FCPS 30D 12,5CM-AG CASTANEDA FCPS 50D 12,0CM-AG CASTANEDA FCPS 90D 11,0CM-AG CASTANEDA FCPS SMALL 15CM-AG CASTANEDA FCPS MEDIUM15CM-AG CASTANEDA FCPS LARGE 15CM-AG CASTANEDA ANAST FCPS 12CM-AG VASCULAR FCPS CVD 13,5 F1-AG VASCULAR FCPS CVD 13,5 F2-AG VASCULAR FCPS CVD 12,5 F4-AG VASCULAR FCPS CVD 13,5 F5-AG VASCULAR FCPS CVD 12,0 F6-AG VASCULAR FCPS CVD 12,0 F7-AG VASCULAR FCPS CVD 12,5 F9-AG FORCEPS LAW ANG 13.0CM-AG FORCEPS LAW CVD 13.0CM-AG FORCEPS LAW ANG 14.0CM-AG VASCULAR FCPS CVD 14,5 F1-AG VASCULAR FCPS CVD 14,5 F2-AG VASCULAR FCPS CVD 13,0 F4-AG VASCULAR FCPS CVD 14CM F5-AG VASCULAR FCPS CVD 13,0 F6-AG VASCULAR FCPS CVD 13,0 F7-AG VASCULAR FCPS CVD 14,0 F8-AG VASCULAR FCPS CVD 13,5 F9-JOHNS-HOPKINS APPLYING FCPS F/BULLD CL-AG DEBAKEY FORCEPS CVD125-AG PEAN VASC FCPS STR 20,0CM-AG PEAN VASC FCPS CVD20,0CM-AG PEAN VASC FCPS STR 26,5CM-AG PEAN VASC FCPS CVD 26,5CM-AG PEAN VASC FCPS STR 28,0CM-AG PEAN VASC FCPS CVD 28,0CM-AG DEBAKEY VASC FCPS STR21,5-AG DEBAKEY VASC FCPS CVD21,5-AG DEBAKEY VASC FCPS STR23,0-AG DEBAKEY VASC FCPS CVD23,0-AG DEBAKEY VASC FCPS STR27,0-AG DEBAKEY VASC FCPS CVD27,0-DEBAKEY BAINBR FCPS STR 18,5-DEBAKEY BAINBR FCPS CVD 18.5-AG BAINBRIDGE FCPS STR 15CM-AG BAINBRIDGE FCPS CVD 15CM-DEBAKEY GLOVER FCPS STR 20,5-DEBAKEY GLOVER FCPS ANG 20CM-DEBAKEY COARCT FCPS STR 16,5-DEBAKEY COARCT FCPS STR 16CM-DEBAKEY COARCT FCPS CVD 17CM-DEBAKEY COARC FCPS 17-DEBAKEY GLOVER FCPS STR 20,5CM-DEBAKEY GLOVER FCPS ANG 20CM-DEBAKEY GLOVER FCPS STR 26CM-DEBAKEY GLOVER FCPS ANG 25,5-AG GREGORY PROFUND FCPS 14CM-AG GREGORY PROFUND FCPS 16CM-AG GREGORY PROFUND FCPS 18CM-AG DALE PERIPHER FCPS 18,0CM-AG DEBAKEY PERIPH FCPS 15,0-AG DEBAKEY PERIPH FCPS 19CM-AG SUBR. AORTIC FCPS 15,5CM-AG SUBR. AORTIC FCPS 15,5CM-DEBAKEY BECK AORTIC FCPS 16-AG DEBAKEY AORTIC FCPS ANG-AG DEBAKEY FORCEPS ANG235-AG DEBAKEY FORCEPS ANG245-DEBAKEY REYNOLDS FCPS 16,5CM-DEBAKEY DERRA ANAST FCPS 16,5-DEBAKEY DERRA ANAST FCPS 16,5CM-DEBAKEY DERRA ANAST FCPS17CM-DEBAKEY REYNOLDS FCPS 17,5CM-DEBAKEY REYNOLDS FCPS 17,5CM-DEBAKEY REYNOLDS FCPS 16,5CM-DEBAKEY LIG FCPS 16CM-DEBAKEY LIG FCPS 16CM SM-DEBAKEY LIG FCPS 16CM LG-DEBAKEY ANAST FCPS 17CM-DEBAKEY GLOVER FCPS CVD 20,5CM-DEBAKEY GLOVER FCPS CVD 24,5CM-DEBAKEY GLOVER FCPS CVD 18CM-DEBAKEY GLOVER FCPS CVD 22CM-DEBAKEY GLOVER FCPS CVD 21CM-DEBAKEY GLOVER FCPS CVD 25,5CM-DEBAKEY AORTIC FCPS 25,5CM-DEB WEBER AORTIC FCPS L 25CM-DEB WEBER AORTIC FCPS R 25R-AG DEBAKEY BECK AORTIC FCPS19-AG DEBAKEY BECK AORTIC FCPS 21-AG DEBAKEY THOR DISS FCPS 26,5-AG DEBAKEY HARKEN FCPS 25,5CM-AG DEBAKEY HARKEN FCPS 25CM-DEBAKEY LEE ART FCPS 22 CM-DEBAKEY LEE ART FCPS 24,5CM-AG DEBAKEY LEES ART FCPS 21CM-AG DEBAKEY FORCEPS ANG 24-AG COOLEY FCPS STR 14 CM-AG COOLEY FCPS ANG 14 CM-AG COOLEY FCPS STR 14 CMANG HDL-AG COOLEY FCPS SPOON SH 14 CM-AG COOLEY FCPS 13,5CM-AG COOLEY FCPS ANG 11,54CM 25MM-AG COOLEY FCPS ANG 11,5CM 35MM-AG COOLEY MULTI PURP FCPS ANG-AG COOLEY FORCEPS30° 16CM-AG COOLEY FORCEPS60° 15.5-AG COOLEY FORCEPS ANG 19CM-AG COOLEY COARC FCPS STR 16,5CM-AG COOLEY COARC FCPS ANG 16CM-AG COOLEY COARC FCPS CVD 17 CM-AG COOLEY COARC FCPS CVD 17CM-AG COOLEY DERRA ANAST FCPS 16,5CM-AG COOLEY DERRA ANAST FCPS 16,5CM-TI COOLEY ANAST FCPS 17,5 CM-AG COOLEY DERRA ANAST FCPS 17CM-AG COOLEY ANAST FCPS 17,5 CM-AG COOLEY ANAST FCPS 17,5 CM-AG COOLEY ANAST FCPS 16,5CM-AG COOLEY ANAST FCPS 16,5 CM-AG COOLEY ANAST FCPS 17CM-AG COOLEY BECK FCPS SM 15 CM-AG COOLEY BECK FCPS LG 15 CM-AG COOLEY LIG FCPS 16CM SM CVD-AG COOLEY LIG FCPS 16 LG CVD-CRAFOORD DISS FCPS 24CM-SEMB LIGATURE FCPS 24 CM-SEMB LIGATURE FCPS 24 CM-FINOCHIETTO LIG FCPS 24 CM-TI AG CASTANEDA FCPS STR 13CM-TI AG CASTANEDA FCPS 30D 12,5CM-TI AG CASTANEDA FCPS 50D 12,0CM-TI AG CASTANEDA FCPS 70D 12,0CM-TI AG CASTANEDA FCPS 90D 11,0CM-TI CASTANEDA ANAST FCPS 12,0CM-TI CASTANEDA FCPS SMALL 15CM-TI CASTANEDA FCPS MEDIUM15CM-TI CASTANEDA FCPS LARGE 15CM-TI CASTANEDA FCPS LARGE 15CM-TI CASTANEDA FCPS LARGE 15CM-TI DEBAKEY COARCT FCPS STR 16CM-TI DEBAK COARCT FCPS ANG 20CM-TI DEBAKEY BECK AORTIC FCPS 16-TI DEBAK.SUBR. AORTIC FCPS ANG 16,5CM-TI AG SUBR. AORTIC FCPS 15,5CM-TI DEBAK.SUBR. AORTIC FCPS 15,5CM-TI DEBAKEY AORTIC FCPS ANG 26CM-TI DEBAKEY DERRA ANAST FCPS 16,5-TI DEBAKEY DERRA ANAST FCPS 16,5CM-TI DEBAKEY DERRA ANAST FCPS17CM-TI DEB.GLOVER FCPS CVD 20,5CM-TI DEBAKEY GLOVER FCPS CVD 24,5CM-TI DEBAKEY AORTIC FCPS 25,5CM-TI DEBAKEY LEES ART FCPS 24,5CM-TI COOLEY MULTI PURP FCPS ANG-TI COOLEY MULTI PURP FCPS ANG-TI COOLEY MULTI PURP FCPS ANG-TI COOLEY FCPS ANASTOM. ANG-TI COOLEY FCPS ANG 14 CM-TI COOLEY FCPS ANG 11,5 CM 17MM-TI COOLEY FCPS ANG 11,54CM 25MM-TI COOLEY FCPS ANG 11,5CM 35MM-TI COOLEY FCPS STR 14 CMANG HDL-TI COOLEY FCPS SPOON SH 13,5CM-TI COOLEY FCPS 13,5CM-TI COOLEY COARC FCPS STR 16,5CM-TI COOLEY COARC FCPS ANG 16CM-TI COOLEY COARC FCPS CVD 17 CM-TI COOLEY COARC FCPS CVD 17CM-TI COOLEY DERRA ANAST FCPS 16,5CM-TI COOLEY DERRA ANAST FCPS 16,5CM-TI COOLEY DERRA ANAST FCPS 17CM-TI COOLEY ANAST FCPS 17CM-TI COOLEY ANSTOM.FCPS 16CM SM CVD-TI COOLEY BECK FCPS SM 15 CM-TI COOLEY BECK FCPS LG 15 CM-TI COOLEY ANASTOM. FCPS 16 LG CVD-PEET SPLINTER FCPS ANG 12 CM-STIEGLITZ SPL FCPS STR 14CM-STIEGLITZ SPL FCPS ANG 14CM-ARTHUR SPL FCPS STR 14 CM-TG PEET SPL FCPS CVD 14-TI AG DB FCPS ANG C 12CM-TI AG DB FCPS ANG C 12CM-TI AG DB FCPS ANG C 11CM-TI AG DB FCPS ANG C 10,5CM-TI AG DB FCPS ANG C 9,5CM-TI AG DB FCPS ANG C 12CM-TI AG DB FCPS ANG C 12CM-TI AG DB FCPS ANG C 12CM-TI AG DB FCPS ANG C 11CM-TI AG DB FCPS ANG C 11CM-TI AG DB FCPS ANG C 11CM-TI AG DB FCPS ANG C 12CM-TI AG DB FCPS ANG C 12CM-AG DB FCPS ANG C 10,5CM-TI AG DB FCPS ANG C 10,5CM-TI AG DB FCPS ANG C 11CM-TI AG DB FCPS ANG C 12CM-TI AG DB FCPS ANG C 11,5CM-TI AG DB FCPS ANG D 12CM-TI AG DB FCPS ANG D2 12CM-TI AG DB FCPS ANG D 11CM-TI AG DB FCPS ANG D 10,5CM-TI AG DB FCPS ANG D 9,5CM-TI AG DB FCPS ANG D 12CM-TI AG DB FCPS ANG D 12CM-TI AG DB FCPS ANG D 12CM-TI AG DB FCPS ANG D 11CM-TI AG DB FCPS ANG D 11CM-TI AG DB FCPS ANG D 11CM-TI AG DB FCPS ANG D 12CM-TI AG DB FCPS ANG D 12CM-AG DB FCPS ANG D 10,5CM-TI AG DB FCPS ANG D 10,5CM-TI AG DB FCPS ANG D 11CM-TI AG DB FCPS ANG D 12CM-TI AG DB FCPS ANG D 11,5CM-TI AG DB FCPS A STR 12CM-TI AG DB FCPS STR A 12CM-TI AG DB FCPS STR A 11CM-TI AG DB FCPS STR A 10,5CM-TI AG DB FCPS STR A 9,5CM-TI AG DB FCPS STR A 12CM-TI AG DB FCPS STR A 12CM-TI AG DB FCPS STR A 12CM-TI AG DB FCPS STR A 11CM-TI AG DB FCPS STR A 11CM-TI AG DB FCPS STR A 11CM-TI AG DB FCPS STR A 12CM-TI AG DB FCPS STR A 12CM-TI AG DB FCPS STR A 10,5CM-TI AG DB FCPS STR A 10,5CM-TI AG DB FCPS STR A 11CM-TI AG DB FCPS STR A 12CM-TI AG DB FCPS STR A 11,5CM-TI AG DB FCPS ANG B 12CM-TI AG DB FCPS ANG B 12CM-TI AG DB FCPS ANG B 11CM-TI AG DB FCPS ANG B 10,5CM-TI AG DB FCPS ANG B 9,5CM-TI AG DB FCPS ANG B 12CM-TI AG DB FCPS ANG B 12CM-TI AG DB FCPS ANG B 12CM-TI AG DB FCPS ANG B 11CM-TI AG DB FCPS ANG B 11CM-TI AG DB FCPS ANG B 11CM-TI AG DB FCPS ANG B 12CM-TI AG DB FCPS ANG B 12CM-AG DB FCPS ANG B 10,5CM-TI AG DB FCPS ANG B 10,5CM-TI AG DB FCPS ANG B 11CM-TI AG DB FCPS ANG B 12CM-TI AG DB FCPS ANG B 11,5CM-PARAMETRIUM FCPS STR 22CM-PARAMETRIUM FCPS CVD 21,5CM-PARAMETRIUM FCPS S/CVD 21CM-PARAMETRIUM FCPS ANGL 20,5CM-PARAMETRIUM FCPS STR 25CM-PARAMETRIUM FCPS CVD 24,5CM-PARAMETRIUM FCPS S/CVD 24CM-PARAMETRIUM FCPS ANGL 23,5CM-PARAMETRIUM FCPS STR 31CM-PARAMETRIUM FCPS CVD 30,5CM-PARAMETRIUM FCPS S/CVD 30CM-PARAMETRIUM FCPS ANGL 29,5CM.
Aesculap AG | المانيا | Germany | ME0000003970SFDAA00548 | GUIDE ONLY | GUIDE ONLY | surgical guide instrument
Aesculap AG | المانيا | Germany | ME0000003970SFDAA00549 | HARTMANN EAR TAMPON FORCEPS | HARTMANN EAR TAMPON FORCEPS | Ear Forceps
Aesculap AG | المانيا | Germany | ME0000003970SFDAA00550 | HEIDBRINK ROOT APEX ELEVATOR | HEIDBRINK ROOT APEX ELEVATOR | DENTAL ELEVATOR
Aesculap AG | المانيا | Germany | ME0000003970SFDAA00551 | GREGORY ATR.PROFUNDA CLAMP | GREGORY ATR.PROFUNDA CLAMP | surgical clamp
Aesculap AG | المانيا | Germany | ME0000003970SFDAA00552 | GRACEY CURETTE | GRACEY CURETTE | DENTAL CURETTE
OxMed International GmbH | المانيا | Germany | ME0000012861SFDAA00011 | ZENSIV OSTOMY | ZENSIV OSTOMY | ZenSiv ileostomy bag beige window filter
Harvard Dental International GmbH | المانيا | Germany | ME0000012198SFDAA00042 | Harvard Dispenser Automix | Dispenser Automix | Dispenser Automix
Aesculap AG | المانيا | Germany | ME0000003970SFDAA00553 | LANGER CURETTE | LANGER CURETTE | DENTAL CURETTE
Aesculap AG | المانيا | Germany | ME0000003970SFDAA00554 | KRONECKER NEEDLE | KRONECKER NEEDLE | Suture Instruments - Ligature Needles
Aesculap AG | المانيا | Germany | ME0000003970SFDAA00555 | HURD NEEDLE F/RT-HAND | HURD NEEDLE F/RT-HAND | Surgical Ligature Needles
Aesculap AG | المانيا | Germany | ME0000003970SFDAA00556 | HEYWOOD-SMITH POLYP FORCEPS | HEYWOOD-SMITH POLYP FORCEPS | SURGICAL FORCEPS
Aesculap AG | المانيا | Germany | ME0000003970SFDAA00557 | HEIDMANN PLASTIC FILLING INSTRUMENT | HEIDMANN PLASTIC FILLING INSTRUMENT | DENTAL FILLING INSTRUMENT
Lawton GmbH & Co. KG | المانيا | Germany | ME0000012221SFDAA00032 | Retractors | Holding Products | FINSEN RETR SHARP 5 CM-FINSEN RETR SHARP 7 CM-FINSEN RETRACTOR7CM ADJUSTAB-ALM RETRACTOR 7 CM 4X4-ALM RETRACTOR 10 CM 4X4-RETRACTOR 10CM SH-RETRACTOR 10CM BL-FINSEN RETRACTOR BLUNT 5 CM-FINSEN RETRACTOR BLUNT 7CM-FINSEN RETR ADJUST BLUNT 7CM-ALM RETRACTOR BLUNT 4X4T 7CM-ALM RETRACTOR BLUNT 4X4T 10CM-WIRE RETR DELICATE 8 CM-JANSEN RETRACTOR BL4X4 12-JANSEN RETRACTOR SH 3X3 10-JANSEN RETRACTOR BL3X3 10-WEITL RETRACTOR3X4 BL13.5-WEITLANER RETR 2X3 SH 10,5CM-WEITLANER RETR 2X3 BL 10,5CM-WEITLANER RETR 3X4 SH 13.5 CM-ADSON RETR 4X4 SH 19,5 CM-ADSON RETR 4X4 BL 19,5 CM-WEITLANER RETR 3X4 SH 16,5CM-WEITLANER RETR 3X4 SH 19,5CM-WEITLANER RETR 3X4 BL 16,5CM-WEITLANER RETR 3X4 BL19,5 CM-WEITLANER RETR 3X4 SH 25CM-WEITLANER RETR 3X4 BL25 CM-WEITLANER RETR5X6T SH 25,5CM-WEITLANER RETR5X6T BL 25,5CM-PLESTER RETR SHARP 10,5 CM-PLESTER RETR SHARP 10,5CM-WEITLANER-WULLST.RETR SHARP-WEITLANER-WULLST.RETR BLUNT-PLESTER RETR 2X2 SH 12 CM-PLESTER RETR 2X2 BL 12 CM-RETRACTOR 3X4 PR BL 13,5CM-SCALP CONTOUR RETR3X4T SH13,5-ADSON RETR 3X4 SH 28 CM-ANDERSON-ADSON RETR19CM4X4 P-ADSON BABY RETR 3X4 SH 14 CM-ADSON BABY RETR 3X4 BL 14 CM-ADSON BABY RETR 3X4 SH 16 CM-ADSON BABY RETR 3X4 BL 16 CM-ADSON RETR 3X4 SH 21CM-ADSON RETRACTOR 3X4T BL 21CM-BECKM ADSON RETR BL30,5CM-BECKM ADSON RETR SH 30,5CM-BECKM ADSON RETR BL 45X25MM-BECKM ADSON RETR SH 45X25MM-ADSON RETR BL 33 CM-BABY GELPI RETR 13 CM-HENLEY RETR W 3VALV 16,5CM SH-SPREADER ONLY FOR 21-0325-HENLEY RETR W 3VALV16,5CM BL-SPREADER ONLY FOR 21-0335-CENTRAL VALVE SERRAT 19X16MM-CENTRAL VALVE SERRAT 26X16MM-CENTRAL VALVE SERRAT 32X16MM-HENLEY RETRACTOR 18CM COMPL-SPREADER ONLY FOR 21-0365-LATERAL VALVE BL 25X23MM PAIR-LATERAL VALVE BL 50X23MM PAIR-LATERAL VALVE BL 75X23MM PAIR-CENTRAL VALVE SERRAT 76X16MM-CENTRAL VALVE 42X14MM-MAYO RETRACTOR CV 17CM-BADGLEY LAMINEKT RETR18CM SP-SCOVILLE HEMILAM RETR W2 BL-SCOVILLE RETR FRAME ONLY-SCOV-HAVERFIELD HEMILAM RETR-SCVLE HVRFLD RTR FRM ONLY H-SCOVILLE BLADE 63X25 MM-SCOVILLE BLADE 63X50 MM-SCOVILLE BLADE 88X25 MM-SCOVILLE BLADE 4PR 41X38 MM-SCOVILLE BLADE 4PR 67X44 MM-TAYLOR BLADE 4 PRONG 64X63MM-TAYLOR BLADE 4 PRONG 80X57MM-HOOK 38MM-CASPAR HOOK 58MM-LATERAL VALVE 47X37MM 3 TEETH-COLLIN ABDOMIN RETR 23 CM-BABY-COLLIN ABDOM RETR 18CM-SPREADER ONLY FOR 21-0340-LATERAL VALVES 18X40MM PAIR-LATERAL VALVES 28X40MM PAIR-SPREADER ONLY FOR 21-0350-LATERAL VALVES 40X63MM PAIR-COLLIN ABDOMIN RETRACTOR-RICARD ABDOM RETR FIG 1-RICARD ABDOM RETR FIG 2-LATERAL VALVES 58X80MM PAIR-SPREADER ONLY FOR 21-0361- CENTRAL VALVE 63X73MM-LATERAL VALVES 58X80MM PAIR-SPREADER ONLY FOR 21-0380-CENTRAL VALVE 54X70MM-SPREADER ONLY FOR 21-0381-LATERAL VALVES 72X85MM PAIR-CENTRAL VALVE 72X90MM-GOSSET RETR 38X31X100 MM-GOSSET RETR 63X36X150 MM-DEUCHER-BALFOUR ABD. RETR-FRAME ONLY FOR 21-0470-LATERAL BLADE SMALL-PERMAN ABDOMINAL RETR 60X60MM-GOSSET ABDO/RETR 150 MM-BABY BALFOUR RETRACTOR-CENTER BLADE F. 21-0427-BALFOUR RETRACTOR 195MM SPR-BALFOUR RETRACTOR 250MM SPR-CENTRAL VALVE 59X57MM-BALFOUR RETR CLOSED BLAD 250-BALFOUR RETR CLOSED BLAD 180-BALFOUR CENTER BLADE 50X75 MM-BALFOUR CENTER BLADE 70X85 MM-BALFOUR DEEP RETRACTOR-BALFOUR RETRACTOR 250MM-CENTRAL VALVE 100X64MM-BALFOUR MOD. RETR W RATCH 215-BALFOUR MOR. RETR W RATCH 215-FRAME ONLY FOR 21-0431-BALFOUR MOR RETR W RATCH-FRAME ONLY FOR 21-0435-CENTERBLADE F 92-0105-JUDD MASSON RETRACTOR 3BLADE-MILLIN BLADDER RETR-FRAME W 2 LAT VALV F 92-0105-SPREADER ONLY FOR 92-0130-LATERAL VALVES 57X25MM PAIR-LATERAL VALVES 80X25MM PAIR-CENTRAL VALVE 120X45MM-GOLDSTEIN SELF-RETR RETRACTOR 3CM-MUELLER LACHR SAC RETRACTOR-TI BLUNT VALVE 40X20MM-CLINIC WEITLANER RETR 3X4 SH 13,5 CM-CLINIC WEITLANER RETR 3X4 BL 13,5 CM-CLINIC WEITLANER RETR 3X4 SH 16,5CM-CLINIC WEITLANER RETR 3X4 BL 16,5CM-WEITL RETRACTOR SHARP 13CM-WEITL RETRACTOR BLUNT 13CM-WILLIAMS RETRACTOR50X20 LF-WILLIAMS RETRACTOR50X20 RF-WILLIAMS RETRACTOR 60X20 LF-WILLIAMS RETRACTOR 60X20 RF-WILLIAMS RETRACTOR 70X20LF-WILLIAMS RETRACTOR 70X20 RF-SPREADER F 52-0430-SCOVILLE-RICHTER RETRACTOR-SCHUKNECHT RETR 13CM 3X3 SHARP-BELLUCCI RETR 13CM 3X3 SHARP-MOLLISON RETRACTOR 15CM SHARP –LATERAL VALVES 64X45MM PAIR -LATERAL VALVES 89X45M PAIR -LATERAL VALVES 103X45M PAIR -CENTRAL VALVE 70X66MM -CENTRAL VALVE 65X84MM -CENTRAL VALVE 45X93MM -CENTRAL VALVE MALLEABLE198X51 -SIDE-ARM F 21-0430/31/35 RI -SIDE-ARM F 21-0430/31/35 LE -SM BL ONLY-OSULLIV-OCONNOR R -LG BL ONLY-OSULLIV-OCONNOR R -DENIS-BROWNE FRAME 180X150MM -DENIS-BROWNE VALVE 40X30MM -DENIS-BROWNE VALVE 40X40MM -DENIS-BROWNE FRAME 255X180MM -FRAME 275X250MM -VALVE FOR INTESTINE 98X76MM -VALVE FOR INTESTINE 98X52MM -VALVE 105X35MM -VALVE 47X65MM -FRAME-FOLDING-FOR 21-0579 -FRAME 300X380MM -KIRSCHNER ABDOM HOOK 43X55 -KIRSCHNER ABDOM HOOK 48X65 -KIRSCHNER ABDOM HOOK 80X90MM -KIRSCHNER ABDOM HOOK 105X38 -ROCHARD MOUNTING FRAME -ROCHARD FIXATION DEVICE -ROCHARD MOUTING FRAME BOTH S -EASYSTITCH WOUND STR 20CM -CASPAR SPECULUM 65MM -CASPAR SPECULUM 70MM -CASPAR SPECULUM 75MM -CASPAR SPECULUM 85MM.
Berger Surgical Medical Products GmbH | المانيا | Germany | ME0000007977SFDAA00008 | Scissors BS berger surgical | Mayo Scissors | ALL reusable surgical instruments Consist of only one piece That Comprise simple movable parts And as the case may be are put together using various changeable single parts (e.g. a handle piece and diverse as-signments). (01-160-14,01-160-15,01-160-17,01-160-19,01-160-23,01-161-14,01-161-15,01-161-17,01-161-19,01-161-23) Mayo Scissors, straight,curved,
Aesculap AG | المانيا | Germany | ME0000003970SFDAA00558 | HEIFETZ TUMOUR FCPS | HEIFETZ TUMOUR FCPS | SURGICAL FORCEPS
Aesculap AG | المانيا | Germany | ME0000003970SFDAA00559 | HOESEL RETRACTOR | HOESEL RETRACTOR | SURGICAL RETRACTOR
Aesculap AG | المانيا | Germany | ME0000003970SFDAA00560 | IRIS SUPERCUT SCISSORS | IRIS SUPERCUT SCISSORS | SURGICAL SCISSORS
Aesculap AG | المانيا | Germany | ME0000003970SFDAA00561 | KILNER RETRACTOR | KILNER RETRACTOR | SURGICAL RETRACTOR
Aesculap AG | المانيا | Germany | ME0000003970SFDAA00562 | LAMBERT-KAY AORTA CLAMP | LAMBERT-KAY AORTA CLAMP | surgical clamp
Aesculap AG | المانيا | Germany | ME0000003970SFDAA00563 | KILLIAN SEPTUM SPECUL.ASEPTIC | KILLIAN SEPTUM SPECUL.ASEPTIC | SURGICAL SEPTUM SPECULUM
Aesculap AG | المانيا | Germany | ME0000003970SFDAA00564 | KELLY SPHINCTEROSCOPE | KELLY SPHINCTEROSCOPE | surgical scope
RICHARD WOLF GMBH | المانيا | Germany | ME0000001080SFDAA00199 | GRASPING FORCEPS Ø | GRASPING FORCEPS Ø | Rigid endoscopic tissue manipulation forceps, reusable
Aesculap AG | المانيا | Germany | ME0000003970SFDAA00565 | LANE GASTRO INTEST.TWIN CLAMP | LANE GASTRO INTEST.TWIN CLAMP | Surgical Intestinal Clamps
Aesculap AG | المانيا | Germany | ME0000003970SFDAA00566 | HENNIG PLASTER SPREADER | HENNIG PLASTER SPREADER | SURGICAL RETRACTOR
Aesculap AG | المانيا | Germany | ME0000003970SFDAA00567 | KRISTELLER VAG SPEC SET | KRISTELLER VAG SPEC SET | vaginal specula
Aesculap AG | المانيا | Germany | ME0000003970SFDAA00568 | JANSEN-MIDDLETON SEPTUM FORCEPS | JANSEN-MIDDLETON SEPTUM FORCEPS | surgical forceps
Aesculap AG | المانيا | Germany | ME0000003970SFDAA00569 | HOLLENBACK PLASTIC FILLING INSTRUMENT | HOLLENBACK PLASTIC FILLING INSTRUMENT | DENTAL FILLING INSTRUMENT
RICHARD WOLF GMBH | المانيا | Germany | ME0000018775SFDAA00001 | GRASPING FORCEPS BNDL | GRASPING FORCEPS BNDL | Rigid endoscopic tissue manipulation forceps, reusable
Aesculap AG | المانيا | Germany | ME0000003970SFDAA00570 | FOOTPLATE HOOK RETRO | FOOTPLATE HOOK RETRO | SURGICAL HOOK
Aesculap AG | المانيا | Germany | ME0000003970SFDAA00571 | KRISTELLER VAGINAL SPECULA | KRISTELLER VAGINAL SPECULA | SURGICAL VAGINAL SPECULA
Aesculap AG | المانيا | Germany | ME0000003970SFDAA00572 | LANGENBECK BONE-HOLDING FCPS | LANGENBECK BONE-HOLDING FCPS | Bone Holding Forceps
Aesculap AG | المانيا | Germany | ME0000003970SFDAA00573 | KILLIAN SEPTUM SPECULUM ASEPTIC | KILLIAN SEPTUM SPECULUM ASEPTIC | surgical septum speculum
Aesculap AG | المانيا | Germany | ME0000003970SFDAA00574 | KIELLAND OBSTETRICAL FORCEPS | KIELLAND OBSTETRICAL FORCEPS | Obsterical Forceps
Aesculap AG | المانيا | Germany | ME0000003970SFDAA00575 | LEXER SCISSORS | LEXER SCISSORS | SURGICAL SCISSORS
Aesculap AG | المانيا | Germany | ME0000003970SFDAA00576 | LONDON COLLEGE TOOTH TWEEZ | LONDON COLLEGE TOOTH TWEEZ | DENTAL TOOTH TWEEZERS
Aesculap AG | المانيا | Germany | ME0000003970SFDAA00577 | MALLET HEAD | MALLET HEAD | SURGICAL MALLET
Aesculap AG | المانيا | Germany | ME0000003970SFDAA00578 | HARTMANN-WULLSTEIN EAR FCPS | HARTMANN-WULLSTEIN EAR FCPS | EAR FORCEPS
Aesculap AG | المانيا | Germany | ME0000003970SFDAA00579 | GOOD TONSIL SCISSORS | GOOD TONSIL SCISSORS | SURGICAL SCISSORS
Aesculap AG | المانيا | Germany | ME0000003970SFDAA00580 | GRAY TOOTH FORCEPS F.CHILDREN | GRAY TOOTH FORCEPS F.CHILDREN | DENTAL TOOTH FORCEPS
Aesculap AG | المانيا | Germany | ME0000003970SFDAA00581 | HEIDEMANN PLASTIC FILLING INSTRUMENT | HEIDEMANN PLASTIC FILLING INSTRUMENT | DENTAL FILLING INSTRUMENT
Aesculap AG | المانيا | Germany | ME0000003970SFDAA00582 | JONES TOWEL CLAMP | JONES TOWEL CLAMP | surgical clamp
Aesculap AG | المانيا | Germany | ME0000003970SFDAA00583 | HEMINGWAY SHARP SPOON DBL.END | HEMINGWAY SHARP SPOON DBL.END | Surgical Bone Curettes
Aesculap AG | المانيا | Germany | ME0000003970SFDAA00584 | GRAEFE NERVE/VESSEL HOOK | GRAEFE NERVE/VESSEL HOOK | surgical hook
RICHARD WOLF GMBH | المانيا | Germany | ME0000018770SFDAA00001 | SCALPEL 20.5FR | SCALPEL 20.5FR | SEMICIRCULAR \ CERAMIC LANCET-SHAPED
Aesculap AG | المانيا | Germany | ME0000003970SFDAA00585 | LISTON-STILLE BONE-CUTTING FCPS | LISTON-STILLE BONE-CUTTING FCPS | SURGICAL BONE-CUTTING FORCEPS
Aesculap AG | المانيا | Germany | ME0000003970SFDAA00586 | LUCAE EAR HOOK BUTTONED | LUCAE EAR HOOK BUTTONED | surgical ear hook
Aesculap AG | المانيا | Germany | ME0000003970SFDAA00587 | MAYO-ROBSON INTESTINAL FRCPS | MAYO-ROBSON INTESTINAL FRCPS | surgical forceps
Aesculap AG | المانيا | Germany | ME0000003970SFDAA00588 | LUNIATSCHEK GAUZE PACKER | LUNIATSCHEK GAUZE PACKER | GAUZE COTTON PLUGGER DENTAL INSTRUMENT
Aesculap AG | المانيا | Germany | ME0000003970SFDAA00590 | MATHIEU FOREIGN BODY FORCEPS | MATHIEU FOREIGN BODY FORCEPS | SURGICAL FORCEPS
Aesculap AG | المانيا | Germany | ME0000003970SFDAA00591 | HAIGHT RIB SPREADER | HAIGHT RIB SPREADER | SURGICAL RIB SPREADER
Aesculap AG | المانيا | Germany | ME0000003970SFDAA00592 | LISTON-KEY-HORSLEY BNE-CUTTING FCP | LISTON-KEY-HORSLEY BNE-CUTTING FCP | SURGICAL BONE CUTTING FORCEPS
Aesculap AG | المانيا | Germany | ME0000003970SFDAA00593 | CUTANEOUS HOOKLET BARSKY | CUTANEOUS HOOKLET BARSKY | surgical hook
Aesculap AG | المانيا | Germany | ME0000003970SFDAA00594 | LOVE-GRUENWALD RONG | LOVE-GRUENWALD RONG | SURGICAL RONGEURS
Aesculap AG | المانيا | Germany | ME0000003970SFDAA00595 | LOCKWOOD INTESTINAL FCPS | LOCKWOOD INTESTINAL FCPS | SURGICAL FORCEPS
Aesculap AG | المانيا | Germany | ME0000003970SFDAA00596 | LUCAS SHARP SPOON DBL.END | LUCAS SHARP SPOON DBL.END | Bone curettes spoon shape
Aesculap AG | المانيا | Germany | ME0000003970SFDAA00597 | FORCEPS BAYO | FORCEPS BAYO | SURGICAL FORCEPS
Aesculap AG | المانيا | Germany | ME0000003970SFDAA00598 | MAYFIELD BONE RONGEUR | MAYFIELD BONE RONGEUR | SURGICAL BONE RONGEUR
Aesculap AG | المانيا | Germany | ME0000003970SFDAA00599 | MALLET 218G HEAD | MALLET 218G HEAD | SURGICAL MALLET
Aesculap AG | المانيا | Germany | ME0000003970SFDAA00600 | KELLY SCISSORS | KELLY SCISSORS | SURGICAL SCISSORS
Aesculap AG | المانيا | Germany | ME0000003970SFDAA00601 | HYLIN ROOT ELEVATOR | HYLIN ROOT ELEVATOR | DENTAL ELEVATOR FOR TOOTH EXTRACTION
Aesculap AG | المانيا | Germany | ME0000003970SFDAA00602 | LEES ATR.BRONCHUS CLMP | LEES ATR.BRONCHUS CLMP | SURGICAL CLAMP
Aesculap AG | المانيا | Germany | ME0000003970SFDAA00603 | MARQUARDT BONE RONGEUR | MARQUARDT BONE RONGEUR | SURGICAL BONE RONGEUR
Aesculap AG | المانيا | Germany | ME0000003970SFDAA00604 | MC'CALL SCALER | MC'CALL SCALER | DENTAL SCALER INSTRUMENT
Aesculap AG | المانيا | Germany | ME0000003970SFDAA00605 | NAIL-EXTRACTING FORCEPS | NAIL-EXTRACTING FORCEPS | NAIL-EXTRACTING FORCEPS
Aesculap AG | المانيا | Germany | ME0000003970SFDAA00606 | MOLT ELEVATOR DBL-END | MOLT ELEVATOR DBL-END | SURGICAL ELEVATOR
Aesculap AG | المانيا | Germany | ME0000003970SFDAA00607 | MUSEUX FORCEPS | MUSEUX FORCEPS | SURGICAL FORCEPS
Aesculap AG | المانيا | Germany | ME0000003970SFDAA00608 | MEDICINE CUP W/INSIDE GRADU | MEDICINE CUP W/INSIDE GRADU | SURGICAL CUP
Aesculap AG | المانيا | Germany | ME0000003970SFDAA00609 | MICRO-NEEDLE HLDR | MICRO-NEEDLE HLDR | SURGICAL NEEDLE HOLDER
Aesculap AG | المانيا | Germany | ME0000003970SFDAA00610 | JEWELERS FORCEPS | JEWELERS FORCEPS | surgical forceps
Aesculap AG | المانيا | Germany | ME0000003970SFDAA00611 | MAYO-HARRINGTON SCISSORS | MAYO-HARRINGTON SCISSORS | SURGICAL SCISSORS
Aesculap AG | المانيا | Germany | ME0000003970SFDAA00612 | NAGER TONSIL RETRACTOR | NAGER TONSIL RETRACTOR | SURGICAL RETRACTOR
Aesculap AG | المانيا | Germany | ME0000003970SFDAA00613 | MICRO SUTURE FORCEPS | MICRO SUTURE FORCEPS | SURGICAL SUTURE FORCEPS
Aesculap AG | المانيا | Germany | ME0000003970SFDAA00614 | HOPT ATR.PANKREAS A.KIDNEY FCPS | HOPT ATR.PANKREAS A.KIDNEY FCPS | SURGICAL FORCEPS
Aesculap AG | المانيا | Germany | ME0000003970SFDAA00615 | MERSHON CROWN DEPRESSOR | MERSHON CROWN DEPRESSOR | DENTAL DEPRESSOR INSTRUMENT
Aesculap AG | المانيا | Germany | ME0000003970SFDAA00616 | MOUTH MIRROR SURFACE | MOUTH MIRROR SURFACE | DENTAL MOUTH MIRROR
Aesculap AG | المانيا | Germany | ME0000003970SFDAA00617 | FOMON LOWER LAT SCISSORS | FOMON LOWER LAT SCISSORS | SURGICAL SCISSORS
RICHARD WOLF GMBH | المانيا | Germany | ME0000001080SFDAA00198 | OPT. GRASPING FORCEPS | OPT. GRASPING FORCEPS | Rigid endoscopic biopsy forceps, reusable
Aesculap AG | المانيا | Germany | ME0000003970SFDAA00618 | MIDDELDORPF RETR OPEN | MIDDELDORPF RETR OPEN | SURGICAL RETRACTOR
Aesculap AG | المانيا | Germany | ME0000003970SFDAA00619 | MILLIN SUTURE-HOLDING FORCEPS | MILLIN SUTURE-HOLDING FORCEPS | SURGICAL SUTURE-HOLDING FORCEPS
Aesculap AG | المانيا | Germany | ME0000003970SFDAA00620 | MOUTH MIRROR HDL.PLAST | MOUTH MIRROR HDL.PLAST | DENTAL MOUTH MIRROR HANDLE
Aesculap AG | المانيا | Germany | ME0000003970SFDAA00621 | NABERS FURCATION PROBE P2N | NABERS FURCATION PROBE P2N | DENTA; FURCATION PROBE
Aesculap AG | المانيا | Germany | ME0000003970SFDAA00622 | MODIF.WITZEL ROOT SPLINTER FORCEPS | MODIF.WITZEL ROOT SPLINTER FORCEPS | DENTAL FORCEPS
Aesculap AG | المانيا | Germany | ME0000003970SFDAA00623 | HEYMANN-KNIGHT SEPTUM FORCEPS | HEYMANN-KNIGHT SEPTUM FORCEPS | surgical forceps
RICHARD WOLF GMBH | المانيا | Germany | ME0000001080SFDAA00196 | TROCAR TIP TRIANGULAR | TROCAR TIP TRIANGULAR | Laparoscopic trocar blade, reusable
Aesculap AG | المانيا | Germany | ME0000003970SFDAA00624 | MCGEE WIRE-BENDING FCP | MCGEE WIRE-BENDING FCP | SURGICAL WIRE-BENDING FORCEPS
Aesculap AG | المانيا | Germany | ME0000003970SFDAA00625 | METZ RETRACTOR | METZ RETRACTOR | SURGICAL RETRACTOR
Aesculap AG | المانيا | Germany | ME0000003970SFDAA00626 | HARTMANN EAR SPECULUM | HARTMANN EAR SPECULUM | EAR SPECULUM
RICHARD WOLF GMBH | المانيا | Germany | ME0000001080SFDAA00201 | OPT. GRASPING FORCEPS CVD. DOWNWARDS | OPT. GRASPING FORCEPS CVD. DOWNWARDS | Rigid endoscopic tissue manipulation forceps, reusable
Lawton GmbH & Co. KG | المانيا | Germany | ME0000012221SFDAA00037 | Retractors | Holding Products | COTTLE RETRACTOR 16.0CM-SACHS RETRACTOR 18.5CM-JACKSON TRACHEA RETRACTOR-MOLDESTAD VEIN RETR 12.0CM-ROLLET RETR 4PR SHARP 135CM-KNAPP RETR 4PR BLUNT 13,5 CM-RETRACTOR 4PR SHARP 16,5CM-FREER SKIN RETR 15 CM-LAHEY RETR 1 SH PR 12 CM-LAHEY RETR 2 SH PR 12 CM-FLEXIBLE RETR 1 SH PR 15 CM-FLEXIBLE RETR 2 SH PR 15CM-FLEXIBLE RETR 3 SH PR 15 CM-FLEXIBLE RETR 4 SH PR 15CM-FLEXIBLE RETR 1 BL PR 15 CM-FLEXIBLE RETR 2 BL PR 15 CM-FLEXIBLE RETR 3 BL PR 15 CM-FLEXIBLE RETR 4 BL PR 15CM-FINE RAKE RETR 1SH PR 16,5-FINE RAKE RETR 2SH PR 16,5CM-FINE RAKE RETR 3SH PR 16,5 CM-FINE RAKE RETR 4SH PR 16,5CM-FINE RAKE RETR 1BL PR 16,5-FINE RAKE RETR 2BL PR 16,5CM-FINE RAKE RETR 3BL PR 16,5CM-FINE RAKE RETR 4BL PR 16,5CM-FINGER RAKE RETR 1 SH PR 17-FINGER RAKE RETR 2 SH PR 17 CM-FINGER RAKE RETR 3 SH PR 17 CM-FINGER RAKE RETR 4 SH PR 17CM-FINGER RAKE RETR 1 BL PR 17 CM-FINGER RAKE RETR 2 BL PR 17 CM-FINGER RAKE RETR 3 BL PR 17 CM-FINGER RAKE RETR 4 BL PR 17 CM-FOMON BALL END RETR 1PR 16CM-FOMON BALL END RETR 2PR 16CM-JACKSON TRACHEA RETR D/E 17,5-RAGNELL RETR DEL 15 CM-COLLIN RETR 14,5 CM SET-FARABEUF RETR 15,5 CM SET-FARABEUF RETR 12,5 CM SET-BABY-ROUX RETR. 12,5 CM-PARKER RETR 14CM SET-PARKER RETR 18 CM SET OF 2-PARKER MOTT RETR 14,5 CM-COLLIN-HARTMAN RETR. 15,5CM-ROUX RETR 17CM SET OF 3-ROUX RETR SMALL 14,5-ROUX RETR MEDIUM 15,5-ROUX RETR LARGE FIG. 3 17CM-THORLAKSON RETR 25 CM 25 MM-THORLAKSON RETR 25 CM 35 MM-THORLAKSON RETR 25 CM 50 MM-US ARMY RETR 21 CM SET OF 2-MATHIEU RETR 20,5 CM SET OF 2-HIBBS RETR 24,5CM 78X27 MM-HIBBS RETR 24CM52X20MM-HIBBS RETR 23,5CM 27X13 MM-TAYLOR SPINAL RETR SMALL-TAYLOR SPINAL RETR LARGE-THORLAKS RETRACTOR 170X40-THORLAKSON ABDOM RETR 170X50-THORLAKSON ABDOM RETR 170X65-THOR RETR 40 W LIGHT CARRIER-THOR RETR 50 W LIGHT CARRIER-THOR RETR 65 W LIGHT CARRIER-LIGHT CARRIER F THORLAK RETR-ALLISON LUNG RETR ADULT 32,5 CM SS-HARRINGTON RETR 150X41X320MM-HARRINGTON RETR 150X62X320MM-COMFORT HARRINGTON RETR SM-COMFORT HARRINGTON RETR LG-COMF FORD DEAVER RETR 50 MM-RIBBON RETRACTOR 17 CM 16 MM-RIBBON RETRACTOR 19 CM 25 MM-RIBBON RETRACTOR 33 CM 20 MM-RIBBON RETRACTOR 33 CM 25 MM-RIBBON RETRACTOR 33 CM 30 MM-RIBBON RETRACTOR 33 CM 35 MM-RIBBON RETRACTOR 33 CM 45 MM-RIBBON RETRACTOR 33 CM 50 MM-RIBBON RETRACTOR 33 CM 40 MM-RIBBON RETRACTOR 20CM 13MM-RIBBON RETRACTOR 20CM 16MM-OSULLIVAN-OCONNOR RETR SS-FRAME ONLY FOR SULLIVAN RETR-DENIS-BROWNE ABDOM RETR COMP-SEMM RETRACT COMPL-KIRSCHNER ABDOM RETRACTOR-FRAME F KIRSCHNER ABDOM RETR-KIRSCHNER ABD RETR FOLDING-LOVE RETR STR 20,5 CM-LOVE RETR BAY 210MM-LOVE RETR 45 ANG 18-LOVE RETR 90° ANG 140MM-CUSHING RETRACTOR SMALL 21CM-SCOVILLE ROOT RETR 23CM-HOLSHER ROOT RETR 24CM-SCOVILLE ROOT RETR 19CM-DAVIS RETR 13X180 MM-DAVIS RETR 16X180 MM-STEM RETROGRADE KNIFE 5MM-CLINIC FARABEUF RETR 12,5 CM SET-CLINIC FARABEUF RETR 15,5 CM SET-CLINIC PARKER RETR 14CM SET-CLINIC PARKER RETR 18 CM SET OF 2-CLINIC US ARMY RETR 21 CM SET OF 2-CLINIC BABY-ROUX RETR. 12,5 CM-CLINIC ROUX RETR 17CM SET OF 3-CLINIC ROUX RETR SMALL 14,5-CLINIC ROUX RETR MEDIUM 15,5-CLINIC ROUX RETR LARGE 17CM-DETACH KOCHER RETR10X40X330-DETACH KOCHER RETR5X40X330-SCHOENBORN TRACH RETR 21 CM-LANDOLT RETRACTOR BAY 28CM-HESS RETR 3X90MM 17.5CM-HESS RETR 5X90MM 17.5CM-HESS RETR 7X90MM 17,5CM-ROLLET RETR 4 PR SHARP FLEX-GOLDMANN MICRO RETR 16CM-LIP-AND CHEEK RETRACTOR19,5-STERNBERG LIP RETR 12 CM-STERNBERG LIP RETR 14 CM-STERNBERG LIP RETR 16 CM-CAWOOD CHEEK RETR 21X21MM-ORINGER LIP RETR 50X95MM-ORINGER LIP RETR 65MM 10.0CM-ORINGER LIP RETR 75MM 11.0CM-BRUENINGS-BRUNK RETRACTOR-COTTLE-JOSEPH RETR 14,5 CM-COTTLE RETRACTOR 4PR 14 CM-KILNER RETRACTOR SH/SH 8.0-CONVERSE RETRACTOR BL 120MM-WALTER NASAL RIDGE RETR 12.
Lawton GmbH & Co. KG | المانيا | Germany | ME0000012221SFDAA00033 | Mirrors | Examinating Products | LARYNG MIR W/O HDL #00 8MM-LARYNG MIR W/O HDL #0 10MM-LARYNG MIR W/O HDL #1 12MM-LARYNG MIR W/O HDL #2 14MM-LARYNG MIR W/O HDL #3 16MM-LARYNG MIR W/O HDL #4 18MM-LARYNG MIR W/O HDL #5 20MM-LARYNG MIR W/O HDL #6 22MM-LARYNG MIR W/O HDL #7 24MM-LARYNG MIR W/O HDL #8 26MM-LARYNG MIR W/O HDL #9 28MM-LARYNG MIR W/O HDL #10 30MM- LARYNG MIRROR W HDL SZ 00-LARYNG MIRROR W HDL SZ 0-LARYNG MIRROR W HDL SZ 1-LARYNG MIRROR W HDL SZ 2-LARYNG MIRROR W HDL SZ 3-LARYNG MIRROR W HDL SZ 4-LARYNG MIRROR W HDL SZ 5-LARYNG MIRROR W HDL SZ 6-LARYNG MIRROR W HDL SZ 7-LARYNG MIRROR W HDL SZ 8-LARYNG MIRROR W HDL SZ 9-LARYNG MIRROR W HDL SZ 10-LARYNG MIRROR W HDL SZ 00-LARYNG MIRROR W HDL SZ 0-LARYNG MIRROR W HDL SZ 1-LARYNG MIRROR W HDL SZ 2-LARYNG MIRROR W HDL SZ 3-LARYNG MIRROR W HDL SZ 4-LARYNG MIRROR W HDL SZ 5-LARYNG MIRROR W HDL SZ 6-LARYNG MIRROR W HDL SZ 7-LARYNG MIRROR W HDL SZ 8-LARYNG MIRROR W HDL SZ 9-LARYNG MIRROR W HDL SZ 10-MICHEL RHINOSCOP MIRROR SZ 1-MICHEL RHINOSCOP MIRROR SZ 2-MICHEL RHINOSCOP MIRROR SZ 3-MICHEL RHINOSCOP MIRROR SZ 4 -CHUCK HANDLE FOR LARYNG MIR -NASAL MIRROR GLATZEL.
Schmitz u. Sohne GmbH & Co. KG | المانيا | Germany | ME0000001208SFDAA00024 | Connecting piece | Diamond Operating Table | Accessories for Diamond Operating Table.
Aesculap AG | المانيا | Germany | ME0000003970SFDAA00627 | GILLIES SKIN HOOK | GILLIES SKIN HOOK | SURGICAL HOOK
RICHARD WOLF GMBH | المانيا | Germany | ME0000001080SFDAA00193 | OPT. BIOPSY FORCEPS | OPT. BIOPSY FORCEPS | Rigid endoscopic biopsy forceps, reusable
HEINE Optotechnik GmbH & Co. KG | المانيا | Germany | ME0000004869SFDAA00162 | EN200/BETA400+200 | Wall transformer | EN200/BETA400+200 OPH.KIT
RICHARD WOLF GMBH | المانيا | Germany | ME0000001080SFDAA00202 | VIEWING OBTURATOR RESECTOSCOPE | VIEWING OBTURATOR RESECTOSCOPE | Rigid endoscope obturator
Schmitz u. Sohne GmbH & Co. KG | المانيا | Germany | ME0000001208SFDAA00023 | Arm rest | Arm rest for operating table | The arm rest is used for short-term positioning of an arm for surgical operations, examinations or treatment.
Lawton GmbH & Co. KG | المانيا | Germany | ME0000012221SFDAA00034 | Probes | Examinating Products | D/E PROBE 1 MM DIAM 13 CM-D/E PROBE 1MM DIAM 14,5 CM-D/E PROBE 1.5 MM DIAM 13 CM-D/E PROBE 1,5MM DIAM 14,5CM-D/E PROBE 1.5 MM DIAM 16 CM-D/E PROBE 1.5 MM DIAM 18 CM-D/E PROBE 1.5 MM DIAM 20 CM-D/E PROBE 1.5 MM DIAM 25 CM-D/E PROBE 2 MM DIAM 13 CM-D/E PROBE 2 MM DIAM 14,5 CM-D/E PROBE 2 MM DIAM 16 CM-D/E PROBE 2 MM DIAM 18 CM-D/E PROBE 2 MM DIAM 20 CM-D/E PROBE 2 MM DIAM 25 CM-D/E PROBE 2 MM DIAM 30 CM-D/E PROBE 1MM DIAM 16CM-D/E PROBE 1MM DIAM 18CM-D/E PROBE 1MM DIAM 20CM-BOWMAN PROBE CYL 0000/000 AG-BOWMAN PROBE CYL SIZE 1+2 AG-BOWMAN PROBE CYL SIZE 3+4 AG-BOWMAN PROBE CYL SIZE 5+6 AG-BOWMAN PROBE CYL SIZE 7+8 AG-BOWMAN PROBE POINT SZ00+0 AG-BOWMAN PROBE POINT SZ 1+2 AG-BOWMAN PROBE POINT SZ 3+4 AG-BOWMAN PROBE POINT SZ 5+6 AG-BOWMAN PROBE POINT SZ 7+8 AG-BOWMAN PROBE POINT0000+000AG-BOWMAN PROBE CYL 0000+000 NS-BOWMAN PROBE CYL SIZE00+0 NS-BOWMAN PROBE CYL SIZE 1+2 NS-BOWMAN PROBE CYL SIZE 3+4 NS-BOWMAN PROBE CYL SIZE 5+6 NS-BOWMAN PROBE CYL SIZE 7+8 NS-BOWMAN PROBE POINT0000+000NS-BOWMAN PROBE POINT SZ00+0 NS-BOWMAN PROBE POINT SZ 1+2 NS-BOWMAN PROBE POINT SZ 3+4 NS-BOWMAN PROBE POINT SZ 5+6 NS-BOWMAN PROBE POINT SZ 7+8 NS-BOWMAN PROBE AG CYL 00/0-PROBE W/EYE 13CM 2MM, SS-PROBE W/EYE 14,5MM, SS-PROBE W/EYE 16CM 2MM, SS-PROBE W/EYE 18CM 2MM, INOX-PROBE W/ EYE 20CM 2MM, INOX-PROBE W/EYE 25CM 2MM, INOX-PROBE W/EYE 13CM 2MM, SILVER-PROBE W/EYE 14,5CM 2MM, SILVER-PROBE W/EYE 16CM 2MM, SILVER-PROBE W/EYE 18CM 2MM, SILVER-PROBE W/EYE 20CM 2MM, SILVER-MYRTLE LEAF PROBE 2,5X130MM-MYRTLE LEAF PROBE 2,5X145MM-MYRTLE LEAF PROBE 2,5X160MM-MYRTLE LEAF PROBE 2,5X200MM-STACKE BUTTO/PROBE 11,5CM 0,8MM, SILVER-PROBE BUTTONED 30CM 2,5MM-PROBE BUTTONNED 30CM 1,5MM-PROBE BUTTONED 30CM 2MM-FLUHRER PROBE MAL 3X250MM TIN-FLUHRER PROBE MAL 3X400MM TIN-LOCKHART PROBE STR 16.5CM-LOCKHART PROBE CVD90° 16.5-LOCKHART PROBE CVD J 16.5-OCHSNER GALL DUCT PROBE 38,5CM-DESJARDINS GALL ST PROBE 28 #1-DESJARDINS GALL ST PROBE #2-DESJARDINS GALL ST PROBE 28CM #3-MOYNIHAN GALL DUCT PROBE 34-SIMS UTERINE PROBE 33,5CM 18/8-VALLEIX UTERINE PROBE 27CM-JACOBSON BUTTON PROBE 18,5 CM-JACOBSON TWIN PROBE 18,5 CM-CLINIC D/E PROBE 2 MM DIAM 13 CM-CLINIC D/E PROBE 2 MM DIAM 14,5 CM-SPINE PROBE BAY 24CM-RHOTON PROBE STR 0.8MM-RHOTON PROBE 40° MM 0:8-RHOTON PROBE 40° 8MM 0:8-RHOTON PROBE 90° 3MM 0.8-RHOTON PROBE 90° 5MM 0.8-RHOTON PROBE STR 0.8MM 19CM-RHOTON PROBE 40° 4MM 0.8 19CM-RHOTON PROBE 40° 8MM 0.8 19CM-RHOTON PROBE 90° 3MM 0.8 19CM-RHOTON PROBE 90° 5MM 0.8 19CM-WILDER LACHRYMAL PROBE SMALL-WILDER LACHRYMAL PROBE MED-WILDER LACHRYMAL PROBE STRONG-STACKE BUTTO/PROBE 11,5CM 0,8MM, NS-KISTNER PROBE D/E 2.0/3.0MM.
Schmitz u. Sohne GmbH & Co. KG | المانيا | Germany | ME0000001208SFDAA00025 | Universal Adaptor | OPX mobilis operating table | Accessories for Diamond Operating Table.
Aesculap AG | المانيا | Germany | ME0000003970SFDAA00628 | LUCAE FORCEPS BAYO | LUCAE FORCEPS BAYO | surgical forceps
RICHARD WOLF GMBH | المانيا | Germany | ME0000001080SFDAA00195 | PUNCH | PUNCH | Bone cutting forceps, reusable
RICHARD WOLF GMBH | المانيا | Germany | ME0000001080SFDAA00203 | HANDLE FOR E-LINE URETERO RENOSCOPES | HANDLE FOR E-LINE URETERO RENOSCOPES | Rigid ureterorenoscope
Aesculap AG | المانيا | Germany | ME0000003970SFDAA00629 | MEASURING CUP GRADUATED | MEASURING CUP GRADUATED | surgical cup
Aesculap AG | المانيا | Germany | ME0000003970SFDAA00630 | MICRO NEEDLEHOLDER | MICRO NEEDLEHOLDER | SURGICAL NEEDLEHOLDER
Aesculap AG | المانيا | Germany | ME0000003970SFDAA00631 | MILLESI MICROSCSRSER | MILLESI MICROSCSRSER | Surgical Scissors
Aesculap AG | المانيا | Germany | ME0000003970SFDAA00632 | MOUTH MIRROR RHODIUM | MOUTH MIRROR RHODIUM | DENTAL MOUTH MIRROR
Aesculap AG | المانيا | Germany | ME0000003970SFDAA00633 | NAEGELE OBSTETRICAL FORCEPS | NAEGELE OBSTETRICAL FORCEPS | OBSTETRICAL FORCEPS
Aesculap AG | المانيا | Germany | ME0000003970SFDAA00634 | NASAL WIRE LOOP F/NASL SNARE | NASAL WIRE LOOP F/NASL SNARE | SURGICAL NASAL WIRE LOOP
Aesculap AG | المانيا | Germany | ME0000003970SFDAA00648 | POTTS-SMITH SUPERCUT SCISSORS | POTTS-SMITH SUPERCUT SCISSORS | surgical scissors
Aesculap AG | المانيا | Germany | ME0000003970SFDAA00649 | OBWEGESER RETRACTOR | OBWEGESER RETRACTOR | SURGICAL RETACTOR
Aesculap AG | المانيا | Germany | ME0000003970SFDAA00650 | OBWEGESER OSTEOTOME | OBWEGESER OSTEOTOME | surgical instrument for cutting bone
Aesculap AG | المانيا | Germany | ME0000003970SFDAA00651 | NEIVERT DOUBLE RETRACTOR | NEIVERT DOUBLE RETRACTOR | SURGICAL RETRACTOR
Aesculap AG | المانيا | Germany | ME0000003970SFDAA00652 | MICRO RING FORCEPS | MICRO RING FORCEPS | SURGICAL FORCEPS
Aesculap AG | المانيا | Germany | ME0000003970SFDAA00653 | RECTAL SCISSORS | RECTAL SCISSORS | SURGICAL SCISSORS
Rein Medical GmbH | المانيا | Germany | ME0000001373SFDAA00002 | OR VIEWPORT X-LARGE 4K-UHD | OR VIEWPORT X-LARGE 4K-UHD | Video Monitor
Aesculap AG | المانيا | Germany | ME0000003970SFDAA00654 | RAMUS HOOK RETRACTOR | RAMUS HOOK RETRACTOR | surgical retractor
Aesculap AG | المانيا | Germany | ME0000003970SFDAA00655 | OCHSNER-DE'BAKEY ATR.AORTA CLMP | OCHSNER-DE'BAKEY ATR.AORTA CLMP | SURGICAL CLAMP
Aesculap AG | المانيا | Germany | ME0000003970SFDAA00656 | OBWEGESER RASPATORY | OBWEGESER RASPATORY | surgical raspatory
Aesculap AG | المانيا | Germany | ME0000003970SFDAA00657 | NOIR HANDLE MODULAR | NOIR HANDLE MODULAR | Handle for micro surgical instrument
Lawton GmbH & Co. KG | المانيا | Germany | ME0000012221SFDAA00035 | RONGEUR | Stripping products | SEMB BONE RONGEUR 24CM-LUER RONGEUR CVD 14,5 CM-LUER RONGEUR CVD 14,5 CM-LUER WALTON RONGEUR 13CM-LEMPERT RONGEUR STR 15,5CM-BLUMENTHAL RONG NARROW 15.5-BLUMENTHAL BONE RONG CVD15,5-BLUMENTHAL BONE RONG ANG14,5-MEAD BONE RONG CVD RD 16,5CM-LUER RONGEUR STR 18 CM-LUER RONGEUR CVD 18 CM-BEYER RONGEUR 17 CM-STELLBRING BONE RONG CVD17,5-STELLBRING BONE RONG CVD17,5-JANSEN RONG STR 17,5CM-JANSEN RONG CVD 17,5CM-LEMPERT RONGEUR STR 18CM-LEMPERT RONGEUR CVD 18CM-RUSKIN RONG CVD SIDEW 18 CM-RUSKIN RONG STR SM JAW 18CM-RUSKIN RONG CVD SM JAW 19CM-RUSKIN RONG STR LG JAW 18CM-RUSKIN RONG CVD LG JAW 18CM-BOEHLER RONG CVD 15 CM-BOEHLER RONG CVD 15 CM-BEYER RONGEUR 18CM-BEYER RONGEUR SLENDER 18CM-ZAUFAL JANSEN RONGEUR 18 CM-MAYFIELD RONGEUR 17,5 CM-LUER STILLE RONG STR 22 CM-LUER STILLE RONG CVD 22 CM-RUSKIN RONG STR 20,5 CM-RUSKIN RONG CVD 20,5 CM-MARQUARDT BONE RONG 20 CM-ECHLIN RONGEUR 23 CM 2X10 MM-ECHLIN RONGEUR 23 CM 3X10 MM-ECHLIN RONGEUR 23 CM 4X10 MM-LUER STILLE RONG ANG 23 CM-LEKSELL RONG WIDE JAW 24,5CM-LEKSELL RONG NARROW 24,5 CM-FRYKHOLM RONG WIDE JAW 24CM-FRYKHOLM RONG NARROW 24CM-LUER STILLE RONG STR 25CM-LUER STILLE RONG CVD 25 CM-RUSKIN STILLE RONG 23,5CM-ROETTGEN-RUSKIN RONG 24CM-LUER-STILLE BONE RONG CVD 27-BONE RONGERU CVD 14CM-BONE RONGERU CVD 14CM-FRIEDM BONE RONG STR 14CM-FRIEDM BONE RONG CVD 14CM-ADSON BONE RONG STR 20CM-BACON RONGEUR ANG 20 CM.
Schmitz u. Sohne GmbH & Co. KG | المانيا | Germany | ME0000001208SFDAA00026 | Diamond 40 LK | Diamond Operating Table | It is intended used for positioning the patient during examination, treatment and operation
RICHARD WOLF GMBH | المانيا | Germany | ME0000001080SFDAA00181 | FOOTSWITCH | FOOTSWITCH | INTERRUPTEUR À PEDALE
RICHARD WOLF GMBH | المانيا | Germany | ME0000001080SFDAA00185 | FLEX HD CAMERA CONTROLLER | FLEX HD CAMERA CONTROLLER | Endoscopic video image processing unit
RICHARD WOLF GMBH | المانيا | Germany | ME0000001080SFDAA00189 | FLEX. GRASP. FORCEPS | FLEX. GRASP. FORCEPS | Flexible endoscopic tissue manipulation forceps, reusable
RICHARD WOLF GMBH | المانيا | Germany | ME0000001080SFDAA00207 | OBTURATOR FOR CYSTOSCOPE | OBTURATOR FOR CYSTOSCOPE | Rigid endoscope obturator
RICHARD WOLF GMBH | المانيا | Germany | ME0000001080SFDAA00212 | OBTURATOR FOR URETHROTOME 20.5FR | OBTURATOR FOR URETHROTOME 20.5FR | Rigid endoscope obturator
RICHARD WOLF GMBH | المانيا | Germany | ME0000001080SFDAA00219 | HANDLE PISTOL SHAPED | HANDLE PISTOL SHAPED | Endoscopic electrosurgical handpiece/electrode, monopolar, reusable
RICHARD WOLF GMBH | المانيا | Germany | ME0000001080SFDAA00224 | CLAW GRASP. | CLAW GRASP. | Endoscopic electrosurgical handpiece/electrode, monopolar, reusable
RICHARD WOLF GMBH | المانيا | Germany | ME0000001080SFDAA00225 | MARYLAND DISSECTOR | MARYLAND DISSECTOR | Endoscopic electrosurgical handpiece/electrode, monopolar, reusable
Haag-Streit Surgical GmbH & Co. KG | المانيا | Germany | ME0000018994SFDAA00001 | HS ALLERGA 90 | HS Surgical Microscopes | HS ALLERGA 90
Aesculap AG | المانيا | Germany | ME0000003970SFDAA00658 | OBWEGESER CHIN RETRACTOR | OBWEGESER CHIN RETRACTOR | SURGICAL RETRACTOR
Aesculap AG | المانيا | Germany | ME0000003970SFDAA00659 | OBWEGESER RETR | OBWEGESER RETR | SURGICAL RETRACTOR
Aesculap AG | المانيا | Germany | ME0000003970SFDAA00660 | PLASTIC FILLING INSTRUMENT CONTRA ANGLE | PLASTIC FILLING INSTRUMENT CONTRA ANGLE | PLASTIC FILLING DENTAL INSTRUMENT
Aesculap AG | المانيا | Germany | ME0000003970SFDAA00661 | RIP SPREADER BABY FINOCHIETTO ALUMINIUM | RIP SPREADER BABY FINOCHIETTO ALUMINIUM | SURGICAL RETRACTOR
Aesculap AG | المانيا | Germany | ME0000003970SFDAA00662 | MILLER BONE RASP | MILLER BONE RASP | Bone Rasps
Aesculap AG | المانيا | Germany | ME0000003970SFDAA00663 | NASAL SPECULUM COTTLE | NASAL SPECULUM COTTLE | NASAL SPECULUM
Aesculap AG | المانيا | Germany | ME0000003970SFDAA00664 | MILLIN ATR.LOBE FORCEPS | MILLIN ATR.LOBE FORCEPS | surgical forceps
Aesculap AG | المانيا | Germany | ME0000003970SFDAA00665 | NOIR PROBE BALL-TIP | NOIR PROBE BALL-TIP | Mini microsurgical probe ball tip shape
Aesculap AG | المانيا | Germany | ME0000003970SFDAA00666 | RESANO CARTILAGE SCISSORS | RESANO CARTILAGE SCISSORS | SURGICAL SCISSORS
ILO electronic GmbH | المانيا | Germany | ME0000007907SFDAA00002 | TV-IL021WP | TV-IL021WP | ILO TV adapters are precision optical devices which are designed to be used for endoscopic applications.
RICHARD WOLF GMBH | المانيا | Germany | ME0000001080SFDAA00179 | GRASP. FORCEPS INSERT 5FR | GRASP. FORCEPS INSERT 5FR | Rigid endoscopic tissue manipulation forceps, reusable
RICHARD WOLF GMBH | المانيا | Germany | ME0000001080SFDAA00211 | SHEATH FOR URETHROTOME 20.5FR | SHEATH FOR URETHROTOME 20.5FR | Endoscope sheath, reusable
RICHARD WOLF GMBH | المانيا | Germany | ME0000001080SFDAA00192 | BIOPSY FORCEPS | BIOPSY FORCEPS | Rigid endoscopic biopsy forceps, reusable
RICHARD WOLF GMBH | المانيا | Germany | ME0000001080SFDAA00200 | OBTURATOR RESECTOSCOPE 24FR | OBTURATOR RESECTOSCOPE 24FR | Rigid endoscope obturator
RICHARD WOLF GMBH | المانيا | Germany | ME0000001080SFDAA00197 | HOOK PUNCH | HOOK PUNCH | Bone cutting forceps, reusable
RICHARD WOLF GMBH | المانيا | Germany | ME0000001080SFDAA00206 | OBTURATOR FOR ARTHROSCOPE | OBTURATOR FOR ARTHROSCOPE | Rigid endoscope obturator
RICHARD WOLF GMBH | المانيا | Germany | ME0000001080SFDAA00217 | FLEX. BIOPSY FORCEPS | FLEX. BIOPSY FORCEPS | FLEX. BIOPSY FORCEPS 2.2MM WL 750MM
RICHARD WOLF GMBH | المانيا | Germany | ME0000001080SFDAA00222 | MENISCUS GRASPING FORCEPS | MENISCUS GRASPING FORCEPS | Rigid endoscopic tissue manipulation forceps, reusable
RICHARD WOLF GMBH | المانيا | Germany | ME0000001080SFDAA00228 | COTTON APPLICATOR | COTTON APPLICATOR | Flexible endoscopic sponge/swab forceps
RICHARD WOLF GMBH | المانيا | Germany | ME0000001080SFDAA00213 | OUTER SHEATH FOR URETHROTOME 20.5FR | OUTER SHEATH FOR URETHROTOME 20.5FR | Endoscope sheath, reusable
RICHARD WOLF GMBH | المانيا | Germany | ME0000001080SFDAA00218 | ATOMIZER OD | ATOMIZER OD | ATOMIZER OD 4MM WL 470MM 125MM
Aesculap AG | المانيا | Germany | ME0000003970SFDAA00667 | PERIODONTOMETER | PERIODONTOMETER | DENTAL PERIODONTOMETER
Aesculap AG | المانيا | Germany | ME0000003970SFDAA00668 | MICRO APPROXIMATORCOMPLETE | MICRO APPROXIMATORCOMPLETE | SURGICAL APPROXIMATOR
Aesculap AG | المانيا | Germany | ME0000003970SFDAA00669 | MICROFORM TUMOR FORCEPS | MICROFORM TUMOR FORCEPS | SURGICAL FORCEPS
Aesculap AG | المانيا | Germany | ME0000003970SFDAA00670 | OBWEGESER RETRACTORCHANNELED | OBWEGESER RETRACTORCHANNELED | SURGICAL RETACTOR
Aesculap AG | المانيا | Germany | ME0000003970SFDAA00671 | ROSS HOOK | ROSS HOOK | SURGICAL HOOK
Aesculap AG | المانيا | Germany | ME0000003970SFDAA00672 | SCALER CI2/3 ERGONOMIC HDL.GREY | SCALER CI2/3 ERGONOMIC HDL.GREY | DENTAL SCALER
Aesculap AG | المانيا | Germany | ME0000003970SFDAA00673 | SCALER U15/33 ERGONOMIC HDL.GREEN | SCALER U15/33 ERGONOMIC HDL.GREEN | DENTAL SCALER
Aesculap AG | المانيا | Germany | ME0000003970SFDAA00674 | SCISSORS STR.SP/SP | SCISSORS STR.SP/SP | SURGICAL SCISSORS
Aesculap AG | المانيا | Germany | ME0000003970SFDAA00675 | SELDIN ELEVATOR | SELDIN ELEVATOR | DENTAL ELEVATOR
Aesculap AG | المانيا | Germany | ME0000003970SFDAA00676 | SPRING RETRACTOR | SPRING RETRACTOR | SURGICAL RETRACTOR
Aesculap AG | المانيا | Germany | ME0000003970SFDAA00677 | PHILLIPS SCREWDRIVER | PHILLIPS SCREWDRIVER | SURGICAL SCREWDRIVER
Aesculap AG | المانيا | Germany | ME0000003970SFDAA00678 | SELLOR RIB SPREADER SWIVEL BLD | SELLOR RIB SPREADER SWIVEL BLD | SURGICAL RIB SPREADER
Aesculap AG | المانيا | Germany | ME0000003970SFDAA00679 | SEIDL VAGINAL SPECULUM SET | SEIDL VAGINAL SPECULUM SET | VAGINAL SPECULUM SET
Aesculap AG | المانيا | Germany | ME0000003970SFDAA00680 | SCHOENBORN RETRACTOR | SCHOENBORN RETRACTOR | SURGICAL RETRACTOR
Aesculap AG | المانيا | Germany | ME0000003970SFDAA00681 | RIB SPREADER | RIB SPREADER | SURGICAL RIB SPREADER
REDA INSTRUMENTE GMBH | المانيا | Germany | ME0000012108SFDAA00535 | adenoid curette, BARNHILL | knife others | knife others
RICHARD WOLF GMBH | المانيا | Germany | ME0000001080SFDAA00205 | FLEX. GRASP | FLEX. GRASP | Flexible endoscopic tissue manipulation forceps, reusable
Lawton GmbH & Co. KG | المانيا | Germany | ME0000012221SFDAA00038 | Needle Holders | Holding Product | TG CASTR NH 14CM STR W CATCH-TG CASTR NH 14CM STR W CATCH-TG JACOB NH 18CM STR W CATCH-TG JACOB NH 21CM STR W CATCH-TG CASTR NH 14CM CVD W CATCH-TG CASTR NH 14CM CVD W CATCH-TG JACOB NH 18CM STR W CATCH-TG JACOB NH 21CM STR W CATCH-TG DIETRICH NDL HOLDER 18CM-TG CASTROV BL BREAKER/NH 12.5CM-TG NH 15CM STR W CATCH RH-TG NH 23CM STR W CATCH RH-TG NH 18CM STR W CATCH RH-TG NH 21CM STR W CATCH RH-TG RYDER NH 20 CM-TG RYDER NH 14.5 CM-TG RYDER NH 17,5 CM-TG RYDER NH 23 CM-TG RYDER-VASCULAR NH 13 CM-TG RYDER-VASCULAR NH 15 CM-TG RYDER-VASCULAR NH 18,5 CM-TG RYDER-VASCULAR NH 20 CM-TG RYDER-VASCULAR NH 23 CM-TG FRENCH EYE NH 16 CM-TG FRENCH EYE NH 18,5 CM-TG FRENCH EYE NH 20,5 CM-TG CRILE-WOOD NH LH 15 CM-TG HALSEY NH SMOOTH 13 CM-TG NEIVERT NH 12,5 CM-TG CONVERSE NH 12 CM-TG HALSEY NH 13 CM-TG WEBSTER NH 13 CM-TG KILNER NH 13CM-TG DERF NDL HOLDER 11CM-TG BAUMG NDL HOLDER 13CM-TG HEGAR-BAUMGARTNER NH 14CM-TG CRILE WOOD NH 15 CM-TG CRILE WOOD NH 23 CM-TG CRILE WOOD NH 18 CM-TG CRILE WOOD NH 20,5 CM-TG DEBAKEY NH 15 CM- -TG DEBAKEY NH 20,5 CM-TG DEBAKEY NH 18 CM-TG DEBAKEY NH 23 CM-TG DEBAKEY NH 26,5 CM-TG CRILE NDL HOLDER 15CM-TG DEBAKEY NH 30,5 CM-TG LAWTON-VASCULAR NH 15 CM-TG LAWTON-VASCULAR NH 17,5 CM-TG LAWTON-VASCULAR NH 20 CM-TG CARROLL NH 16 CM-TG NEW ORLEANS NH 17,5CM-TG EUFRATE PASQUE NH 15,0CM-TG EUFRATE PASQUE NH 20,0CM-TG PASQUE NDL HOLDER 17.5-TG SAROT NH 18 CM-TG MAYO HEGAR NH 37 CM HEAVY-TG MAYO HEGAR NH 16 CM-TG MAYO HEGAR NH 18.5 CM-TG MAYO HEGAR NH 20,5 HEAVY-TG MAYO HEGAR NH 24 CM HEAVY-TG MAYO HEGAR NH 30 ,5CM HEAVY-TG MAYO HEGAR NH 24 CM-TG MAYO-HEGAR NH 27CM HEAVY-TG MAYO HEGAR NH 26 CM-TG MAYO HEGAR NH 18,5 HEAVY-TG MAYO-HEGAR NH 15,5 CM HEAVY-TG MAYO HEGAR NH 20,5 CM-TG BOZEMANN NH 20 CM-TG BOZEMANN NH 24 CM-TG BOZEMANN NH 26 CM-TG FINOCHIETTO NH 20,5 CM-TG FINOCHIETTO NH 26,5 CM-TG HEANEY NDL HOLDER 20.5-TG HEANEY NH 26,5 CM-TG MASSON NH 26,5 CM-TG WANGENSTEEN NH 27 CM-TG STRATTE NH 22,5 CM-TG STRATTE NH 22,5 CM-TG OLSEN HEGAR NH 13,5 CM-TG OLSEN HEGAR NH 17 CM-TG OLSEN HEGAR NH 18,5 CM-TG GILLIES NH 15,5 CM STR-TG GILLIES NH 15,5 CM CVD-TG BABY-OLSEN-HEGAR NH 12CM-TG BABY-GILLIES NH CVD 15CM-TG MATHIEU NH 24 CM-TG MATHIEU NH 14 CM-TG MATHIEU NH 17,5 C-TG MATHIEU NH 20 CM-TG LICHTENBERG NH 20 CM-TG LAWTON-MATHIEU NH 16 CM-TG LANGENB RYDER NH 19,5 CM-TG LANGENB RYDER NH 23 CM-MICRO-CASTR NH 14 CM CVD W/O-MICRO-CASTR NH 14CM STR W/O-MICRO-CASTR NH 14CM STR W-MICRO-CASTR NH 14CM CVD W-CASTROV NH 9CM STR W/O CATCH-CASTROV NH 9CM CVD W/O CATCH-CASTROV NH 9CM STR W CATCH-CASTROV NH 9CM CVD W CATCH-PG NH 16,0CM STR W/O CATH FH-PG NH 18,5CM STR W/O CATC FH-PG NH 16,0CM CVD W/O CATC FH-PG NH 18,5CM CVD W/O CATC FH-PG NH 16,0CM STR W CATCH FH-PG NH 18,5CM STR W CATCH FH-PG NH 16,0CM CVD W CATCH FH-PG NH 18,5CM CVD W CATCH FH-BARRAQ NH CVD W/O CATCH 13,5CM-BARRAQ NH CVD W CATCH 13,5 CM-BARR-TROUTM NH CVD W CATCH9,5-BARR-TROUTM NH CVD W/O CAT9,5-BARR-TROUTM NH STR W CATCH9,5-BARR-TROUTM NH STR W/O CAT10.5-BARRAQ NH STR W/O CATCH 13,5-BARRAQ NH STR W CATCH 13,5-BARRAQ NH CVD W/O CATCH 11,5CM-BARRAQ NH CVD W CATCH 11,5 CM-BARRAQ NH STR W/O CATCH 11,5CM-BARRAQ NH STR W CATCH 11,5-PG NH 12CM STR W/O CATCH RH-PG NH 12CM CVD W/O CATCH RH-PG NH 12CM STR W CATCH RH-PG NH 12CM CVD W CATCH RH-PG MICRO-NH 1.2 STR15CM W/C-PG MICRO-NH 1.2 STR18CM W/C-PG MICRO-NH 1.2 STR21CM W/C-PG MICRO-NH 1.2 STR23CM W/C-PG TITAN NH 21CM STR W/O CAT-DERF NEEDLE HOLDER 12 CM-HALSEY NH SMOOTH 13 CM-NEIVERT NH 12,5 CM-COLLIERS NH 13 CM-WEBSTER NDL HOLDER SMOOTH 13-CASTR NH 13CM W CATCH STR-PG TITAN VASCULAR NH 14,5CM-DG TITAN VASCULAR NH 17,5CM-DG TITAN VASCULAR NH 19,5CM-BAUMGARTNER NH LIGHT 13 CM-BAUMGARTNER NH LIGHT 13 CM-BAUMGARTNER NH HEAVY 13 CM-BAUMGARTNER NH HEAVY 13 CM-CRILE WOOD NH 15 CM-CARROLL NH 16CM-CRILE-MURRAY NDL HOLDER 15CM-BLAIR-BROWN NH 13 CM-NEW ORLEANS NH 17,5 CM-ADSON NH SLOTTED JAW 18 CM-MAYO HEGAR NH 16 CM-MAYO HEGAR NH 18,5 CM-MAYO HEGAR NH 20,5 CM-MAYO HEGAR NH 18,5 CM HEAVY-MAYO-HEGAR NH HEAVY 20,5CM-CRILE WOOD NH 20,5 CM-MASSON NEEDLE HOLDER 26,5CM-JAMESON NH 23 CM-FINOCHIETTO NH 26,5 CM-WANGENSTEEN NH 27 CM-HEANEY NDL HOLDER CVD 20,5CM-GILLIES NDL HOLDER CVD 15,5-OLSEN HEGAR NH 13,5 CM-OLSEN HEGAR NH 17CM-OLSEN HEGAR NH 18,5 CM-BABY-GILLIES NH CVD 15,0CM-MATHIEU NEEDLE HOLDER 14 CM-MATHIEU NEEDLE HOLDER 16,5CM-MATHIEU NEEDLE HOLDER 20 CM-TOENNIS NEEDLE HOLDER 18,5CM-CLINIC TG DERF NH 11CM-CLINIC TG HALSEY NH 13 CM-CLINIC TG HALSEY NH SMOOTH 13 CM-CLINIC TG WEBSTER NH 13 CM-CLINIC TG HEGAR-BAUMGARTNER NH 14CM-CLINIC TG CRILE WOOD NH 15 CM-CLINIC TG DEBAKEY NH 18 CM-CLINIC TG DEBAKEY NH 20,5 CM-CLINIC TG MAYO HEGAR NH 16 CM-CLINIC TG MAYO HEGAR NH 18,5 CM-CLINIC TG MAYO HEGAR NH 20,5 CM-CLINIC HALSEY NH SMOOTH 13 CM-CLINIC CRILE WOOD NH 15 CM-CLINIC MAYO HEGAR NH 16 CM-CLINIC DERF NEEDLE HOLDER 12 CM-CLINIC MAYO HEGAR NH 18,5 CM-CLINIC WEBSTER NDL HOLDER SMTH 13-CLINIC MAYO HEGAR NH 20,5 CM-CLINIC MATHIEU NEEDLE HOLDER 14 CM-CLINIC MATHIEU NEEDLE HOLDER 16,5 CM-CLINIC MATHIEU NEEDLE HOLDER 20 CM-TG DEBAKEY NDL HLD 15CM-TG DEBAKEY NDL HLD 18CM-TG DEBAKEY NDL HLD 20.5CM-TG SAROT NH 26,5 CM-TG DEBAKEY NDL HLD 23CM-PG TI RYDER NDL HLD 12.5CM-PG TI RYDER NDL HLD 14.5CM-PG TI RYDER NDL HLD 17.5CM-PG TI RYDER NDL HLD 19.5CM-PG TI RYDER NDL HLD 22.5CM-PG VASCULAR NH 12,5 CM-PG VASCULAR NH 14,5 CM-PG VASCULAR NH 17,5 CM-PG VASCULAR NH 19,5 CM-PG VASCULAR NH 22,5 CM-TI PG VASCULAR NH 22,5 CM-TIPG VASCULAR NH 12,5 CM-TI PG VASCULAR NH 14,5 CM-TI PG VASCULAR NH 17,5 CM-TI PG VASCULAR NH 19,5 CM-TI PG WEBSTER NH 13 CM-TI PG PAR NH 11,5 CM-PG RYDER NEEDLE HLD 12.5CM-PG RYDER NEEDLE HLD 14.5CM-PG RYDER NEEDLE HLD 17.5CM-PG RYDER NEEDLE HLD 19.5CM-PG RYDER NEEDLE HLD 22.5CM-CASTROV NH 14CM STR W CATCH-CASTROV NH 14CM CVD W CATCH-PG MICRO-NH 1.2MM STR W/O C14-C PG MICRO-NH 1.2MM STR W/O C14-PG MICRO-NH 1.2MM CVD W/O C14-C PG MICRO-NH 1.2MM CVD W/O C14-PG MICRO-NH 1.2MM STR W/C 14-C PG MICRO-NH 1.2MM STR W/C14-PG MICRO-NH 1.2MM CVD W/C14-C PG MICRO-NH 1.2MM CVD W/C14-C PG MICRO-NH 1.2MM STR W/O C18-C PG MICRO-NH 1.2MM CVD W/O C18-C PG MICRO-NH 1.2MM STR W/C18-C PG MICRO-NH 1.2MM CVD W/C18-C PG MICRO-NH 1.2MM STR W/O C21-C PG MICRO-NH 1.2MM CVD W/O C21-C PG MICRO-NH 1.2MM STR W/C21-NH 16,0CM STR W/O CATCH FH-NH 16,0CM CVD W/O CATCH FH-CASTROY NH 14CM STR WIO CATCH-JACOBS NH 18CM STR W/O CATCH-PG MICRO-NH 1.2MM STR W/O C18-PG MICRO-NH 1.2MM STR W/O C21-PG MICRO-NH 1.2MM CVD W/O C18-PG MICRO-NH 1.2MM CVD W/O C21-PG MICRO-NH 1.2MM STR W/C18-PG MICRO-NH 1.2MM STR W/C21-PG MICRO-NH 1.2MM CVD W/C18-PG MICRO-NH 1.2MM CVD W/C21-JACOBSON NH 18CM STR W CATCH-C PG MICRO-NH 1.2MM CVD W/C21-JACOBS NH 18CM CVD WIO CATCH-JACOBS NH 18CM CVD W CATCH-BARRAQ NH CVD W/O CATCH 13,5CM DELIC-BARRAQ NH CVD W CATCH 13,5CM DELIC--REILL NDL HLD 15CM CVD WIO CA-NLD HLD 18CM STR W CATCH RH-NDL HLD 23CM STR WIO CAT RH-NDL HLD 15CM STR WI CAT RH-ND HLD 23CM STR W CAT RH-ND HLD 21CM CVD W CAT RH-TI ND HLD 21CM CVD W CAT RH-C PG YASARGIL NH 0,9MM STR20CM BAY-C PG YASARGIL NH 0,9MM CVD20CM BAY-C PG YASARGIL NH 0,9MM STR22,5CM BAY-C PG YASARGIL NH 0,9MM CVD22,5CM BAY-YASARG NDL HLD BAY 18.5CM-YASARGIL NH 20.0CM STR BAYON-YASARGIL NH 20.0CM CVD BAYON-YASARGIL NH 22.5CM CVD BAYON-YASARGIL NH 24.5CM CVD BAYON-PG YASARGIL NH 0,9MM STR20CM BAY-PG YASARGIL NH 0,9MM CVD20CM BAY-PG YASARGIL NH 0,9MM STR22,5CM BAY-PG YASARGIL NH 0,9MM CVD22,5CM BAY-PG MICRO-NH 0,4MM STR18CM W/C-PG MICRO-NH 0,6MM STR 15CM WIO C-C PG MICRO-NH 0,6MM STR 15CM W/O C-PG MICRO-NH 0,6MM STR 18CM W/O C-C PG MICRO-NH 0,6MM STR 18CM W/O C-TI PG MICRO-NH 0,6MM STR 18CM W/O C-TIC PG MICRO-NH 0,6MM STR 18CM W/O C-PG MICRO-NH 0,6MM CVD15CM W/O C-C PG MICRO-NH 0,6MM CVD15CM W/O C-PG MICRO-NH 0,6MM CVD18CM W/O C-C PG MICRO-NH 0,6MM CVD18CM W/O C-TI PG MICRO-NH 0,6MM CVD18CM W/O C-TIC PG MICRO-NH 0,6MM CVD18CM W/O C-PG MICRO-NH 0,6MM STR 15CM W/C-C PG MICRO-NH 0,6MM STR 15CM W/C-PG MICRO-NH 0,6MM STR 18CM W/C-C PG MICRO-NH 0,6MM STR 18CM W/C-TI PG MICRO-NH 0,6MM STR 18CM W/C-TIC PG MICRO-NH 0,6MM STR 18CM W/C-PG MICRO-NH 0,6MM CVD15CM W/C-C PG MICRO-NH 0,6MM CVD15CM W/C-PG MICRO-NH 0,6MM CVD18CM W/C-C PG MICRO-NH 0,6MM CVD18CM W/C-TI PG MICRO-NH 0,6MM CVD18CM W/C-TIC PG MICRO-NH 0,6MM CVD18CM W/C-PG MICRO-NH 1.2 STR15CM W/O C-PG MICRO-NH 1.2 STR18CM W/O C-PG MICRO-NH 1.2 CVD15CM W/O C-PG MICRO-NH 1.2 CVD18CM W/O C-PG MICRO-NH 1.2 CVD15CM W/C-PG MICRO-NH 1.2 CVD18CM W/C-PG SL MICRO-NH 1.2 STR18CM W/C-PG SL MICRO-NH 1.2 STR 18CM W/O C-PG SL MICRO-NH 1.2 CVD18CM W/O C-PG SL MICRO-NH 1.2 CVD18CM W/C-C PG SL MICRO-NH 1.2 STR18CM W/C-C PG MICRO-NH 1.2 STR18CM W/C-C PG SL MICRO-NH 1.2 STR18CM W/O C-C PG MICRO-NH 1.2 STR15CM W/O C-C PG MICRO-NH 1.2 STR18CM W/O C-TI PG SL MICRO-NH 1.2 STR18CM W/O C-TIC PG SL MICRO-NH 1.2 STR18CM W/O C-PG PL MICRO-NH 1.2 STR 18CM W/O C-C PG PL MICRO-NH 1.2 STR 18CM W/O C-C PG MICRO-NH 1.2 CVD15CM W/O C-C PG MICRO-NH 1.2 CVD18CM W/O C-C PG SL MICRO-NH 1.2 CVD18CM W/O C-TI PG SL MICRO-NH 1.2 CVD18CM W/O C-TIC PG SL MICRO-NH 1.2 CVD18CM W/O C-PG PL MICRO-NH 1.2 CVD 18CM W/O C-C PG PL MICRO-NH 1.2 CVD 18CM W/O C-C PG MICRO-NH 1.2 STR15CM W/C-TI PG SL MICRO-NH 1.2 STR18CM W/C-TIC PG SL MICRO-NH 1.2 STR18CM W/C-PG PL MICRO-NH 1.2 STR 18CM W/C-C PG PL MICRO-NH 1.2 STR 18CM W/C-PG PL MICRO-NH 1.2 CVD 18CM W/C-C PG PL MICRO-NH 1.2 CVD 18CM W/C-C PG MICRO-NH 1.2 CVD15CM W/C-C PG MICRO-NH 1.2 CVD18CM W/C-C PG SL MICRO-NH 1.2 CVD18CM W/C-TI PG SL MICRO-NH 1.2 CVD18CM W/C-TIC PG SL MICRO-NH 1.2 CVD18CM W/C-TI PG MICRO-NH 1.2 STR15CM W/O C-TIC PG MICRO-NH 1.2 STR15CM W/O C-TI PG MICRO-NH 1.2 STR18CM W/O C-TIC PG MICRO-NH 1.2 STR18CM W/O C-TI PG MICRO-NH 1.2 CVD15CM W/O C-TIC PG MICRO-NH 1.2 CVD15CM W/O C-TI PG MICRO-NH 1.2 CVD18CM W/O C-TIC PG MICRO-NH 1.2 CVD18CM W/O C-TI PG MICRO-NH 1.2 STR15CM W/C-TIC PG MICRO-NH 1.2 STR15CM W/C-TI PG MICRO-NH 1.2 STR18CM W/C-TIC PG MICRO-NH 1.2 STR18CM W/C-TI PG MICRO-NH 1.2 CVD15CM W/C-TIC PG MICRO-NH 1.2 CVD15CM W/C-TI PG MICRO-NH 1.2 CVD18CM W/C-TIC PG MICRO-NH 1.2 CVD18CM W/C-PG MICRO-NH 1.2 STR21CM W/O C-PG MICRO-NH 1.2 STR23CM W/O C-PG MICRO-NH 1.2 CVD21CM W/O C-PG MICRO-NH 1.2 CVD23CM W/O C-PG MICRO-NH 1.2 CVD21CM W/C-PG MICRO-NH 1.2 CVD23CM W/C-PG SL MICRO-NH 1.2 STR21CM W/C-PG SL MICRO-NH 1.2 STR21CM W/O C-PG SL MICRO-NH 1.2 STR23CM W/O C-PG SL MICRO-NH 1.2 CVD21CM W/O C-PG SL MICRO-NH 1.2 CVD23CM W/O C-PG SL MICRO-NH 1.2 CVD21CM W/C-PG SL MICRO-NH 1.2 CVD23CM W/C-C PG SL MICRO-NH 1.2 STR23CM W/C-C PG SL MICRO-NH 1.2 STR23CM O/R-C PG SL MICRO-NH 1.2 CVD23CM W/O C-C PG SL MICRO-NH 1.2 CVD23CM W/C-C PG SL MICRO-NH 1.2 STR21CM W/C-C PG MICRO-NH 1.2 STR21CM W/C-C PG MICRO-NH 1.2 STR21CM W/O C-C PG MICRO-NH 1.2 CVD21CM W/O C-C PG MICRO-NH 1.2 CVD21CM W/C-TIC PG MICRO-NH 1.2 CVD21CM W/C-C PG SL MICRO-NH 1.2 STR21CM W/O C-TI PG SL MICRO-NH 1.2 STR21CM W/O C-TIC PG SL MICRO-NH 1.2 STR21CM W/O C-C PG SL MICRO-NH 1.2 CVD21CM W/O C-TI PG SL MICRO-NH 1.2 CVD21CM W/O C-TIC PG SL MICRO-NH 1.2 CVD21CM W/O C-TI PG SL MICRO-NH 1.2 STR21CM W/C-TIC PG SL MICRO-NH 1.2 STR21CM W/C-C PG SL MICRO-NH 1.2 CVD21CM W/C-TI PG SL MICRO-NH 1.2 CVD21CM W/C-TIC PG SL MICRO-NH 1.2 CVD21CM W/C-PG PL MICRO-NH 1.2 STR21CM W/O C-C PG PL MICRO-NH 1.2 STR21CM W/O C-PG PL MICRO-NH 1.2 CVD21CM W/O C-C PG PL MICRO-NH 1.2 CVD21CM W/O C-PG PL MICRO-NH 1.2 STR21CM W/C-C PG PL MICRO-NH 1.2 STR21CM W/C-PG PL MICRO-NH 1.2 CVD21CM W/C-C PG PL MICRO-NH 1MM CVD21CM W/C-C PG MICRO-NH 1.2 STR23CM W/O C-C PG MICRO-NH 1.2 CVD23CM W/O C-C PG MICRO-NH 1.2 STR23CM W/C-C PG MICRO-NH 1.2 CVD23CM W/C-TI PG MICRO-NH 1.2 STR21CM W/O C-TIC PG MICRO-NH 1.2 STR21CM W/O C-TI PG MICRO-NH 1.2 CVD21CM W/O C-TIC PG MICRO-NH 1.2 CVD21CM W/O C-TI PG MICRO-NH 1.2 STR21CM W/C-TIC PG MICRO-NH 1.2 STR21CM W/C-TI PG MICRO-NH 1.2 CVD21CM W/C-PG MICRO-NH 1,8MM STR18CM W/O C-C PG MICRO-NH 1,8MM STR18CM W/O C-PG MICRO-NH 1,8MM CVD18CM W/O C-C PG MICRO-NH 1,8MM CVD18CM W/O C-PG MICRO-NH 1,8MM STR18CM W/C-C PG MICRO-NH 1,8MM STR18CM W/C-PG MICRO-NH 1,8MM CVD18CM W/C-C PG MICRO-NH 1,8MM CVD18CM W/C-PG MICRO-NH 1,8MM STR21CM W/O C-C PG MICRO-NH 1,8MM STR21CM W/O C-PG MICRO-NH 1,8MM CVD21CM W/O C-C PG MICRO-NH 1,8MM CVD21CM W/O C-PG MICRO-NH 1,8MM STR21CM W/C-C PG MICRO-NH 1,8MM STR21CM W/C-PG MICRO-NH 1,8MM CVD21CM W/C-C PG MICRO-NH 1,8MM CVD21CM W/C-PG MICRO-NH 1,8MM STR23CM W/O C-C PG MICRO-NH 1,8MM STR23CM W/O C-PG MICRO-NH 1,8MM STR23CM W/C-C PG MICRO-NH 1,8MM STR23CM W/C-PG MICRO-NH 1,8MM CVD23CM W/O C-C PG MICRO-NH 1,8MM CVD23CM W/O C-PG MICRO-NH 1,8MM CVD23CM W/C-C PG MICRO-NH 1,8MM CVD23CM W/C-BARRAQ NH CVD W/O CATCH 11,5 FINO-BARRAQ NH CVD W CATCH 11,5 CM FINE-BARRAQUER NH HEAVY CVD W/CATCH-BARRAQUER NH HEAVY W/O CATCH-ARRUGA NEEDLE HLD 14CM STR-KALT NEEDLE HOLDER 13,5 CM-TG HALSEY NH 13 CM L-TG CRILE WOOD NH 15 CM L-TG CRILE WOOD NH 18 CM L-TG MAYO HEGAR NH 16 CM L-TG MAYO HEGAR NH 185 L-TI NH 18CM STR W/O CATCH RH-TI NH 21CM CVD W/O CATCH RH-TI NH 18CM CVD W CATCH RH-TI NDL HLD 18CM CVD WIO CAT RH-TI NH 21CM STR W/O CATCH RH –TG NEEDLE HLD STR 5X330MM -TG NEEDLE CVD RI 5X330MM -TG NEEDLE HLD CVD LE 5X330MM -NDL HOLDER RING STR 5X330 -NDL HOLDER RING R CVD5X330 -NDL HOLDER RING L CVD5X330 -SCHUKNECHT NEEDLE STR SHARP -SCHUKNECHT NEEDLE STR BLUNT -SCHUKNECHT NEEDLE S CVD SHARP -BARBARA NEEDLE STR SH -MICRO NEEDLE BLUNT -MICRO NEEDLE SLIGHTLY CVD SH -ROSEN MICRO NEEDLE FULL CVD -MICRO NEEDLE V SL CVD, SHARP 16 -MICRO NEEDLE V SL CVD, BLUNT 16 -PLESTER SCRAPER 2MM 60 DEG ANG -AUSTIN ATTIC DISS 3MM DOUBL ANG -ZOELLNER NEEDLE STR SH 90MM -TI NLD HLD 18CM STR W CATCH RH -TI ND HLD 21CM STR W CAT RH.
Aesculap AG | المانيا | Germany | ME0000003970SFDAA00682 | SCALER CRANE-CAPLAN CK6 ERGO.HDL GREEN | SCALER CRANE-CAPLAN CK6 ERGO.HDL GREEN | DENTAL SCALER
Schmitz u. Sohne GmbH & Co. KG | المانيا | Germany | ME0000001208SFDAA00028 | Leg section, 2 parts | Diamond Operating Table | Accessories for Diamond Operating Table.
Aesculap AG | المانيا | Germany | ME0000003970SFDAA00439 | WHITE EXCAVATOR | WHITE EXCAVATOR | DENTAL EXCAVATOR
Aesculap AG | المانيا | Germany | ME0000003970SFDAA00433 | VALVE XS NERVE HOOK | VALVE XS NERVE HOOK | SURGICAL HOOK
RICHARD WOLF GMBH | المانيا | Germany | ME0000001080SFDAA00220 | BABCOCK FORCEPS | BABCOCK FORCEPS | Endoscopic electrosurgical handpiece/electrode, monopolar, reusable
RICHARD WOLF GMBH | المانيا | Germany | ME0000001080SFDAA00226 | CLIP APPLICATOR | CLIP APPLICATOR | Gastrointestinal endoscopic clip applier
RICHARD WOLF GMBH | المانيا | Germany | ME0000001080SFDAA00187 | HF CONNECTION CABLE MONO | HF CONNECTION CABLE MONO | Electrical-only medical device connection cable, reusable
REDA INSTRUMENTE GMBH | المانيا | Germany | ME0000012108SFDAA00541 | Antrum punch upward cutting | punches | punches
REDA INSTRUMENTE GMBH | المانيا | Germany | ME0000012108SFDAA00561 | dissector, PENFIELD | elevators | elevators
Schmitz u. Sohne GmbH & Co. KG | المانيا | Germany | ME0000001208SFDAA00031 | Set of extension pads | Diamond Operating Table | Accessories for Diamond Operating Table.
REDA INSTRUMENTE GMBH | المانيا | Germany | ME0000012108SFDAA00539 | CASPAR Rongeur | forceps utility | forceps utility
GEUDER AG | المانيا | Germany | ME0000003714SFDAA00724 | RENTSCH CAPSULE POLISHING CURETTE | NA | SURGICAL CURETTE
GEUDER AG | المانيا | Germany | ME0000003714SFDAA00725 | Blum, Round Spoon, for Femto-LASIK | NA | SURGICAL INSTRUMENT
REDA INSTRUMENTE GMBH | المانيا | Germany | ME0000012108SFDAA00552 | bone rongeur | forceps utility | forceps utility
Aesculap AG | المانيا | Germany | ME0000003970SFDAA00683 | MOLT MOUTH GAG F/PED | MOLT MOUTH GAG F/PED | MOUTH GAG
Schmitz u. Sohne GmbH & Co. KG | المانيا | Germany | ME0000001208SFDAA00029 | Back section extension fixed | Diamond Operating Table | Accessories for Diamond Operating Table.
REDA INSTRUMENTE GMBH | المانيا | Germany | ME0000012108SFDAA00557 | chalazion forceps | tweezers | tweezers
REDA INSTRUMENTE GMBH | المانيا | Germany | ME0000012108SFDAA00533 | AACHEN,brain spatula,malleable | spatula | spatula
ILO electronic GmbH | المانيا | Germany | ME0000007907SFDAA00003 | LED 50 eco | LED 50 eco | The equipment features a state-of-the-art colour CCD camera, which was especially designed for use with endoscopic applications. In combination with the built-in high-intensity LED illumination, the device offers the user a compact unit for optimal image quality in nearly every endoscopic discipline.
Aesculap AG | المانيا | Germany | ME0000003970SFDAA00684 | PARKER RETRAC | PARKER RETRAC | surgical retractor
Aesculap AG | المانيا | Germany | ME0000003970SFDAA00685 | RETRACTOR | RETRACTOR | SURGICAL RETRACTOR
GEUDER AG | المانيا | Germany | ME0000003714SFDAA00739 | Ergoline Handpiece | NA | Surgical Handpiece
GEUDER AG | المانيا | Germany | ME0000003714SFDAA00718 | FOREIGN BODY GOUGE | NA | SURGICAL FOREIGN BODY GOUGE
Aesculap AG | المانيا | Germany | ME0000003970SFDAA00686 | MICRO-NEEDLE HOLDER | MICRO-NEEDLE HOLDER | SURGICAL NEEDLE HOLDER
Aesculap AG | المانيا | Germany | ME0000003970SFDAA00687 | SCALER H6/7 ERGONOMIC HDL.YELLOW | SCALER H6/7 ERGONOMIC HDL.YELLOW | DENTAL SCALER
GEUDER AG | المانيا | Germany | ME0000003714SFDAA00733 | KERRISON BONE NIBBLING RONGEUR | NA | SURGICAL RONGEUR
Aesculap AG | المانيا | Germany | ME0000003970SFDAA00437 | WALTER DBEND RETRACT | WALTER DBEND RETRACT | SURGICAL RETRACTOR
Aesculap AG | المانيا | Germany | ME0000003970SFDAA00440 | WILLIGER BONE ELEVATOR | WILLIGER BONE ELEVATOR | DENTAL ELEVATOR
Aesculap AG | المانيا | Germany | ME0000003970SFDAA00688 | SCHUCHARDT RETRACTOR | SCHUCHARDT RETRACTOR | SURGICAL RETRACTOR
Aesculap AG | المانيا | Germany | ME0000003970SFDAA00689 | TC HYST SCISS | TC HYST SCISS | SURGICAL SCISSORS
Aesculap AG | المانيا | Germany | ME0000003970SFDAA00690 | SEMB BONE RONGEUR | SEMB BONE RONGEUR | SURGICAL RONGEUR
GEUDER AG | المانيا | Germany | ME0000003714SFDAA00737 | KELLY GLAUCOMA PUNCH | NA | SURGICAL PUNCH
GEUDER AG | المانيا | Germany | ME0000003714SFDAA00728 | Lohmann Lasek Trephine | NA | SURGICAL Trephine
GEUDER AG | المانيا | Germany | ME0000003714SFDAA00723 | BUNGE EXENTERATION CURETTE | NA | SURGICAL CURETTE
GEUDER AG | المانيا | Germany | ME0000003714SFDAA00751 | KERATOPLASTY TREPHINE, Hamburg mod | NA | SURGICAL TREPHINE
GEUDER AG | المانيا | Germany | ME0000003714SFDAA00742 | SILICONE INSERT for metal stand G-21175 | NA | SILICONE INSERT for metal stand , Accessory for surgical terphine
GEUDER AG | المانيا | Germany | ME0000003714SFDAA00748 | FRANCESCHETTI KERATOPLASTY TREPHINE | NA | SURGICAL TREPHINE
GEUDER AG | المانيا | Germany | ME0000003714SFDAA00750 | Keratoplasty Trephine | NA | Surgical Trephine
GEUDER AG | المانيا | Germany | ME0000003714SFDAA00745 | Szurman, DMEK Retainer for preparation | NA | Accessory for surgical trephine
Aesculap AG | المانيا | Germany | ME0000003970SFDAA00442 | WIRE CUTTING PLIERS | WIRE CUTTING PLIERS | DENTAL WIRE CUTTING PLIERS
Aesculap AG | المانيا | Germany | ME0000003970SFDAA00435 | VESSEL SPREADER BIEMER | VESSEL SPREADER BIEMER | SURGICAL SPREADER
Aesculap AG | المانيا | Germany | ME0000003970SFDAA00445 | ZENKER RETRACTOR | ZENKER RETRACTOR | SURGICAL RETRACTOR
Aesculap AG | المانيا | Germany | ME0000003970SFDAA00432 | UNIV.CURETTE GOLDMANN-FOX | UNIV.CURETTE GOLDMANN-FOX | DENTAL CURETTE
Aesculap AG | المانيا | Germany | ME0000003970SFDAA00438 | WARWICK JAMES ELEVATOR | WARWICK JAMES ELEVATOR | DENTAL ELEVATOR
Aesculap AG | المانيا | Germany | ME0000003970SFDAA00428 | TC SUTURE SCISSORS | TC SUTURE SCISSORS | SURGICAL SUTURE SCISSORS
Aesculap AG | المانيا | Germany | ME0000003970SFDAA00691 | SHAMBAUGH FEN HOOK | SHAMBAUGH FEN HOOK | SURGICAL HOOK
Aesculap AG | المانيا | Germany | ME0000003970SFDAA00692 | STIEGLITZ SPLINTER FORCEPS | STIEGLITZ SPLINTER FORCEPS | SURGICAL FORCEPS
Aesculap AG | المانيا | Germany | ME0000003970SFDAA00693 | SCISS CVD S/B FINE BLD | SCISS CVD S/B FINE BLD | SURGICAL SCISSORS
GEUDER AG | المانيا | Germany | ME0000003714SFDAA00726 | Breyer FemtoLASIK double-ended instrument | NA | SURGICAL INSTRUMENT
GEUDER AG | المانيا | Germany | ME0000003714SFDAA00730 | CITELLI BONE NIBBELING RONGEUR | NA | SURGICAL RONGEUR
GEUDER AG | المانيا | Germany | ME0000003714SFDAA00735 | GREHN GLAUCOMA PUNCH | NA | SURGICAL PUNCH
GEUDER AG | المانيا | Germany | ME0000003714SFDAA00741 | METAL STAND with removable silicone insert G-21176 | NA | Metal Stand Accessory for surgical TREPHINE
Aesculap AG | المانيا | Germany | ME0000003970SFDAA00694 | OBWEGESER RETR CHANNELED | OBWEGESER RETR CHANNELED | SURGICAL RETACTOR
Aesculap AG | المانيا | Germany | ME0000003970SFDAA00695 | ROOT ELEVATOR | ROOT ELEVATOR | DENTAL ELEVATOR
Aesculap AG | المانيا | Germany | ME0000003970SFDAA00696 | SAUERBRUCH ADULT RIB SHEARS | SAUERBRUCH ADULT RIB SHEARS | SURGICAL RIB SHEARS
Aesculap AG | المانيا | Germany | ME0000003970SFDAA00697 | SCALER TAYLOR T2/3 ERGONOMIC HDL.BLACK | SCALER TAYLOR T2/3 ERGONOMIC HDL.BLACK | DENTAL SCALER
Aesculap AG | المانيا | Germany | ME0000003970SFDAA00698 | RND CUTTING KNIFE | RND CUTTING KNIFE | surgical cutting knife
Aesculap AG | المانيا | Germany | ME0000003970SFDAA00699 | SATINSKY SCISSORSF/VENA-CAVA | SATINSKY SCISSORSF/VENA-CAVA | SURGICAL SCISSOR
GEUDER AG | المانيا | Germany | ME0000003714SFDAA00752 | NEUHANN CORNEAL PUNCH | NA | SURGICAL PUNCH
GEUDER AG | المانيا | Germany | ME0000003714SFDAA00721 | MEYHÖFER CHALAZION CURETTE | NA | SURGICAL CURETTE
GEUDER AG | المانيا | Germany | ME0000003714SFDAA00753 | SCHMIDT-MUMM DUCT TREPHINE | NA | SURGICAL TREPHINE
GEUDER AG | المانيا | Germany | ME0000003714SFDAA00746 | BEST KERATOPLASTY TREPHINE | NA | SURGICAL TREPHINE
Aesculap AG | المانيا | Germany | ME0000003970SFDAA00700 | MOUTH MIRROR HDL | MOUTH MIRROR HDL | DENTAL MOUTH MIRROR HANDLE
GEUDER AG | المانيا | Germany | ME0000003714SFDAA00738 | LUNTZ-DODICK GLAUCOMA PUNCH | NA | SURGICAL PUNCH
GEUDER AG | المانيا | Germany | ME0000003714SFDAA00734 | MOHR GLAUCOMA PUNCH | NA | SURGICAL PUNCH
GEUDER AG | المانيا | Germany | ME0000003714SFDAA00729 | Lohmann A-Lasek-Trephine | NA | Surgical Trephine
GEUDER AG | المانيا | Germany | ME0000003714SFDAA00719 | LEVINSON FOREIGN BODY CURETTE | NA | SURGICAL CURETTE
RICHARD WOLF GMBH | المانيا | Germany | ME0000001080SFDAA00209 | ADAPTER FOR CYSTOSCOPE | ADAPTER FOR CYSTOSCOPE | Endoscope assembly adaptor
RICHARD WOLF GMBH | المانيا | Germany | ME0000001080SFDAA00214 | WORKING ELEMENT URETHRO PASSIVE 0/12° | WORKING ELEMENT URETHRO PASSIVE 0/12° | Resectoscope
Haag-Streit Surgical GmbH & Co. KG | المانيا | Germany | ME0000018995SFDAA00001 | HS Hi-R NEO 900 | HS Surgical Microscopes | HS Hi-R NEO 900
RICHARD WOLF GMBH | المانيا | Germany | ME0000001080SFDAA00186 | HANDLE WITH OVERLOAD PROTECTION | HANDLE WITH OVERLOAD PROTECTION | Rigid endoscopic tissue manipulation forceps, reusable
RICHARD WOLF GMBH | المانيا | Germany | ME0000001080SFDAA00182 | REPROCESS BASKET | REPROCESS BASKET | REPROCESS BASKET
RICHARD WOLF GMBH | المانيا | Germany | ME0000001080SFDAA00190 | GRASPING FORCEPS | GRASPING FORCEPS | Rigid endoscopic biopsy forceps, reusable
RICHARD WOLF GMBH | المانيا | Germany | ME0000001080SFDAA00183 | STERI CONTAINER | STERI CONTAINER | Sterilization/disinfection container
Schmitz u. Sohne GmbH & Co. KG | المانيا | Germany | ME0000001208SFDAA00027 | Head plate | Diamond Operating Table | Accessories for Diamond Operating Table.
Schmitz u. Sohne GmbH & Co. KG | المانيا | Germany | ME0000001208SFDAA00032 | Foot rests | Diamond Operating Table | Accessories for Diamond Operating Table.
Schmitz u. Sohne GmbH & Co. KG | المانيا | Germany | ME0000001208SFDAA00030 | Set of extension pads | Diamond Operating Table | Accessories for Diamond Operating Table.
RICHARD WOLF GMBH | المانيا | Germany | ME0000001080SFDAA00180 | FOOTSWITCH 1 PEDAL | FOOTSWITCH 1 PEDAL | Foot-switch, electrical
RICHARD WOLF GMBH | المانيا | Germany | ME0000001080SFDAA00188 | SPONGE FORCEPS | SPONGE FORCEPS | Flexible endoscopic sponge/swab forceps
RICHARD WOLF GMBH | المانيا | Germany | ME0000001080SFDAA00184 | DISINFECTION BASIN | DISINFECTION BASIN | Sterilization/disinfection container
Aesculap AG | المانيا | Germany | ME0000003970SFDAA00429 | THUDICHUM NASAL SPECULUM | THUDICHUM NASAL SPECULUM | NASAL SPECULUM
Aesculap AG | المانيا | Germany | ME0000003970SFDAA00423 | STELLBRINK SYNOVECTOMY RNGEUR | STELLBRINK SYNOVECTOMY RNGEUR | SURGICAL RONGEUR
Aesculap AG | المانيا | Germany | ME0000003970SFDAA00426 | TC RYDER NEEDLE HOLDER | TC RYDER NEEDLE HOLDER | SURGICAL NEEDLE HOLDER
Aesculap AG | المانيا | Germany | ME0000003970SFDAA00431 | TOYNBEE EAR SPECULA | TOYNBEE EAR SPECULA | EAR SPECULA
Aesculap AG | المانيا | Germany | ME0000003970SFDAA00436 | VOLKMANN RETR8 | VOLKMANN RETR8 | SURGICAL RETRACTOR
Aesculap AG | المانيا | Germany | ME0000003970SFDAA00427 | TC SAROT NEEDLE HOLDER | TC SAROT NEEDLE HOLDER | SURGICAL NEEDLE HOLDER
REDA INSTRUMENTE GMBH | المانيا | Germany | ME0000012108SFDAA00540 | Castroviejo Needle Holder | Needle Holder | Needle Holder
Aesculap AG | المانيا | Germany | ME0000003970SFDAA00443 | WIRE CUTTING SCISS | WIRE CUTTING SCISS | DENTAL WIRE CUTTING SCISSORS
RICHARD WOLF GMBH | المانيا | Germany | ME0000001080SFDAA00210 | OPT. GRASPING FORCEPS STRAIGHT | OPT. GRASPING FORCEPS STRAIGHT | Rigid endoscopic tissue manipulation forceps, reusable
RICHARD WOLF GMBH | المانيا | Germany | ME0000001080SFDAA00221 | NEEDLE HOLDER | NEEDLE HOLDER | Needle holder, reusable
RICHARD WOLF GMBH | المانيا | Germany | ME0000001080SFDAA00227 | INSTRUMENT SLEEVE | INSTRUMENT SLEEVE | Endoscope sheath, reusable
Aesculap AG | المانيا | Germany | ME0000003970SFDAA00430 | TIECK-HALLE PED NASAL SPEC | TIECK-HALLE PED NASAL SPEC | TIECK-HALLE PED NASAL SPEC
RICHARD WOLF GMBH | المانيا | Germany | ME0000001080SFDAA00204 | SHEATH FOR CYSTOSCOPE | SHEATH FOR CYSTOSCOPE | Endoscope sheath, reusable
Aesculap AG | المانيا | Germany | ME0000003970SFDAA00434 | VAULTED FIXED-FRAME F/BV660R | VAULTED FIXED-FRAME F/BV660R | SURGICAL RETRACTOR FRAME
Aesculap AG | المانيا | Germany | ME0000003970SFDAA00441 | WINTER ROOT ELEVATOR | WINTER ROOT ELEVATOR | DENTAL ELEVATOR
Aesculap AG | المانيا | Germany | ME0000003970SFDAA00444 | WOLFF PLASTER BREAKER | WOLFF PLASTER BREAKER | PLASTER BREAKER INSTRUMENT
GEUDER AG | المانيا | Germany | ME0000003714SFDAA00720 | HEBRA CHALAZION CURETTE | NA | SURGICAL CURETTE
REDA INSTRUMENTE GMBH | المانيا | Germany | ME0000012108SFDAA00538 | CASPAR Micro Dissector | elevators | elevators
REDA INSTRUMENTE GMBH | المانيا | Germany | ME0000012108SFDAA00534 | abdom.retr.,O`SULLIVAN-O`CONN. complete w. 3 valves | spreaders | spreaders
REDA INSTRUMENTE GMBH | المانيا | Germany | ME0000012108SFDAA00537 | applying forceps, STANDARD | forceps | forceps
GEUDER AG | المانيا | Germany | ME0000003714SFDAA00743 | SILICONE BLOCK FOR PK, for donor cornea | NA | SILICONE BLOCK FOR PK, for donor cornea
GEUDER AG | المانيا | Germany | ME0000003714SFDAA00736 | GASS GLAUCOMA PUNCH | NA | SURGICAL PUNCH
GEUDER AG | المانيا | Germany | ME0000003714SFDAA00749 | Keratoplasty trephine with thread | NA | Surgical trephine
GEUDER AG | المانيا | Germany | ME0000003714SFDAA00727 | BONE CHISEL | NA | SURGICAL BONE CHISEL
3M Deutschland GmbH, Health Care Business | المانيا | Germany | ME0000009306SFDAA00114 | 3M ESPE Penta Universal Cartridge for Pentamix 3 | 3M ESPE Penta Universal Cartridge for Pentamix 3 | Mixing tips
REDA INSTRUMENTE GMBH | المانيا | Germany | ME0000012108SFDAA00563 | cartilage crusher, COTTLE | forceps utility | forceps utility
REDA INSTRUMENTE GMBH | المانيا | Germany | ME0000012108SFDAA00567 | ear specula | speculas | speculas
REDA INSTRUMENTE GMBH | المانيا | Germany | ME0000012108SFDAA00576 | Forceps for microsurgery | tweezers | tweezers
REDA INSTRUMENTE GMBH | المانيا | Germany | ME0000012108SFDAA00580 | FAHLBUSCH scoop,malleable | curets | curets
REDA INSTRUMENTE GMBH | المانيا | Germany | ME0000012108SFDAA00560 | ear curette, BUCK | curette | curette
REDA INSTRUMENTE GMBH | المانيا | Germany | ME0000012108SFDAA00556 | CASPAR Suture Pusher 230mm bayonet shape | spatulas | spatulas
REDA INSTRUMENTE GMBH | المانيا | Germany | ME0000012108SFDAA00550 | bone cutt.fcps. | forceps utility | forceps utility
GEUDER AG | المانيا | Germany | ME0000003714SFDAA00747 | DIAMOND BURR | NA | SURGICAL DIAMOND BURR
3M Deutschland GmbH, Health Care Business | المانيا | Germany | ME0000009306SFDAA00115 | 3M ESPE Penta Cartridge for Pentamix Lite | 3M ESPE Penta Cartridge for Pentamix Lite | Automatic mixing and dispensing with the Pentamix Lite system
GEUDER AG | المانيا | Germany | ME0000003714SFDAA00740 | BEST TREPHINE | NA | SURGICAL TREPHINE
GEUDER AG | المانيا | Germany | ME0000003714SFDAA00744 | SILICONE BLOCK, with center point, for donor cornea | NA | SILICONE BLOCK, with center point, for donor cornea
GEUDER AG | المانيا | Germany | ME0000003714SFDAA00731 | BEYER BONE NIBBLING RONGEUR | NA | SURGICAL RONGEUR
GEUDER AG | المانيا | Germany | ME0000003714SFDAA00722 | AXENFELD CHALAZION CURETTE | NA | SURGICAL CURETTE
GEUDER AG | المانيا | Germany | ME0000003714SFDAA00717 | Ph. JACOBI GONIOSCRAPER | NA | SURGICAL SCRAPER
REDA INSTRUMENTE GMBH | المانيا | Germany | ME0000012108SFDAA00549 | bone rasp/bone file | file | file
REDA INSTRUMENTE GMBH | المانيا | Germany | ME0000012108SFDAA00555 | bronchus clamp | clamps | clamps
REDA INSTRUMENTE GMBH | المانيا | Germany | ME0000012108SFDAA00559 | cyclodial.spatula,CASTROVIEJO | spatulas | spatulas
RICHARD WOLF GMBH | المانيا | Germany | ME0000001080SFDAA00208 | WORKING INSERT FOR CYSTOSCOPE | WORKING INSERT FOR CYSTOSCOPE | Endoscope sheath, reusable
REDA INSTRUMENTE GMBH | المانيا | Germany | ME0000012108SFDAA00565 | COTTLe skin hooklet 16cm | hooks | hooks
REDA INSTRUMENTE GMBH | المانيا | Germany | ME0000012108SFDAA00568 | fixation forceps | tweezers | tweezers
REDA INSTRUMENTE GMBH | المانيا | Germany | ME0000012108SFDAA00578 | GLOVER multi purpose vascular clamp | clamps | clamps
REDA INSTRUMENTE GMBH | المانيا | Germany | ME0000012108SFDAA00574 | forceps dressing | tweezers | tweezers
REDA INSTRUMENTE GMBH | المانيا | Germany | ME0000012108SFDAA00558 | corneal scissors, CASTROVIEJO | scissors | scissors
REDA INSTRUMENTE GMBH | المانيا | Germany | ME0000012108SFDAA00548 | atrauma bulldog clamp | clamps | clamps
REDA INSTRUMENTE GMBH | المانيا | Germany | ME0000012108SFDAA00553 | CASPAR bone tamp | mallets bone | mallets bone
RICHARD WOLF GMBH | المانيا | Germany | ME0000001080SFDAA00215 | FLEX. BIOPSY FORCEPS | FLEX. BIOPSY FORCEPS | Flexible endoscopic biopsy forceps, reusable
HEINE Optotechnik GmbH & Co. KG | المانيا | Germany | ME0000004869SFDAA00165 | BETA 400 LED F.O. OTOSCOPE | OTOSCOPE | BETA 400 LED F.O. OTOSCOPE
REDA INSTRUMENTE GMBH | المانيا | Germany | ME0000012108SFDAA00564 | columella forceps, COTTLE, 10cm | tweezers | tweezers
REDA INSTRUMENTE GMBH | المانيا | Germany | ME0000012108SFDAA00569 | FOMON Alar Hooklet | hooks | hooks
REDA INSTRUMENTE GMBH | المانيا | Germany | ME0000012108SFDAA00536 | applying forceps, MINI | forceps | forceps
REDA INSTRUMENTE GMBH | المانيا | Germany | ME0000012108SFDAA00579 | Bone tamp | mallets bone | mallets bone
REDA INSTRUMENTE GMBH | المانيا | Germany | ME0000012108SFDAA00566 | dura hook, ADSON | hooks | hooks
REDA INSTRUMENTE GMBH | المانيا | Germany | ME0000012108SFDAA00562 | COTTLE nasal hook | hooks | hooks
REDA INSTRUMENTE GMBH | المانيا | Germany | ME0000012108SFDAA00575 | HARDY enucleator blunt | elevators | elevators
REDA INSTRUMENTE GMBH | المانيا | Germany | ME0000012108SFDAA00675 | tonsil forceps, SCHNIDT | forceps | forceps
REDA INSTRUMENTE GMBH | المانيا | Germany | ME0000012108SFDAA00683 | chalazion curette | curets | curets
REDA INSTRUMENTE GMBH | المانيا | Germany | ME0000012108SFDAA00685 | iris forceps | forceps | forceps
REDA INSTRUMENTE GMBH | المانيا | Germany | ME0000012108SFDAA00638 | LANDOLT-REULEN raspatory | elevators | elevators
REDA INSTRUMENTE GMBH | المانيا | Germany | ME0000012108SFDAA00625 | Chisel blade | Chisel | Chisel
REDA INSTRUMENTE GMBH | المانيا | Germany | ME0000012108SFDAA00642 | tonsil seizing fcps, WHITE | forceps | forceps
REDA INSTRUMENTE GMBH | المانيا | Germany | ME0000012108SFDAA00624 | chisel, ALEXANDER | chisel | chisel
REDA INSTRUMENTE GMBH | المانيا | Germany | ME0000012108SFDAA00620 | WECKER iris spatula | spatula | spatula
REDA INSTRUMENTE GMBH | المانيا | Germany | ME0000012108SFDAA00585 | Wire twisting forceps | forceps | forceps
REDA INSTRUMENTE GMBH | المانيا | Germany | ME0000012108SFDAA00691 | nasal speculum | speculas | speculas
REDA INSTRUMENTE GMBH | المانيا | Germany | ME0000012108SFDAA00603 | muscule forceps, BERKE | tweezers | tweezers
REDA INSTRUMENTE GMBH | المانيا | Germany | ME0000012108SFDAA00588 | uterine dilat.double end,HEGAR | dilators | dilators
REDA INSTRUMENTE GMBH | المانيا | Germany | ME0000012108SFDAA00592 | ovum forceps, WINTER | forceps utility | forceps utility
REDA INSTRUMENTE GMBH | المانيا | Germany | ME0000012108SFDAA00695 | NICOLA grasping force straight 165mm | forceps utility | forceps utility
REDA INSTRUMENTE GMBH | المانيا | Germany | ME0000012108SFDAA00598 | rhinoplastic ostetome, COTTLE | chisels | chisels
REDA INSTRUMENTE GMBH | المانيا | Germany | ME0000012108SFDAA00610 | seizing forceps TC | forceps | forceps
REDA INSTRUMENTE GMBH | المانيا | Germany | ME0000012108SFDAA00602 | MORRIS retractor | retractors | retractors
HEINE Optotechnik GmbH & Co. KG | المانيا | Germany | ME0000004869SFDAA00163 | BETA 200 OPHT./OTO.SET/4 NT | HEINE BETA 200 F.O. OTOSCOPE | BETA 200 OPHT./OTO.SET/4 NT
Lawton GmbH & Co. KG | المانيا | Germany | ME0000012221SFDAA00039 | Forceps. | Holding Products | COLLIN TONGUE FCPS 16CM 25 -COLLIN TONGUE FCPS 17CM 29 -HEYWOOD SMITH TONGUE FCPS -HEYWOOD-SMITH TONGUE FCPS 21 -CHAPUT FCPS 2X3 12,5 CM -ALLIS OCHSNER TISS FCPS 13,5 -ALLIS TISS FCPS 4X5 15,5 CM -BABY ALLIS FCPS 4X5 14 CM -BABY-ALLIS INT FCPS 4X5T 12 -JUDD ALLIS TISS FCPS 15,5 CM -JUDD ALLIS TISS FCPS 19 CM -ALLIS TISS FCPS 5X6 15,5 CM -ALLIS TISS FCPS 5X6 19 CM -ALLIS ADAIR TISS FCPS 16CM -BOYS ALLIS TISS FCPS 15,5 CM -ALLIS TISS FCPS 5X6 22,5CM -THOMS ALLIS TISS FCPS 20,5CM -ALLIS INT FCPS 25CM -BABY BABCOCK TISS FCPS 14,5CM -BABCOCK INT TISS FCPS 16 CM -BABCOCK INT TISS FCPS 17CM -BABCOCK INT TISS FCPS 20,5 CM -BABCOCK INT TISS FCPS 23,5CM -THOMS ALLIS TISS FCPS 20CM -LOCKWOOD INT TISS FCPS 20 -COLLIN INT TISS FCPS 13,5 CM -COLLIN INT TISS FCPS 20,5 CM -COLLIN INT TISS FCPS 20,5CM -DUVAL INT TISS FCPS 23 CM -DUVAL INT TISS FCPS 23 CM -PENNINGTON INTESTINAL FCPS 15 CM -LOVELACE TISS FCPS ANG 19CM -DUVAL TISS FCPS 20 CM 15 MM -DUVAL TISS FCPS 20CM 25MM -DUVAL TISS FCPS 22,5 CM 12MM -DUVAL TISS FCPS 22,5 CM 25MM -PENNINGTON INTESTINAL FCPS 20 CM -WILLIAMS TISS FCPS 16 CM -TG BABCOCK INT FCPS 16 CM -TG BABCOCK INT FCPS 17,5 CM -TG DUVAL FORCEPS 20,5CM -TG BABCOCK INT FCPS 20,5CM -AG ALLIS INTESTINAL FCPS 15,5 -AG ALLIS INTESTINAL FCPS 19CM -AG ALLIS INTESTINAL FCPS 25CM -AG INTEST/TISSUE FORCEPS 25CM -AG INTEST/TISSUE FORCEPS 26CM -AG ALLIS INTESTINAL FCPS 30CM -AG BABCOCK INTEST FCPS 16,0 -AG BABCOCK INTEST FCPS 20,5 -AG COLLIN INTEST FCPS 20,5CM -AG COLLIN INTEST FCPS 23,0CM -BLAKE GALLST FCPS STR 21 CM -BLAKE GALLST FCPS CVD 21 CM -DESJARDIN FCPS F 1 23 CM -DESJARDIN FCPS F 2 23 CM -MIXTER GALLST FCPS ANG 22,5 -RANDALL KIDNEY FCPS FIG. 2 -RANDALL KIDNEY FCPS FIG 3 -RANDALL KIDNEY FCPS FIG 4 -RANDALL KIDNEY FCP FIG 1 -DARTIGUES UTER ELEV FCPS28 -RANDALL KIDNEY FCPS SIZE 5 -RANDALL KIDNEY FCPS SIZE 6 -MILLIN CAPSULE FCPS 23CM -MILLIN PROSTATIC LOBE FCPS -MILLIN LIG CARRYING FCPS -ADAIR TENACULUM FCPS 18,5CM -BARRETT TENAC FCPS 18CM -SCHROEDER TEN FCPS 25CM -BRAUN TENACULUM FCPS 25CM -SCHROEDER UT TEN FCPS 25,5CM -STAUDE-MOORE TEN FCPS 17CM -HULKA FORCEPS 1T PROB28.5 -HULKA FORCEPS 2T PROB26.5 -POZZI TENAC FCPS 25,5CM -DUPLAY UTERINE TENACULUM FCP -LAHEY GOITRE GRASP FCPS 15,5CM -SCHROEDER VULS FCPS STR25 -SCHROEDER VULS FCPS CVD25 -SCHROEDER VULS FCPS SIDECVD -BRAUN GOITRE GRASP FCPS 4X4T 15,5CM -PRATT FORCEPS 4X4T 27.5CM -CZERNY UT TEN FCPS 21CM -PRATT TENA FCPS 4X4T 26CM -TEALE VULSELLUM FCPS 3X4 23 -TEALE VULS FCPS 23 CM CVD -JACOBS VULS FCPS STR 21 CM -MUSEUX FCPS STR 6MM 2X2 24CM -MUSEUX FCPS CVD 6MM 2X2 23,5CM -MUSEUX FCPS STR 8MM 2X2 23,5CM -MUSEUX FCPS CVD 8MM 2X2 23,5CM -DOYEN OVARIAN FCPS 25X22X200MM -NOTO OVUM FORCEPS 27CM -KELLY PLACENTA FCPS 31CM -HEYWOOD-SMITH UT FCPS 25CM -SOMER UT ELEVATING FCPS 23 -COLLIN UTER ELEV FCPS 26.5CM -GREEN-ARMITAGE HEMOST FCPS20,5 -WILLET SCALP FLAP FCPS 19CM -WINTER PLACENTA FCP STR28,5 F1 -WINTER PLACENTA FCP STR28,5 F2 -WINTER PLACENTA FCP STR 28,5 F3 -WINTER PLACENTA FCP CVD FIG1 -WINTER PLACENTA FCP CVD FIG2 -WINTER PLACENTA FCP CVD FIG3 -SAENGER PLAC FCPS CVD 29CM -SAENGER PLAC FCPS STR 27.5CM -SAENGER PLAC FCPS CVD 27,5CM -FINGER REPOSITION FCPS13.5CM -LEWIN BONE HOLD FCPS 17,5 CM -REPOSITION FORCEPS CVD 20,5 -REPOSITION FORCEPS CVD 13,5 -REPOSITION FORCEPS STR 14CM -BIRCHER GRASP FCPS STR 20CM -TENDON SEIZ FCPS 11,5CM -JACKSON TEND SEIZ FCPS 15,5CM -CLINIC SCHROEDER TEN FCPS 25CM -CLINIC BRAUN TENACULUM FCPS 25CM -CLINIC SCHROEDER VULS FCPS STR25 -CLINIC ALLIS TISS FCPS 4X5 15,5 CM -CLINIC ALLIS TISS FCPS 5X6 15,5 CM -CLINIC ALLIS TISS FCPS 5X6 19 CM -CLINIC BABCOCK INT TISS FCPS 16 CM -CLINIC BABCOCK INT TISS FCPS 20,5 CM -CLINIC BRYANT DRESS FCPS13CM -CLINIC GROSS DRESS FCPS STR 20 CM -CLINIC GROSS DRESS FCPS CVD 20 CM -CLINIC MAIER DRESS FCPS STR 26 CM -CLINIC MAIER DRESS FCPS CVD 26 CM -CLINIC BOZEMANN UTERINE FCPS 26CM CVD -CLINIC FOERSTER FCPS STR 18CM SMOOTH -CLINIC FOERSTER FCPS CVD 18CM SMOOTH -CLINIC FOERSTER SP FCPS STR 18 SERR -CLINIC FOERSTER FCPS CVD 18 SERRATED -CLINIC YOUNG TONGUE FCPS 15,5 CM -CLINIC RUBBER JAWS FOR YOUNG FCPS S -CLINIC COLLIN TONGUE FCPS 18 CM -CLOVER TONSIL FCPS STR 19CM -WHITE TONSIL FCPS CVD 23,5CM -WHITE TONSIL FCPS CVD 18 CM -MUSEUX TONS FCPS 2X2 STR 20 -MUSEUX TONS FCPS 2X2 CVD 20 -BLOHMKE TONS SEIZ FCPS 20CM -COLVER TONSIL FCPS CVD 19CM -THILENIUS TONS ABSCESS FCPS -FRAENKEL LARYNG FCPS 19 CM -MAGILL CATHETER FCPS 25 CM -MAGILL CATHETER FCPS 19 CM CHILDREN -MAGILL CATHETER FCPS 16 CM INFANTS -APPLYING/REMOVING FCPS 23 CM -BACKHAUS TOWEL FCPS 11 CM -BACKHAUS TOWEL FCPS 13.5 CM -LANE TOWEL FCPS 19,5 CM -BACKHAUS TOWEL FCPS 15,5 CM -LORNA TOWEL FORCEPS 13.5CM -PEERS TOWEL FCPS 14,5 CM -SEMB BONE HOLD FCPS 19.5 CM -SEMB BONE HOLD FCPS 19,5CM -VAN BUREN SEQ FCPS 23 CM -REPOSITION FORCEPS CVD 17CM -REPOSITION FORCEPS CVD 24CM -PATELLA FORCPES 18,5CM -LANGENBECK FORCEPS STR 21CM -FERGUSSON FORCEPS STR 23CM -LANE BONE FCPS W/RATCHET 33 -BABY KERN FCPS W/RATCHET 17 -KERN BONE FCPS W/RATCH 23,5CM -FARABEUF FORCEPS ADJ 26CM -LAMBOTTE BONE HOLD FCPS 22CM -LAMBOTTE BONE HOLD FCPS 27 -ULRICH FORCEPS 10.0MM 28.0CM -LAMBOTTE BONE HOLD FCPS 21CM -ULRICH BONE HLD FCPS180X5MM -ULRICH BONE HLD FCPS 7,5X230MM -ULRICH BONE HLD FCPS 8X250MM -VERBRUGGE BONE HOLDFCPS 17,5 -VERBRUGGE BONE HOLDFCPS 25 -VERBRUGGE BONE HOLDFCPS 26,5CM -VERBRUGGE BONE HOLDFCPS 27CM -BONE HLD FCPS W THREAD FIX 15 -BONE HLD FCPS W THREAD FIX 19 -BONE HLD FCPS W THREAD FIX 24 -BONE HLD FCPS W THREAD FIX 26 -BONE HLD FCPS W THREAD FIX 28 -CLINIC MAGILL CATHETER FCPS 25 CM -CLINIC MAGILL CATHETER FCPS 20 CM -CLINIC MAGILL CATHETER FCPS 16 CM -CLINIC BACKHAUS TOWEL FCPS 9 CM -CLINIC BACKHAUS TOWEL FCPS 11 CM -CLINIC BACKHAUS TOWEL FCPS 13,5 CM -CLINIC BACKHAUS TOWEL FCPS 15,5 CM -CLINIC PEERS TOWEL FCPS 14,5 CM -IOWA MEMBRANE PUNCTURING FPS -MURLESS HEAD EXTRACTOR -BRUENINGS UNIV CAN STR 20CM -BRUENINGS UNIV CAN STR 30CM -BRUENINGS UNIV CAN STR 50CM -BRUENINGS UNIV CAN CVD 20CM -FRAENKEL UNIV TIP -UNIV KRAUSE TIP FIG 2 OVAL -BRUENINGS TIP STR CUP JAW FIG.1 / Ø3,0MM -UNIV FRAENKEL TIP OVAL -SEIFFERT UNIV TIP -LANGE UNIV TIP -BRUENINGS TIP CVD CUP JAW F1 -BRUENINGS TIP CVD CUP JAW F2 -UTERUS-MANIPULATOR COMPLETE -UTERUS-MANIPULATOR ONLY -ADAPTOR 8X80MM FOR 49-3610 -ADAPTOR 10X100MM FOR 49-3610 -ADAPTOR 3X45MM FOR 49-3610 -ADAPTOR 3X55MM FOR 49-3610 -ADAPTOR 3.2X34MM FOR 49-3610 -ADAPTOR 3.2X45MM FOR 49-3610 -LOADING DEVICE F LIG RING -FASCIAL CLOSURE 2,3X140 MM -KNOT GUIDE CLOSED 4X330 MM -STEM CARTILAGE RASP COARSE -STEM CARTILAGE RASP FINE -STEM MENISCOTOME 3MM -STEM CURETTE 3MM 30° -STEM CURETTECVD 3MM.
3M Deutschland GmbH, Health Care Business | المانيا | Germany | ME0000009306SFDAA00124 | 3M Nexcare Bandages Happy Kids | 3M Nexcare Bandages Happy Kids | Kids Plasters | ضمادات جروح للأطفال
3M Deutschland GmbH, Health Care Business | المانيا | Germany | ME0000009306SFDAA00120 | 3M Nexcare Finger Plaster Flexible Comfort | 3M Nexcare Finger Plaster Flexible Comfort | Finger bandages | ضمادات للأصبع
Willmann & Pein GmbH | المانيا | Germany | ME0000006366SFDAA00024 | Brilliance Transparent | Brilliance Transparent | Bite Registration material
REDA INSTRUMENTE GMBH | المانيا | Germany | ME0000012108SFDAA00628 | flat nose plier conical pointed, 19cm | forceps utility | forceps utility
REDA INSTRUMENTE GMBH | المانيا | Germany | ME0000012108SFDAA00627 | mouth gag compl,KILNER-DOUGHTY | gags | gags
REDA INSTRUMENTE GMBH | المانيا | Germany | ME0000012108SFDAA00634 | Key, 9cm | chisels | chisels
REDA INSTRUMENTE GMBH | المانيا | Germany | ME0000012108SFDAA00640 | LAMBERT-KEY anastomosic clamp 22cm | clamp | clamp
REDA INSTRUMENTE GMBH | المانيا | Germany | ME0000012108SFDAA00653 | septum fcps | forceps utility | forceps utility
REDA INSTRUMENTE GMBH | المانيا | Germany | ME0000012108SFDAA00666 | LANDOLT forcep 140mm | forceps | forceps
REDA INSTRUMENTE GMBH | المانيا | Germany | ME0000012108SFDAA00671 | McGEE, wire bending forceps | forceps | forceps
REDA INSTRUMENTE GMBH | المانيا | Germany | ME0000012108SFDAA00676 | nasal scissors | scissors | scissors
REDA INSTRUMENTE GMBH | المانيا | Germany | ME0000012108SFDAA00680 | thyroid rectractor, SCHOENBORN | rectractor | rectractor
REDA INSTRUMENTE GMBH | المانيا | Germany | ME0000012108SFDAA00684 | laminectomy rongeur | forceps utility | forceps utility
REDA INSTRUMENTE GMBH | المانيا | Germany | ME0000012108SFDAA00613 | Lieberman eye specula | spreaders | spreaders
REDA INSTRUMENTE GMBH | المانيا | Germany | ME0000012108SFDAA00686 | serrefine | forceps | forceps
REDA INSTRUMENTE GMBH | المانيا | Germany | ME0000012108SFDAA00626 | FAHLBUSCH Micro Scissor, curved, 165mm | Scissor | Scissor
REDA INSTRUMENTE GMBH | المانيا | Germany | ME0000012108SFDAA00693 | NICOLA forcep scoop-shaped, straight, 165mm | forceps utility | forceps utility
REDA INSTRUMENTE GMBH | المانيا | Germany | ME0000012108SFDAA00604 | nasal cutting fcps | forceps utility | forceps utility
REDA INSTRUMENTE GMBH | المانيا | Germany | ME0000012108SFDAA00609 | SAMII Forcep | Forceps | Forceps
REDA INSTRUMENTE GMBH | المانيا | Germany | ME0000012108SFDAA00621 | uterine elevating fcps., SOMER | forceps utility | forceps utility
REDA INSTRUMENTE GMBH | المانيا | Germany | ME0000012108SFDAA00582 | YASARGIL-SAMII Forcep | Forceps | Forceps
REDA INSTRUMENTE GMBH | المانيا | Germany | ME0000012108SFDAA00581 | YASARGIL Forcep | Forceps | Forceps
REDA INSTRUMENTE GMBH | المانيا | Germany | ME0000012108SFDAA00589 | tying forceps, PAUFIQUE | forceps | forceps
REDA INSTRUMENTE GMBH | المانيا | Germany | ME0000012108SFDAA00595 | retractor | retractors | retractors
REDA INSTRUMENTE GMBH | المانيا | Germany | ME0000012108SFDAA00636 | scissors, THOREK | scissors | scissors
REDA INSTRUMENTE GMBH | المانيا | Germany | ME0000012108SFDAA00652 | septum elevator | elevators | elevators
REDA INSTRUMENTE GMBH | المانيا | Germany | ME0000012108SFDAA00664 | Plester retractor | retractor | retractor
REDA INSTRUMENTE GMBH | المانيا | Germany | ME0000012108SFDAA00673 | suturing forceps, CASTROVIEJO | tweezers | tweezers
REDA INSTRUMENTE GMBH | المانيا | Germany | ME0000012108SFDAA00669 | LANDOLT-REULEN dissector | elevators | elevators
REDA INSTRUMENTE GMBH | المانيا | Germany | ME0000012108SFDAA00678 | tonsil scissors, GOOD | scissors | scissors
REDA INSTRUMENTE GMBH | المانيا | Germany | ME0000012108SFDAA00591 | Osteotome blade | chisels | chisels
REDA INSTRUMENTE GMBH | المانيا | Germany | ME0000012108SFDAA00597 | rhinoplastic chisel, SILVER | chisel | chisel
REDA INSTRUMENTE GMBH | المانيا | Germany | ME0000012108SFDAA00612 | WEST gouge 16cm | chisels | chisels
REDA INSTRUMENTE GMBH | المانيا | Germany | ME0000012108SFDAA00622 | vascular scissors, SATINSKY | scissors | scissors
REDA INSTRUMENTE GMBH | المانيا | Germany | ME0000012108SFDAA00632 | interior box for 89112-65 | surgical instrument container | surgical instrument container
REDA INSTRUMENTE GMBH | المانيا | Germany | ME0000012108SFDAA00629 | forceps dress.TC, MC INDOE 15cm | tweezers | tweezers
REDA INSTRUMENTE GMBH | المانيا | Germany | ME0000012108SFDAA00606 | nasal cutting forceps | forceps utility | forceps utility
REDA INSTRUMENTE GMBH | المانيا | Germany | ME0000012108SFDAA00635 | scissors nasal | scissors | scissors
REDA INSTRUMENTE GMBH | المانيا | Germany | ME0000012108SFDAA00631 | handle for chisel/osteotome,18,5cm | chisels | chisels
REDA INSTRUMENTE GMBH | المانيا | Germany | ME0000012108SFDAA00670 | sequester forceps | forceps | forceps
REDA INSTRUMENTE GMBH | المانيا | Germany | ME0000012108SFDAA00607 | RHOTON, Dissector | elevators | elevators
REDA INSTRUMENTE GMBH | المانيا | Germany | ME0000012108SFDAA00633 | KALT needle holder, serrated, straight, 14cm | needle holder | needle holder
REDA INSTRUMENTE GMBH | المانيا | Germany | ME0000012108SFDAA00623 | eye speculum, CASTROVIEJO | spreaders | spreaders
REDA INSTRUMENTE GMBH | المانيا | Germany | ME0000012108SFDAA00619 | forceps | forceps | forceps
REDA INSTRUMENTE GMBH | المانيا | Germany | ME0000012108SFDAA00608 | RICHARDSON retractor 24cm 47x21mm | retractor | retractor
REDA INSTRUMENTE GMBH | المانيا | Germany | ME0000012108SFDAA00601 | micro-needle holder, BARRAQUER | needle holder | needle holder
REDA INSTRUMENTE GMBH | المانيا | Germany | ME0000012108SFDAA00587 | uterine curette 28cm, SIMS | curette | curette
REDA INSTRUMENTE GMBH | المانيا | Germany | ME0000012108SFDAA00596 | Reynolds Supercut scissors | scissors | scissors
REDA INSTRUMENTE GMBH | المانيا | Germany | ME0000012108SFDAA00600 | WILLIGER, wound retractor | retractor | retractor
REDA INSTRUMENTE GMBH | المانيا | Germany | ME0000012108SFDAA00679 | tonsil dissector, HURD 22cm | elevators | elevators
REDA INSTRUMENTE GMBH | المانيا | Germany | ME0000012108SFDAA00665 | lamina spreader | spreaders | spreaders
REDA INSTRUMENTE GMBH | المانيا | Germany | ME0000012108SFDAA00599 | Micro Dissector | elevators | elevators
REDA INSTRUMENTE GMBH | المانيا | Germany | ME0000012108SFDAA00586 | vascular sciss. DIETRICH, w. TC insert | scissors | scissors
REDA INSTRUMENTE GMBH | المانيا | Germany | ME0000012108SFDAA00590 | osteotome | chisels | chisels
REDA INSTRUMENTE GMBH | المانيا | Germany | ME0000012108SFDAA00663 | periosteal elevator | elevators | elevators
REDA INSTRUMENTE GMBH | المانيا | Germany | ME0000012108SFDAA00668 | LANDOLT-REULEN curette | curette | curette
REDA INSTRUMENTE GMBH | المانيا | Germany | ME0000012108SFDAA00672 | nasal plastic knife, JOSEPH | knife others | knife others
REDA INSTRUMENTE GMBH | المانيا | Germany | ME0000012108SFDAA00677 | sickle knife | knife | knife
REDA INSTRUMENTE GMBH | المانيا | Germany | ME0000012108SFDAA00681 | tongue depressor, BRUENINGS 19cm | lingual palatal bars | lingual palatal bars
REDA INSTRUMENTE GMBH | المانيا | Germany | ME0000012108SFDAA00701 | hooklet | hooks | hooks
REDA INSTRUMENTE GMBH | المانيا | Germany | ME0000012108SFDAA00637 | septum chisel, FREER | chisel | chisel
REDA INSTRUMENTE GMBH | المانيا | Germany | ME0000012108SFDAA00687 | laminectomy rong.,FERRIS-SMITH | forceps utility | forceps utility
REDA INSTRUMENTE GMBH | المانيا | Germany | ME0000012108SFDAA00688 | needle holder, BAUMGARTNER | needle holder | needle holder
REDA INSTRUMENTE GMBH | المانيا | Germany | ME0000012108SFDAA00696 | ear forceps | forceps | forceps
REDA INSTRUMENTE GMBH | المانيا | Germany | ME0000012108SFDAA00577 | foreign body forceps, MATHIEU | forceps utility | forceps utility
Uniprox GmbH & Co. KG | المانيا | Germany | ME0000014301SFDAA00002 | Flex Sleeve Gel | Flex Sleeve Gel | The use of L16 Flex Sleeve is exclusively intended for prostheses of the lower limb. It serves as a secure connection between the stump and the prosthetic socket.
3M Deutschland GmbH, Health Care Business | المانيا | Germany | ME0000009306SFDAA00125 | Nexcare ™Family Set | Nexcare ™Family Set | Products are first aid dressings | مجموعة لاصقات طبية للاسرة
3M Deutschland GmbH, Health Care Business | المانيا | Germany | ME0000009306SFDAA00116 | 3M Nexcare Opticlude | 3M Nexcare Opticlude | Eye Patch | ضماد للعين
3M Deutschland GmbH, Health Care Business | المانيا | Germany | ME0000009306SFDAA00121 | 3M Nexcare Sheer Bandages | 3M Nexcare Sheer Bandages | Bandages | ضمادات شفافة نافذة
3M Deutschland GmbH, Health Care Business | المانيا | Germany | ME0000009306SFDAA00119 | 3M Nexcare Micropore | 3M Nexcare Micropore | Paper Tape | شريط ورقي لاصق
3M Deutschland GmbH, Health Care Business | المانيا | Germany | ME0000009306SFDAA00123 | 3M Nexcare Soft | 3M Nexcare Soft | Soft plasters | ضمادات لاصقة مريحة
3M Deutschland GmbH, Health Care Business | المانيا | Germany | ME0000009306SFDAA00118 | 3M Nexcare Family Set | 3M Nexcare Family Set | Bandages Set | مجموعة لاصقات طبية للأسرة
3M Deutschland GmbH, Health Care Business | المانيا | Germany | ME0000009306SFDAA00122 | 3M Nexcare Durable Fabric Bandages | 3M Nexcare Durable Fabric Bandages | Long lasting protection Bandages | ضمادات من نسيج متين
REDA INSTRUMENTE GMBH | المانيا | Germany | ME0000012108SFDAA00630 | hammer | mallets bone | mallets bone
REDA INSTRUMENTE GMBH | المانيا | Germany | ME0000012108SFDAA00682 | side wire cutting plier, 23cm | forceps utility | forceps utility
REDA INSTRUMENTE GMBH | المانيا | Germany | ME0000012108SFDAA00702 | nasal rasp | rasps nasal | rasps nasal
REDA INSTRUMENTE GMBH | المانيا | Germany | ME0000012108SFDAA00667 | LANGENBECK-GREEN retractor | retractor | retractor
REDA INSTRUMENTE GMBH | المانيا | Germany | ME0000012108SFDAA00694 | ophtalmic sciss. | scissors | scissors
REDA INSTRUMENTE GMBH | المانيا | Germany | ME0000012108SFDAA00689 | NICOLA curette, malleable | curette | curette
REDA INSTRUMENTE GMBH | المانيا | Germany | ME0000012108SFDAA00699 | gouge | chisels | chisels
REDA INSTRUMENTE GMBH | المانيا | Germany | ME0000012108SFDAA00674 | SMITH-PETERSEN rongeur straight | forceps utility | forceps utility
Willmann & pein GmbHt | المانيا | Germany | ME0000018932SFDAA00001 | Plaque Photo | Plaque Photo | light curing tray material in form of prefabricated
Spiggle & Theis Medizintechnik GmbH | المانيا | Germany | ME0000006233SFDAA00037 | Endoscope Handle | Endoscope Handle | Handle use for maneuver of endoscope
MEGA-PHYSIK GMBH&CO.KG | المانيا | Germany | ME0000001665SFDAA00001 | CROMALUX 75 | CROMALUX 75 | Handy light curing device with a halogen bulb for the polymerization of vents made of light-curing resins and for partial light curing. Equipped with three switching steps: 20 sec., 40 sec. and permanent running. Including focusing quartz glass as standard light conductor.
REDA INSTRUMENTE GMBH | المانيا | Germany | ME0000012108SFDAA00641 | Travers retractor, 21,5cm | spreaders | spreaders
Schmitz u. Sohne GmbH & Co. KG | المانيا | Germany | ME0000001208SFDAA00033 | Side rail extension | Extension Device | Accessories for Diamond Operating Table.
Schmitz u. Sohne GmbH & Co. KG | المانيا | Germany | ME0000001208SFDAA00037 | Countertraction post f.latera | Extension Device | Accessories for Diamond Operating Table.
Aesculap AG | المانيا | Germany | ME0000003970SFDAA00639 | DIN AICON BASKET LID | DIN AICON BASKET LID | BASKET LID
Aesculap AG | المانيا | Germany | ME0000003970SFDAA00645 | AICON TAMPERPR.LOCK YELLOW W/INDIC.IUSS | AICON TAMPERPR.LOCK YELLOW W/INDIC.IUSS | CONTAINER LOCK
Aesculap AG | المانيا | Germany | ME0000003970SFDAA00636 | AICON FILTER RETAINER | AICON FILTER RETAINER | RETENTION PLATE
3M Deutschland GmbH, Health Care Business | المانيا | Germany | ME0000009306SFDAA00117 | 3M Nexcare Bandages Soft'n Flex | 3M Nexcare Bandages Soft'n Flex | Natural Bandages | ضمادات بملمس طبيعي
Aesculap AG | المانيا | Germany | ME0000003970SFDAA00640 | AICON BASKET | AICON BASKET | BASKET
HEINE Optotechnik GmbH & Co. KG | المانيا | Germany | ME0000004869SFDAA00166 | BETA OPHT./OTO.KIT/4 NT | Otoscopes | BETA OPHT./OTO.KIT/4 NT
Aesculap AG | المانيا | Germany | ME0000003970SFDAA00644 | AICON SINGLE USE FILTER | AICON SINGLE USE FILTER | AICON SINGLE USE FILTER
Aesculap AG | المانيا | Germany | ME0000003970SFDAA00635 | AICON TAMPERPR.LOCK ORANGE W/INDIC.STEAM | AICON TAMPERPR.LOCK ORANGE W/INDIC.STEAM | CONTAINER LOCK
Schmitz u. Sohne GmbH & Co. KG | المانيا | Germany | ME0000001208SFDAA00036 | Extension device | Extension device | Accessories for Diamond Operating Table.
Aesculap AG | المانيا | Germany | ME0000003970SFDAA00643 | AICON BOTTOM CONTAINER | AICON BOTTOM CONTAINER | BOTTOM CONTAINER
Schmitz u. Sohne GmbH & Co. KG | المانيا | Germany | ME0000001208SFDAA00038 | Cable-connected hand control | Diamond Operating Table | Accessories for Diamond Operating Table.
Aesculap AG | المانيا | Germany | ME0000003970SFDAA00647 | AICON EDS ENHANCED DRYING SYSTEM | AICON EDS ENHANCED DRYING SYSTEM | REPLACEMENT EDS MODULE, (EDS = ENHANCED DRYING SYSTEM)
Aesculap AG | المانيا | Germany | ME0000003970SFDAA00637 | AICON CONTAINER LID | AICON CONTAINER LID | CONTAINER LID
Schmitz u. Sohne GmbH & Co. KG | المانيا | Germany | ME0000001208SFDAA00034 | Urological adaptor | Diamond Operating Table | Accessories for Diamond Operating Table.
Aesculap AG | المانيا | Germany | ME0000003970SFDAA00641 | DIN AICON BASKET | DIN AICON BASKET | BASKET
Aesculap AG | المانيا | Germany | ME0000003970SFDAA00646 | AICON LABELS | AICON LABELS | AICON LABELS
Aesculap AG | المانيا | Germany | ME0000003970SFDAA00638 | AICON BASKET LID | AICON BASKET LID | BASKET LID
RICHARD WOLF GMBH | المانيا | Germany | ME0000001080SFDAA00223 | HOOK PROBE WL | HOOK PROBE WL | Arthroscopic probe
Schmitz u. Sohne GmbH & Co. KG | المانيا | Germany | ME0000001208SFDAA00035 | Transfer leg plates (pair) | Extension Device | Accessories for Diamond Operating Table.
3M Deutschland GmbH, Health Care Business | المانيا | Germany | ME0000009306SFDAA00129 | 3M Nexcare Active 360 Bandages | 3M Nexcare Active 360 Bandages | flexible Foam Cushions | ضمادات 360 اكتيف
3M Deutschland GmbH, Health Care Business | المانيا | Germany | ME0000009306SFDAA00127 | 3M Nexcare Active 360 Bandages | 3M Nexcare Active 360 Bandages | Flexible Foam Cushions Bandages | ضمادات 360 اكتيف
Lawton GmbH & Co. KG | المانيا | Germany | ME0000012221SFDAA00040 | Forceps | Holding Products | SIMPSON OBS FCPS 36 CM-SIMPSON OBS FCPS 31CM-NAEGELE OBS FCPS 35,5CM-NAEGELE OBS FCPS 40 CM-KIELAND OBS FCPS 41 CM-KIELAND LUIKART OB FCPS 41CM-BILL TRACTION HANDLE-WRIGLEY FORCEPS 28CM-PIPER OBS FCPS 44,5CM.
BSN medical GmbH | المانيا | Germany | ME0000004305SFDAA00073 | ACTIMOVE ES Mild Elbow support | ACTIMOVE ES Mild Elbow support | Mild support and easy application with lightweight design. • Knitted design supports good t while maintaining exibility. • Soft yarns for good comfort.
3M Deutschland GmbH, Health Care Business | المانيا | Germany | ME0000009306SFDAA00113 | 3M Nexcare ColdHot Therapy Pack | 3M Nexcare ColdHot Therapy Pack | Therapy Pack | ضمادة باردة/حارة
HEINE Optotechnik GmbH & Co. KG | المانيا | Germany | ME0000004869SFDAA00167 | ML 4 LED | HeadLight | ML 4 LED HeadLight
HUM Gesellschaft fur Homecare und Medizintechnik mbH | المانيا | Germany | ME0000000716SFDAA00003 | AEROtube® | AEROtube® - Guedel Airways | Guedel Airways is Oropharyngeal tubes are a disposable device for the single-use
ENDO-FLEX GmbH | المانيا | Germany | ME0000010194SFDAA00054 | Stone Extraction Basket RU | Stone Extraction Basket RU | Stone Extraction Basket
pro med instruments GmbH | المانيا | Germany | ME0000004765SFDAA00151 | DORO® Quick-Clamp | DORO® Quick-Clamp | DORO® Quick-Clamp
pro med instruments GmbH | المانيا | Germany | ME0000004765SFDAA00159 | DORO LUNA® Quick-Clamp for Radiolucent Quick-Rail® | DORO LUNA® Quick-Clamp for Radiolucent Quick-Rail® | DORO LUNA® Quick-Clamp for Radiolucent Quick-Rail®
joimax® GmbH | المانيا | Germany | ME0000002741SFDAA00109 | Punch | Spine punch | Spine punch
pro med instruments GmbH | المانيا | Germany | ME0000004765SFDAA00152 | DORO® Quick-Clamp Coupling Universal | DORO® Quick-Clamp Coupling Universal | The Doro Halo McCue retractor systems are used in neurosurgical applications as armrest and as receptacle for Flexible Arms with blades. There are three possible configuration: 1)a complete half ring consisting of two half rings 2. a half ring 3. a half ring with one or two mini J -Arms (McCue open retractor version) Flexible arms can be mounted at any position at the Halo or McCue Halo ring . flexible arms are adaptable with macro blades and micro blades ( various sizes straight curved , serrated or black coated).A pattie tray is available .the DORO Halo or McCue Halo retractor systems can be mounted to a DORO skull Clamp or an identical Skull clamp by means of the appropriate adaptors or C-Clamps ( see components ) The DORO Halo retractor systems are mounted in the sterile field over the cover sheets and can be adjusted for optimum skull access. The DORO Halo or McCue Halo retractor systems are delivered nonsterile in a storage case which can be sterilized
joimax® GmbH | المانيا | Germany | ME0000002741SFDAA00101 | iLESSYS® DELTA Access Tray | Reusable instrument tray | Instrument tray
joimax® GmbH | المانيا | Germany | ME0000002741SFDAA00105 | Awl, without Handle | Bone awl | Bone awl
joimax® GmbH | المانيا | Germany | ME0000002741SFDAA00113 | Scope Working Tube Distance Ring | Spinal endoscopic access system | Spinal endoscopic access system
joimax® GmbH | المانيا | Germany | ME0000002741SFDAA00094 | Vaporflex® Handle and Shaft | bipolar electrosurgical instruments | bipolar electrosurgical instruments
evonos GmbH & Co. KG | المانيا | Germany | ME0000002540SFDAA00017 | Stand, for 12 ear speculum, size 140 x 105 x 50 | Stand, for 12 ear speculum, size 140 x 105 x 50 | Instruments for Orthopedic and neurosurgical applications
Lawton GmbH & Co. KG | المانيا | Germany | ME0000012221SFDAA00036 | RONGEUR | Stripping products | KERRISON RONGEUR 90X3 MM-KERRISON RONGEUR 90X4MM-KERRISON RONGEUR 90X5MM-FERRIS-SM-KERR RONG 2X150MM-FERRIS-SM-KERR RONG FWD 40 3-FERRIS-SM-KERR RONG FWD 130°-FERRIS-SM-KERR RONG FWD 40 2-FERRIS-SM-KERR RONG FWD 40 3-FERRIS-SM-KERR RONG FWD 40 5-LOVE KERR RONG 3X200MM UP-LOVE KERR RONG 200X5 UP 90°-FERRIS-SM-KERR RONG FWD130°-FERRIS-SM-KERR RONG FWD 130-LOVE KERR RONG 3X200 DOWN-LOVE KERR RONG 5X200DOWN-LOVE KERR RONG 3X200 FORW-LOVE KERR RONG 5X200 FORW-FERRIS SM RONG STR 18CM2X10-FERRIS SM RONG STR 18CM3X10-FERRIS SM RONG STR 18CM4X10-FERRIS SM RONG UP 2X10X180MM-FERRIS SM RONG UP 3X10X180MM-FERRIS SM RONG UP 4X10X180MM-FERRIS SM RONG DW 2X10X180-FERRIS SM RONGDOWN 3X40X180-FERRIS SM RONGDOWN 18CM 4X10-CUSHING RONG 2X10MM STR 13CM-CUSHING RONG 2X10MM UP 13 CM-CUSHING RONG 2X10MM DOWN 13-CUSHING RONG 2X10MM STR 18CM-CUSHING RONG 2X10MM UP 18 CM-CUSHING RONG 2X10MM DOWN 18-CUSHING RONG 2X10MM UP 15CM-CUSHING RONG 2X10MM DOWN 15CM-CUSHING RONG 2X10MM STR 15CM-LOVE GRUENW RONG 3X10X130MM-LOVE GRUENW RONG 3X10MM 13CM-LOVE GRUENW RONG 3X10MM 13CM-LOVE GRUENW RONG 3X10MM 18CM-LOVE GRUENW RONG 3X10MM 18CM-LOVE GRUENW RONG 3X10MM 18CM-LOVE GRUENW RONG 3X10MM 15CM-LOVE GRUENW RONG 3X10MM 15CM-LOVE GRUENW RONG 3X10MM 15CM-SPURLING RONG 4X130MM STR-SPURLING RONG 4X10MM 13 UP-SPURLING RONG 4X10MM 13 DOWN-SPURLING RONG 4X10MM 18 STR-SPURLING RONG 4X10MM 18 UP-SPURLING RONG 4X10MM 18 DOWN-SPURLING RONGEUR 4X10 15 STR-SPURLING RONGEUR 4X10 15 UP-SPURLING RONGEUR 4X10 15 DOW-CASPAR LAM RONG STR 2X12 140-CASPAR LAM RONG STR 3X12 140-CASPAR LAM RONG STR 4X14 140-CASPAR LAM RONG STR 5X14 140-CASPAR LAM RONG STR 6X16 140-CASPAR LAM RONG STR 2X12 160-CASPAR LAM RONG STR 3X12 160-CASPAR LAM RONG STR 4X14 160-CASPAR LAM RONG STR 5X14 160-CASPAR LAM RONG STR 6X16 160-CASPAR LAM RONG STR 2X12 185-CASPAR LAM RONG STR 3X12 185-CASPAR LAM RONG STR 4X14 185-CASPAR LAM RONG STR 5X14 185-CASPAR LAM RONG STR 6X16 185-CASPAR LAM RONG UP3X12MM 140-CASPAR LAM RONG UP4X14MM 140-CASPAR LAM RONG UP5X14MM 140-CASPAR LAM RONG UP3X12MM 160-CASPAR LAM RONG UP4X14MM 160-CASPAR LAM RONG UP5X14MM 160-CASPAR LAM RONG UP3X12MM 185-CASPAR LAM RONG UP4X14MM 185-CASPAR LAM RONG UP5X14MM 185-CASPAR LAM RONG DOWN3X12 140-CASPAR LAM RONG DOWN4X14X140-CASPAR LAM RONG DOWN3X12 160-CASPAR LAM RONG DOWN4X14 160-CASPAR LAM RONG DOWN3X12 185-CASPAR LAM RONG DOWN4X14 185-KER RONG FOLD 6X180 UP 90-KER RONG FOLD 1X230 UP 90-KER RONG FOLD 2X230 UP 90-KER RONG FOLD 3X230 UP 90-KER RONG FOLD 4X230 UP 90-KER RONG FOLD 5X230 UP 90-KER RONG FOLD 6X230 UP 90-KER RONG FOLD 6X180 UP 130-KER RONG FOLD 1X200 UP 130-KER RONG FOLD 2X200 UP 130-KER RONG FOLD 3X200 UP 130-KER RONG FOLD 4X200 UP 130-KER RONG FOLD 5X200 UP 130-KER RONG FOLD 6X200 UP 130°-KER RONG FOLD 1X230 UP 130-KER RONG FOLD 2X230 UP 130-KER RONG FOLD 3X230 UP 130°-KER RONG FOLD 4X230 UP 130°-KER RONG FOLD 5X230 UP 130-KER RONG FOLD 6X230 UP 130-CER KER RONG FOLD 6X180 UP 90-CER KER RONG FOLD 1X230 UP 90-CER KER RONG FOLD 2X230 UP 90-CER KER RONG FOLD 3X230 UP 90-CER KER RONG FOLD 4X230 UP 90-CER KER RONG FOLD 5X230 UP 90-CER KER RONG FOLD 6X230 UP 90-C KER RONG FOLD 6X180 UP 130-C KER RONG FOLD 1X200 UP 130-C KER RONG FOLD 2X200 UP 130-C KER RONG FOLD 3X200 UP 130-C KER RONG FOLD 4X200 UP 130-C KER RONG FOLD 5X200 UP 130-C KER RONG FOLD 6X200 UP 130-C KER RONG FOLD 1X230 UP 130-C KER RONG FOLD 2X230 UP 130-C KER RONG FOLD 3X230 UP 130-C KER RONG FOLD 4X230 UP 130-C KER RONG FOLD 5X230 UP 130-C KER RONG FOLD 6X230 UP 130-RONG FOLD 1X180 UP 130 FLA-RONG FOLD 6X180 UP 130 FLA-RONG FOLD 1X200 UP 130 FLA-RONG FOLD 2X200 UP 130 FLA-RONG FOLD 3X200 UP 130 FLA-RONG FOLD 4X200 UP 130 FLA-RONG FOLD 5X200 UP 130 FLA-RONG FOLD 6X200 UP 130 FLA-RONG FOLD 1X230 UP 130 FLA-RONG FOLD 2X230 UP 130 FLA-RONG FOLD 3X230 UP 130 FLA-RONG FOLD 4X230 UP 130 FLA-RONG FOLD 5X230 UP 130 FLA-RONG FOLD 6X230 UP 130 FLA-C RONG FOLD 1X180 UP 130 FLA-C RONG FOLD 6X180 UP 130 FLA-C RONG FOLD 1X200 UP 130 FLA-C RONG FOLD 2X200 UP 130 FLA-C RONG FOLD 3X200 UP 130 FLA-C RONG FOLD 4X200 UP 130 FLA-C RONG FOLD 5X200 UP 130 FLA-C RONG FOLD 6X200 UP 130 FLA-C RONG FOLD 1X230 UP 130 FLA-C RONG FOLD 2X230 UP 130 FLA-C RONG FOLD 3X230 UP 130 FLA-C RONG FOLD 4X230 UP 130 FLA-C RONG FOLD 5X230 UP 130 FLA-C RONG FOLD 6X230 UP 130 FLA-KER RONG BAY 1X130MM 130°-KER RONG BAY 2X130MM 130°-KER RONG BAY 3X130MM 130°-KER RONG BAY 4X130MM 130°-KER RONG BAY 5X130MM 130°-KER RONG BAY 2X130MM 130°-KER RONG BAY 3X130MM 130°-KER RONG BAY 4X130MM 130°-KER RONG BAY 5X130MM 130°-KER RONG BAY 1X130MM 130°-RONGEUR FOLD 3X200 130° 15-RONGEUR FOLD 2X200 130° 15-RONGEUR FOLD 4X200 130° 15-RONGEUR FOLD 5X200 130° 15-C RONGEUR FOLD 2X200 130° 15-C RONGEUR FOLD 3X200 130° 15-C RONGEUR FOLD 4X200 130° 15-C RONGEUR FOLD 5X200 130° 15-KERR RONG 130° 2X230 MM-KERR RONG 130° 3X230 MM-KERR RONG 130° 4X230 MM-KERR RONG 130° 5X230 MM-KERR RONG 130° 2X200 MM-KERR RONG 130° 3X200 MM-KERR RONG 130° 4X200 MM-KERR RONG 130° 5X200 MM-KERR RONG 130° 1X180 MM-KERR RONG 130° 2X180 MM-KERR RONG 130° 3X180 MM-KERR RONG 130° 4X180 MM-KERR RONG 130° 5X180 MM-KERR RONG 130° 2X230 MM-KERR RONG 130° 3X230 MM-KERR RONG 130° 4X230 MM-KERR RONG 130° 5X230 MM-KERR RONG 130° 1X180 THIN-KERR RONG 130° 2X180 THIN-KERR RONG 130° 3X180 THIN-KERR RONG 130° 4X180 THIN-KERR RONG 130° 5X180 THIN-KERR RONG 130° 1X200 THIN-KERR RONG 130° 2X200 THIN-KERR RONG 130° 3X200 THIN-KERR RONG 130° 4X200 THIN-KERR RONG 130° 5X200 THIN-KERR RONG 130° 2X230 THIN-KERR RONG 130° 3X230 THIN-KERR RONG 130° 4X230 THIN-KERR RONG 130° 5X230 THIN-KERR RONG 130° 2X280 THIN-KERR RONG 130° 3X280 THIN-KERR RONG 130° 4X280 THIN-KERR RONG 130° 5X280 THIN-KERR RONG 130° 1X180 THIN-KERR RONG 130° 2X180 THIN-KERR RONG 130° 3X180 THIN-KERR RONG 130° 4X180 THIN-KERR RONG 130° 5X180 THIN-ST BARTS RONG STR 3X120MM-ST BARTS RONG 45°CVD3X120MM-ST BARTS RONG 45°CVD3X120MM-CUSH RONG FOLO STR 2X180-CUSH RONG FOLO STR 2X200-CUSH RONG FOLO UP 2X180MM-CUSH RONG FOLO UP 2X200MM-CUSH RONG FOLO DOWN 2X180-CUSH RONG FOLO DOWN 2X200-LOVE RONG FOLO STR 3X180-LOVE RONG FOLO STR 3X200-LOVE RONG FOLO UP 3X180MM-LOVE RONG FOLO UP 3X200MM-LOVE RONG FOLO DOWN 3X200-SPUR RONG FOLO STR 4X180-SPUR RONG FOLO STR 4X200-SPUR RONG FOLO UP 4X200-SPUR RONG FOLO DOWN 4X180-SPUR RONG FOLO DOWN 4X200-RONGEUR FOLD STR 5X180MM-RONGEUR FOLD STR 5*X200MM-RONGEUR FOLD UP 5X180MM-RONGEUR FOLD UP 5X200MM-RONGEUR FOLD DOWN 5X180MM-RONGEUR FOLD DOWN 5X200MM-LOVE RONG FOLO DOWN 3X180-SPUR RONG FOLO UP 4X180-CUSH RONG FOLO STR 2X180-CUSH RONG FOLO STR 2X200-CUSH RONG FOLO UP 2X180MM-CUSH RONG FOLO UP 2X200MM-CUSH RONG FOLO DOWN 2X180-CUSH RONG FOLO DOWN 2X200-LOVE RONG FOLO STR 3X180-LOVE RONG FOLO STR 3X200-LOVE RONG FOLO UP 3X180MM-LOVE RONG FOLO UP 3X200MM-LOVE RONG FOLO DOWN 3X180-LOVE RONG FOLO DOWN 3X200-SPUR RONG FOLO STR 4X180-SPUR RONG FOLO STR 4X200-SPUR RONG FOLO UP 4X180MM-SPUR RONG FOLO UP 4X200MM-SPUR RONG FOLO DOWN 4X200-RONGEUR FOLD STR 5X180MM-RONGEUR FOLD STR 5X200MM-RONGEUR FOLD UP 5X180MM-RONGEUR FOLD UP 5X200MM-RONGEUR FOLD DOWN 5X180MM-RONGEUR FOLD DOWN 5X200MM-SPUR RONG FOLO DOWN 4X180MM-BECK RONGEUR 2X130MM-CUSHING RONGEUR STR5X130MM-CUSHING RONGEUR STR6X130MM-CUSHING RONGEUR CVD5X130MM-CASP RONG FOLD STR 2X180-CASP RONG FOLD STR 3X180-CASP RONG FOLD STR 4X180-CASP RONG FOLD STR 2X200-CASP RONG FOLD STR 3X200-CASP RONG FOLD STR 4X200-CASP RONG FOLD UP 2X180MM-CASP RONG FOLD UP 3X180MM-CASP RONG FOLD UP 4X180MM-CASP RONG FOLD UP 2X200MM-CASP RONG FOLD UP 3X200MM-CASP RONG FOLD UP 4X200MM-CASP RONG FOLD STR 2X180-CASP RONG FOLD STR 3X180-CASP RONG FOLD STR 4X180-CASP RONG FOLD STR 2X200-CASP RONG FOLD STR 3X200-CASP RONG FOLD STR 4X200-CASP RONG FOLD UP 2X180MM-CASP RONG FOLD UP 3X180MM-CASP RONG FOLD UP 4X180MM-CASP RONG FOLD UP 2X200MM-CASP RONG FOLD UP 3X200MM-CASP RONG FOLD UP 4X200MM-SYPERT RONGEUR CVD6X250MM-SYPERT RONGEUR STR5.5X250-WAGNER RONGEUR 5.5X210MM-WAGNER RONGEUR 5.5/200MM-KER RONG FOLD 4X180 UP 90-KER RONG FOLD 1X180 UP 90-KER RONG FOLD 2X180 UP 90-KER RONG FOLD 3X180 UP 90-KER RONG FOLD 5X180 UP 90-KER RONG FOLD 1X180 UP 130-KER RONG FOLD 2X180 UP 130-KER RONG FOLD 3X180 UP 130°-KER RONG FOLD 4X180 UP 130-KER RONG FOLD 5X180 UP130°-RONG FOLD 2X180 UP 130 FLA-RONG FOLD 3X180 UP 130 FLA-RONG FOLD 4X180 UP 130 FLA-RONG FOLD 5X180 UP 130 FLA-CER KER RONG FOLD 4X180 UP 90-C KER RONG FOLD 4X180 UP 130-CER KER RONG FOLD 1X180 UP 90-CER KER RONG FOLD 2X180 UP 90-CER KER RONG FOLD 3X180 UP 90-CER KER RONG FOLD 5X180 UP 90-C KER RONG FOLD 1X180 UP 130-C KER RONG FOLD 2X180 UP 130-C KER RONG FOLD 3X180 UP 130-C KER RONG FOLD 5X180 UP 130-C RONG FOLD 2X180 UP 130 FLA-C RONG FOLD 3X180 UP 130 FLA-C RONG FOLD 4X180 UP 130 FLA-C RONG FOLD 5X180 UP 130 FLA-FERRIS-SM-KERR RONG 18 UP 2-FERRIS-SM-KERR RONG 18 UP 3-FERRIS-SM-KERR RONG 18 UP 5-FERRIS-SM-KERR RONG FWD 40 2-FERRIS-SM-KERR RONG FWD 40 3-FERRIS-SM-KERR RONG FWD 40 5-FERRIS-SM-KERR RONG UP 4X180-FERRIS-SM-KERR RONG 130° 4X180MM-FERRIS-SM-KERR RONG FWD 40 1-FERRIS-SM-KERR RONG 18 DOWN2-FERRIS-SM-KERR RONG 18 DOWN3-FERRIS-SM-KERR RONG 18 DOWN5-FERRIS-SM-KERR RONG 18 DOWN4.
Gebrüder Martin GmbH & Co. KG | المانيا | Germany | ME0000012709SFDAA00003 | Cheek Retractor, Cawood-Minnes | Retractor | The instruments may only be used for their intended purpose in the specified medical fields, with use being restricted to adequately trained and qualified personnel.
Lohmann & Rauscher International GmbH & Co.KG | المانيا | Germany | ME0000004591SFDAA00009 | Velpeau® Cervix® 1 | Velpeau® Collier Cervix® 1 | Cervical collar for light support
Scholly Fiberoptic GMBH | المانيا | Germany | ME0000014755SFDAA00010 | Camera Head Full HD Zoom | Camera Head Full HD Zoom | CAMERA HEAD USED TO visualize anatomical structures of the human body once connected to the Telescopes & camera control unit
Aesculap AG | المانيا | Germany | ME0000003970SFDAA00642 | AICON EDS BOTTOM CONTAINER | AICON EDS BOTTOM CONTAINER | BOTTOM CONTAINER
MAVIG GmbH | المانيا | Germany | ME0000011492SFDAA00002 | Mobile Storage System | MAVIG Storage Systems | MAVIG Storage Systems
aap Implantate AG | المانيا | Germany | ME0000006423SFDAA00084 | iming arm LOQTEQ® Distal Medial Humerus Plate | Instruments | Universal Instrument
aap Implantate AG | المانيا | Germany | ME0000006423SFDAA00120 | Screwdriver | Reusable Instrument | Universal Instruments
aap Implantate AG | المانيا | Germany | ME0000006423SFDAA00111 | Load Drill guide LOQTEQ® | Reusable Instrument | Universal Instruments
aap Implantate AG | المانيا | Germany | ME0000006423SFDAA00124 | Staple for washers | Instruments | Trays
aap Implantate AG | المانيا | Germany | ME0000006423SFDAA00088 | Basic Tray | Instruments | Trays Cannulated Screws
aap Implantate AG | المانيا | Germany | ME0000006423SFDAA00115 | Obturator CS | Reusable Instrument | Instruments Cannulated Screws
aap Implantate AG | المانيا | Germany | ME0000006423SFDAA00116 | Parallel guide | Reusable Instrument | Instruments Cannulated Screws
aap Implantate AG | المانيا | Germany | ME0000006423SFDAA00112 | LOQTEQ® Screw guide sleeve 4.5 | Reusable Instrument | Universal Instruments
aap Implantate AG | المانيا | Germany | ME0000006423SFDAA00104 | Fixing screw for aiming device | Reusable Instrument | Universal Instruments
aap Implantate AG | المانيا | Germany | ME0000006423SFDAA00128 | Tray | Tray | Trays
aap Implantate AG | المانيا | Germany | ME0000006423SFDAA00100 | Elevatorium bended | Reusable Instrument | Universal Instruments
aap Implantate AG | المانيا | Germany | ME0000006423SFDAA00108 | Instrumenteneinsatz für LS 2.0/2.7/3.5, leer | Instruments | Trays Cannulated Screws
aap Implantate AG | المانيا | Germany | ME0000006423SFDAA00123 | Stabilization bolt for targeting frame LOQTEQ® DF 4.5 | Reusable Instruments | Universal Instruments
aap Implantate AG | المانيا | Germany | ME0000006423SFDAA00119 | Screw rack | Instruments | Trays
aap Implantate AG | المانيا | Germany | ME0000006423SFDAA00096 | Dissector | Reusable Instrument | Universal Instruments
aap Implantate AG | المانيا | Germany | ME0000006423SFDAA00129 | Trocar, LOQTEQ® DF 4.5 | Reusable Instruments | Universal Instruments
Scholly Fiberoptic GMBH | المانيا | Germany | ME0000014755SFDAA00008 | Camera Head Full HD 3CMOS Zoom | camera control unit | camera control unit and camera head
aap Implantate AG | المانيا | Germany | ME0000006423SFDAA00091 | Bone holding forceps, self-centering, L 190 | Reusable Instrument | Universal Instruments
aap Implantate AG | المانيا | Germany | ME0000006423SFDAA00095 | Cleaning wire | Instruments | Instruments Cannulated Screws
aap Implantate AG | المانيا | Germany | ME0000006423SFDAA00087 | Basic Insert for Load Drill Guide LOQTEQ | Reusable Instrument | Universal Instruments
aap Implantate AG | المانيا | Germany | ME0000006423SFDAA00099 | Drill sleeve | Reusable Instrument | Instruments Cannulated Screws
Carl Zeiss Vision GmbH | المانيا | Germany | ME0000020055SFDAA00001 | VISUFIT 1000 Platform | Medical image management system | Device of acquiring up to 9 simultaneous images of the face of a patient.
aap Implantate AG | المانيا | Germany | ME0000006423SFDAA00103 | Fixing nut for stabilization bolt | Reusable Instrument | Universal Instruments
aap Implantate AG | المانيا | Germany | ME0000006423SFDAA00107 | Insert | Instruments | Trays
aap Implantate AG | المانيا | Germany | ME0000006423SFDAA00094 | Clamp for washers, small | Instruments | Trays
aap Implantate AG | المانيا | Germany | ME0000006423SFDAA00110 | Lid for trays | Instruments | Trays
aap Implantate AG | المانيا | Germany | ME0000006423SFDAA00122 | Small handle for quick coupling, cannulated | Reusable Instruments | Universal Instruments
aap Implantate AG | المانيا | Germany | ME0000006423SFDAA00106 | Hohmann bone lever | Reusable Instrument | Universal Instruments
aap Implantate AG | المانيا | Germany | ME0000006423SFDAA00127 | Tissue protection sleeve | Reusable Instruments | Instruments Cannulated Screws
aap Implantate AG | المانيا | Germany | ME0000006423SFDAA00090 | Bending pliers | Instruments | Plates Instrument
aap Implantate AG | المانيا | Germany | ME0000006423SFDAA00118 | Reduction | Reusable Instrument | Universal Instruments
aap Implantate AG | المانيا | Germany | ME0000006423SFDAA00125 | Stop ring for depth measurement | Reusable Instruments | Universal Instruments
aap Implantate AG | المانيا | Germany | ME0000006423SFDAA00113 | Marking plug | Reusable Instrument | Universal Instruments
aap Implantate AG | المانيا | Germany | ME0000006423SFDAA00121 | Seating Tool | Reusable Instrument | Universal Instruments
aap Implantate AG | المانيا | Germany | ME0000006423SFDAA00117 | Raspatory, long curved | Reusable Instrument | Universal Instruments
aap Implantate AG | المانيا | Germany | ME0000006423SFDAA00114 | Mini Tray empty with lid, for LOQTEQ® | Instruments | Trays LOQTEQ®
aap Implantate AG | المانيا | Germany | ME0000006423SFDAA00098 | Drill guide | Reusable Instrument | Universal Instruments
aap Implantate AG | المانيا | Germany | ME0000006423SFDAA00126 | Targeting frame LOQTEQ® DF 4.5 | Reusable Instruments | Universal Instruments
aap Implantate AG | المانيا | Germany | ME0000006423SFDAA00086 | Angle stable locking spacer LOQTEQ® 4.5 | Reusable Instrument | Universal Instruments
aap Implantate AG | المانيا | Germany | ME0000006423SFDAA00105 | Handle | Reusable Instrument | Universal Instruments
aap Implantate AG | المانيا | Germany | ME0000006423SFDAA00089 | Bending iron | Instrument | Plates Instrument
aap Implantate AG | المانيا | Germany | ME0000006423SFDAA00109 | Large handle, cannulated, quick coupling | Reusable Instrument | Universal Instruments
aap Implantate AG | المانيا | Germany | ME0000006423SFDAA00097 | Double drill guide | Reusable Instrument | Universal Instruments
aap Implantate AG | المانيا | Germany | ME0000006423SFDAA00093 | Caddy for K-wire | Instruments | Trays
aap Implantate AG | المانيا | Germany | ME0000006423SFDAA00085 | Aiming device LOQTEQ® | Instruments | Universal Instruments
KARL STORZ SE & Co. KG | المانيا | Germany | ME0000003576SFDAA00835 | Cotton Applicator | Cotton Applicator | Cotton Applicator, standard, Ø 0.9mm Cotton Applicator, with thread, 17.5 cm
KARL STORZ SE & Co. KG | المانيا | Germany | ME0000003576SFDAA00839 | FISCH Retractor | FISCH Retractor | FISCH Retractor, articulated, 3 x 3 prongs, semisharp, length 17 cm
KARL STORZ SE & Co. KG | المانيا | Germany | ME0000003576SFDAA00843 | Cup medicine | Cup medicine | Cup Medicine, 300 cm³, diameter 95 mm, height 65 mm | Cup Medicine, 300 cm³, diameter 95 mm, height 65 mm
KARL STORZ SE & Co. KG | المانيا | Germany | ME0000003576SFDAA00848 | Lubricant | Special Lubricant for Stopcocks | Special Lubricant for Stopcocks
Lohmann & Rauscher International GmbH & Co.KG | المانيا | Germany | ME0000004591SFDAA00007 | Velpeau® Dorsafit® Lumbar support belt 26cm | Velpeau® Dorsafit® Lumbar support belt 26cm | is a back orthosis with a stabilizing effect. Four integrated stays contribute to the stabilization of the lumbar spine.
Lohmann & Rauscher International GmbH & Co.KG | المانيا | Germany | ME0000004591SFDAA00011 | Velpeau® Hernia Support | Velpeau® Bandage herniaire / Hernia Support CLASSIC | CLASSIC Hernia support without spring
aap Implantate AG | المانيا | Germany | ME0000006423SFDAA00101 | Explantation screwdriver | Reusable Instrument | Universal Instruments
evonos GmbH & Co. KG | المانيا | Germany | ME0000002540SFDAA00016 | evoLIGHT | LIGHT | SURGICAL LIGHT CAN BE MOBILE OR FIXED IN THE CEILING
Lohmann & Rauscher International GmbH & Co.KG | المانيا | Germany | ME0000004591SFDAA00012 | Sentinex® | Surgical Caps | Surgical Caps
Maquet GmbH | المانيا | Germany | ME0000004000SFDAA00011 | IR Remote | IR Remote | Cordless operating unit for OR Table
KARL STORZ SE & Co. KG | المانيا | Germany | ME0000003576SFDAA00840 | COTTLE Retractor | COTTLE Retractor | COTTLE Retractor, wide, length 14 cm
KARL STORZ SE & Co. KG | المانيا | Germany | ME0000003576SFDAA00836 | Pick | Pick | Pick, 45°, size 0.6 mm, length 16 cm Pick, 45°, size 0.8 mm, length 16 cm
aap Implantate AG | المانيا | Germany | ME0000006423SFDAA00102 | External alignment device | Reusable Instrument | Universal Instruments
Aesculap AG | المانيا | Germany | ME0000015008SFDAA00058 | CRANIOFIX2 | CRANIOFIX2 | CRANIOFIX2 INSTRUMENT SET
KARL STORZ SE & Co. KG | المانيا | Germany | ME0000003576SFDAA00837 | Knife | Knife | Knife, round
KARL STORZ SE & Co. KG | المانيا | Germany | ME0000003576SFDAA00841 | JOSEPH Nasal Saw | JOSEPH Nasal Saw | JOSEPH Nasal Saw, crosswise toothed, bayonet-shaped, left, length 18.5 cm
KARL STORZ SE & Co. KG | المانيا | Germany | ME0000003576SFDAA00845 | Injection Cannula | Injection Cannula | Injection Cannula, 18 cm, 3 pieces
Maquet GmbH | المانيا | Germany | ME0000004000SFDAA00012 | Gel Postioning support pad | Gel Postioning support pad | Head support for patients
Lohmann & Rauscher International GmbH & Co.KG | المانيا | Germany | ME0000004591SFDAA00006 | Velpeau® Manus Wrist Support | Velpeau® Manus Wrist Support | Wrist Support
Maquet GmbH | المانيا | Germany | ME0000004000SFDAA00010 | Counter traction post for tibia and fibula | Counter traction post for tibia and fibula | Thigh support for patients
KARL STORZ SE & Co. KG | المانيا | Germany | ME0000003576SFDAA00842 | Tonsil Snare | Tonsil Snare | BRUENINGS Tonsil Snare, length 29 cm
KARL STORZ SE & Co. KG | المانيا | Germany | ME0000003576SFDAA00838 | Ala Retractor | Ala Retractor | KILNER Ala Retractor, two prongs, sharp, width 13 mm, length 8.5 cm
KARL STORZ SE & Co. KG | المانيا | Germany | ME0000003576SFDAA00847 | Metal Mallet | Metal Mallet | Metal Mallet, large, 30 mm, 19.5 cm
KARL STORZ SE & Co. KG | المانيا | Germany | ME0000003576SFDAA00834 | Cone | Cone | Cone, for loading rings
KARL STORZ SE & Co. KG | المانيا | Germany | ME0000003576SFDAA00844 | IMAGE1 S Video Endoscope Adaptor | IMAGE1 S Video Endoscope Adaptor | IMAGE1 S Video Endoscope Adaptor, color systems PAL/NTSC, length 60 cm
Lawton GmbH & Co. KG | المانيا | Germany | ME0000012221SFDAA00041 | curette instrument | Stripping products | JACOBSON SHARP CURETTE 14CM-VOLKM CUER W FERR #5 17,5 CM-CASPAR CUERET STR 22CM 000-CASPAR CUERET STR 22CM 00-CASPAR CUERET STR 22CM 0-CASPAR CUERET CUD 22CM 000-CASPAR CUERET CUD 22CM 00-CASPAR CUERET CUD 22CM 0-NICOLA CUERET BAY H45° 28CM-ANTRUM CUERETTE OVAL 19CM S1-ANTRUM CUERETTE ROUND 19.5CM-ANTRUM CUERETTE OVAL 19.5CM-DE LIMA CUERETTE 3MM 24.5CM.
Gebrüder Martin GmbH & Co. KG | المانيا | Germany | ME0000012709SFDAA00002 | Mouth prop, mckesson | Retractor | The instruments may only be used for their intended purpose in the specified medical fields, with use being restricted to adequately trained and qualified personnel.
3M Deutschland GmbH, Health Care Business | المانيا | Germany | ME0000009306SFDAA00128 | Stockinet | Stockinet | Casting tapes and bandages
Streifeneder ortho.production GmbH | المانيا | Germany | ME0000008633SFDAA00150 | AK-Compression Stump Sock | Amputation stump Sock | Wollen sock for an Amputation Stump
Lawton GmbH & Co. KG | المانيا | Germany | ME0000012221SFDAA00042 | Elevator | Stripping products | SELLHEIM OBSTETRIC LEVER 32CM-DOYEN ELEV SM CVD LEFT 18CM-DOYEN ELEV SM CVD RIGHT 18CM-DOYEN ELEV LG CVD RIGHT 17 CM-DOYEN ELEV LG CVD LEFT 17CM-ALDERDYCE DISS/ELEV 21,5CM-WILLIGER ELEVATOR 5X170MM CVD-WILLIGER ELEVAT 5,5X170MM-SEBILEAU ELEVATOR5X170MM-LANGENBECK ELEVATOR10X195MM-QUERVAIN ELEVATOR 6X195MM-LANGENBECK ELEVATOR 10MM 23-LANGENBECK ELEVATOR 8X195MM-MINI-HOHMANN BONE LEV 6MM 16-MINI-HOHMANN BONE LEV 8MM 16-BUCK-GRAMCKO BONE LEV 7,5X15-BONE LEVER 16X120MM-LANGE-HOHMANN BONE LEVER25,5CM-LANGE-HOHMANN BONE LEVER26,5-WAGNER BONE LEVER 17X220MM-HOHMANN BONE LEVER 22 CM-HOHMANN BONE LEVER 25,5 CM-HOHMANN BONE LEVER 22MM-HOHMANN BONE LEVER 18MM 24CM-HOHMANN BONE LEVER 28,5 CM-VERBRUGGE MULLER LEVER 24 CM-VERBRUGGE MULLER LEVER 25.5-HOHMANN BONE LEVER 28,5CM-HOHMANN BONE LEVER 27 CM-BLOUNT BONE LEVER 26 CM-BLOUNT BONE LEVER 26CM-MURPHY-LANE LUXATION LEVER 30CM-JOSEPH PERIOSTEAL ELEVATOR-HALLE SEPTUM ELEVATOR 18CM-SEWALL ELEVATOR 20 CM BL-KILLIAN SEPT.ELEVATOR 19 CM-FREER ELEV 19,5 CM 4,5 MM BL-FREER ELEV 19,5 CM 4,5 MM SH-KILLIAN ELEVATOR SH/BL 18,5CM-COTTLE PERIOST ELEVATOR-HOWARTH ELEVATOR5,0X4,8X220-FREER ELEV 19.5CM 5MM BL/SH-FREER ELEV 19,5CM 6.5MM BL/SH-HOEN PERIOSTEAL ELEV16CM 7MM-HOEN PERIOSTEAL ELEV19CM15MM-HOEN PERIOSTEAL ELEV19CM20MM-ADSON ELEV SQUARE EDGE 17 CM-ADSON ELEV BLUNT 17 CM-ADSON ELEV SEMI SHARP CVD 17-SEDILLOT ELEVATOR 190X18MM-ADSON ELEV SEMI SHARP STR 18,5-KEY ELEVATOR 17,5CM 3MM-KEY ELEVATOR 17,5CM 6,5MM-KEY ELEVATOR 19CM 9,5MM-KEY ELEVATOR 19CM 12,5MM-KEY ELEVATOR 20CM 16MM-KEY ELEVATOR 21CM 24,5MM-COBB SPINAL ELEVATOR 28,5CM 10MM-COBB ELEVATOR 28,5CM 13MM-COBB ELEVATOR 28,5CM 19MM-HENKE TONS DISS/ELEV 23,5-HENKE TONS ELEV/DISS 23,5-STIERLEN SUCT ELEVATROR 23,5CM-MOLDENHAUER EAR LEVER 16CM-KOENIG ELEVATOR 4,5X150MM-HOUSE ELEVATOR 12X1X160MM-MCKENTY SEPTUM ELEVATOR 4MM-MCKENTY SEPTUM ELEVATOR 3MM-MCKENTY SEPTUM ELEVATOR 5MM-ROGER SEPT ELEV D-ENDED 20-BALLENGER SEPT ELEV 21,5CM-MCKENTY SEPTUM ELEVATOR-PENNINGTON SEPT ELEV 22-COTTLE ELEVATOR GRAD-COTTLE PERIOST ELEVATOR-MASING ELEVATOR D/E 4.5MM-ELEVATOR FLAT 17CM-BOIES ELEVATOR FLAT 19 CM BL-DINGMANN ELEVAT ROUND 21CM-GILLIES ELEVATOR FLAT 20 CM - RHOTON ELEVATOR CVD 2.8MM19CM-RHOTON ELEVATOR ANG 1.2MM19CM-RHOTON ELEVATOR CVD 2.8MM-RHOTON ELEVATOR ANG 1.2MM-PERCY AMPUTATION RETRACTOR -BENNET TIBIA RETR NARROW 45MM 25CM -BENNET TIBIA RETR WIDE 25CM 60 -BLOUNT KNEE RETRACTOR 17,5 CM -FANSHAPED SPATULA 5X335MM -FANSHAPED SPATULA 10X350MM -SPATULA ADJUSTABLE 5X335MM -SPATULA ADJUSTABLE 10X350MM -SUCTION RASPATORY 24,5CM -RHOTON NEEDLE STRAIGHT 19 -RHOTON NEEDLE STRAIGHT 19 -KISTNER PROBE 1.3/2.1MM 19.5 .
Gebrüder Martin GmbH & Co. KG | المانيا | Germany | ME0000012709SFDAA00004 | Tongue Depressor, Tobold | Retractor | The instruments may only be used for their intended purpose in the specified medical fields, with use being restricted to adequately trained and qualified personnel.
Lohmann & Rauscher International GmbH & Co.KG | المانيا | Germany | ME0000004591SFDAA00010 | Velpeau® EpBloc | Velpeau® EpBloc classic Shoulder immobilizer | Shoulder joint orthosis
Lawton GmbH & Co. KG | المانيا | Germany | ME0000012221SFDAA00043 | DISSECTOR | Stripping products | ALDERDYCE DISS/ELEV 21,5CM-WATSON CHEYNE DISS-MCDONALD DISSECTOR 19 CM D/E-SWEDISH PATT CURET OVAL 2 MM-SWEDISH PATT CURET OV3 MM-SWEDISH PATT CUR OV5MM-SWEDISH PATT CUR OV6MM-SWEDISH PATT CURET OV8MM-SWEDISH PATT CURET OV10MM-SWEDISH PATT CURET OV12MM-SWEDISH PATT CURET OV14MM-SWEDISH PATT CUR 2MM-SWEDISH PATT CUR RD 3MM-SWEDISH PATT CURETRD 4MM-SWEDISH PATT CUR 5MM-SWEDISH PATT CUR 6MM-SWEDISH PATT CUR RD 7MM-SWEDISH PATT CUR RD8MM-SWEDISH PATT CUR RD10MM-SWEDISH PATT CUR RD 12MM-SWEDISH PATT CURET RD14MM-HARDY DISSECT RI 24.5CM-HARDY-FAHLB DIS BAY LE 24,5-HARDY DISS SH/RI 24.5CM-PENFIELD DURA DISSECTOR 17,5-PENFIELD DURA DISSECTOR 19,5-PENFIELD DURA DISSECTOR 19,5-PENFIELD DURA DISSECTOR 21,5-PENFIELD DURA DISSECTOR 29CM-OLIVECRONA DIS DBL FINE 18 CM-OLIVECRONA DIS DBL FINE 24 CM-OLIVECRONA DIS DBL HEAVY 19,5CM-OLIVECRONA DIS DBL HEAVY 24CM-TOENNIS DISSEC 24CM-TOENNIS DISSEC 24CM-MICRO DISSECTOR 1,0MM 23CM-MICRO DISSECTOR 1,5MM 23CM-MICRO DISSEC BAY CVD UP 23CM-MICRO DISSEC BAY CVD DOWN 23CM-HURD DISSECTOR AND RETR-HENKE TONS DISS/ELEV 23,5-HURD DISSECTOR RETR SERR-HENKE TONS ELEV/DISS 23,5-PENFIELD DISSEC BAY 24CM1-PENFIELD DISSEC BAY 24CM2-PENFIELD DISSEC BAY 24CM4-DISSEC BAY FORW GVD 26CM 1-DISSEC BAY FORW GVD 26CM 2-DISSEC BAY FORW GVD 26CM 3-DISSEC BAY FORW GVD 26CM 4-DISSEC BAY FORW GVD 26CM 5-DISSEC BAY BACK GVD 26CM 1-DISSEC BAY BACK GVD 26CM 2-DISSEC BAY BACK GVD 26CM 3-DISSEC BAY BACK GVD 26CM 4-DISSEC BAY BACK GVD 26CM 5-DISSECTOR BAY 5MM 26CM-DISSECTOR BAY 3MM 26CM-ROTHON DISSECTOR ROUND1MM19CM-ROTHON DISSECTOR ROUND2MM19CM-RHOTON DISSECTOR ROUND3MM19CM-RHOTON DIS SPATULA 1.0MM19CM-RHOTON DIS SPATULA 1.5MM19CM-RHOTON DIS SPATULA 2.0MM-ROTHON DISSECTOR ROUND1MM-ROTHON DISSECTOR ROUND2MM-RHOTON DISSECTOR ROUND3MM-RHOTON DIS SPATULA 1.0MM-RHOTON DIS SPATULA 1.5MM-RHOTON DIS SPATULA 2.0MM-CASPAR DISSECTOR 20.5CM-CASPAR DISSECTOR 20.5CM-LANDOLT DISSECTBAY 2MM 28CM-LANDOLT DISSECT BAY 2MM 26CM-CASPAR DISSECT 1MM 20.5CM-CASPAR DISSECT BAY 1MM 21-CASPAR DISSECT BAY 1MM 21CM-CASPAR DISSECT BAY 2.0 23CM-CASPAR DISSECT BAY 4.5 23-CASPAR DISSECT 4.5MM 23CM-TI CASPAR DISSECT 4.5MM 23CM-HARDY ENUCL BL/RI 24.5CMHARDY ENUCL BL/RI 24.5CMHARDY ENUCL SH/RI 24.5CMHARDY ENUCLEATOR 26,5CM -HARDY ENUCL BAY BL/LE 24.5CM -HARDY ENUCL BAY BL/LE 24.5CM -HARDY ENUCL BAY SH/LE 24.5CM -HARDY ENUCL BAY SH/LE 24.5CM -HARDY ENUCL BAY RIGHT 28CM -HARDY ENUCL BAY LEFT 28CM -LANDOLT ENUCL BAY BL/RI 26CM -LANDOLT ENUCL BAY BL/RI26CM -LANDOLT ENUCL BAY BL/LE 26CM -LANDOLT ENUCL BAY BL/LE26CM .
Maquet GmbH | المانيا | Germany | ME0000004000SFDAA00009 | Anaesthesia screen extension | Anaesthesia screen extension | Anaesthesia screen support
Streifeneder ortho.production GmbH | المانيا | Germany | ME0000008633SFDAA00151 | Nylon Stump-Sock | Amputation stump Sock | Wollen sock for an Amputation Stump
Lawton GmbH & Co. KG | المانيا | Germany | ME0000012221SFDAA00044 | Scissors | Cutting Products | DC GORNEY SEPTUM SCS SERR 21,5 CM-VANNAS SCISSORS 8CM STR FH-VANNAS SCS 8CM ANG ON FLA FH-VANNAS SCS 8CM ANG ON SID FH-VANNAS SCISSORS CVD 8CM-VANNAS SCISSORS 8,5CM STR FH-VANNAS SCISSORS 8,5CM CVD FH-VANN SCS 8,5CM ANG ON FLA FH-MICRO-SCISSORS STR FSTH 12,5 CM-MICRO-SCISSORS CVD FSTH12,5 CM-BIEMER VEIN SCISSORS FSTH, 12,5 CM-VANNAS SCISSORS STR FSTH 12 CM-VANNAS SCISSORS CVD FSTH 12 CM-VANNAS SCISSORS ANG O/F FSTH 12 CM-VANNAS SCISSORS STR FSTH 145MM-VANNAS SCISSORS CVD FSTH145MM-MICRO-SCISSORS STR FSTH 14,5 CM-MICRO- SCISSORS CVD FSTH 14,5CM-MILLESI SCS STR TOOTH FSTH 14,5CM-MILLESI SCS CVD TOOTH FSTH14,5CM-MICRO-DISSEC SCS CVD RSTH 18CM-YASARG SCS 22,5 STR TO BAY-C YASARG SCS 22,5 STR TO BAY-C SCS W BUTTON 19.5CM 45° BAY-SCS W BUTTON 19.5CM 45° BAY-MUEHLING SEPTUM SCS 21,5CM-DC-SC PLASTER SCISSORS 18 CM-DC-C CAPLAN SEPTUM SCS 20 CM-DC-C GORNEY SEPTUM SCS 21,5CM-SC PLASTER SCISSOR ANG 230MM-DC-SC PLASTER SCISSOR ANG 23CM-MICRO-SCS CVD FSTH 18 CM-VANNAS SCS STR BAJ 22,5CM-VANNAS SCS CVD BAJ 22,5CM-YASARGIL SCS STR BAJ 16,5CM-YASARGIL SCS CVD BAJ 22,5 CM-YASARGIL SCS STR BAJ 20 CM-YASARGIL SCS LCVD BAY 20CM-YASARGIL SCS RCVD BAY 20CM-C VANNAS SCS STR BAJ 22,5CM-C VANNAS SCS CVD BAJ 22,5CM-C YASARGIL SCS STR BAJ16,5CM-C YASARGIL SCS CVD BAJ 22,5 CM-C YASARGIL SCS STR BAJ 20 CM-C YASARGIL SCS LCVD BAY 20CM-YASARGIL SCS STR BAY 22,5 CM-YASARGIL SCS CVD BAY 22,5CM-YASARGIL SCS CVD BAY 24,5CM-C YASARGIL SCS RCVD BAY 20CM-C YASARGIL SCS STR BAY 22,5 CM-C YASARGIL SCS CVD BAY 22,5CM-C YASARGIL SCS CVD BAY 24,5CM-NAGEL SCS 45° BAJ 19,5CM-MICRO-SCS 125° BAY 18,5CM-YASARGIL DISS SCS STR BAY20CM-YASARGIL DISS SCS CVD BAY20CM-YASARGIL DISS SCS STR BAY22,5CM-YASARGIL DISS SCS CVD BAY22,5-C YASARGIL DISS SCS STR BAY20CM-C YASARGIL DISS SCS CVD BAY20CM-C YASARGIL DISS SCS STR BAY22,5CM-C YASARGIL DISS SCS CVD BAY22,5-C NAGEL SCS 45° BAJ 19,5CM-C MICRO-SCS 125° BAY 18,5CM-C MICRO-SCS STR FSTH 14,5CM-MICRO-SCS STR FSTH 14,5 CM-MICRO-SCS CVD FSTH 14,5 CM-C MICRO-SCS CVD FSTH 14,5CM-MICRO-SCS STR FSTH 18 CM-C MICRO-SCS STR FSTH 18 CM-TIC MICRO-SCS STR FSTH 18CM-MICRO-SCS CVD FSTH 18 CM-C MICRO-SCS CVD FSTH 18 CM-TIC MICRO-SCS CVD FSTH 18CM-MICRO-SCS STR TOOTH FSTH 18CM-C MICRO-SCS STR TOOTH FSTH 18CM-MICRO-SCS CVD TOOTH FSTH 18CM-C MICRO-SCS CVD TOOTH FSTH 18CM-C MICRO-SCS CVD FSTH 21 CM-C MICRO-SCS STR FSTH 12,5 CM-C MICRO-SCS CVD FSTH 12,5CM-C BIEMER VEIN SCS FSTH 12,5 CM-C VANNAS SCS STR FSTH 12 CM-C VANNAS SCS CVD FSTH 12CM-C VANNAS SCS ANG O/F FSTH 12CM-C VANNAS SCS STR FSTH145MM-C VANNAS SCS CVD FSTH145MM-MICRO-SCS STR FSTH 18CM-C MICRO-SCS STR FSTH 18CM-C MICRO-SCS CVD FSTH 18 CM-C MICRO-SCS STR FSTH 14,5CM-C MICRO- SCISSORS CVD FSTH 14,5CM-C MILLESI SCS STR TOOTH FSTH 14,5CM-C MILLESI SCS CVD TOOTH FSTH14,5CM-SL MICRO-SCS STR 18 CM-SL MICRO-SCS CVD 18 CM-SL MICRO-SCS 25° 18 CM-C SL MICRO-SCS CVD 18 CM-C SL MICRO-SCS STR 18 CM-SL MICRO-SCS 45° 17,5CM-SL MICRO-SCS 60° 17 CM-SL MICRO-SCS 90° 16,5CM-SL MICRO-SCS 125° 16,5CM-C SL MICRO-SCS 25° 18 CM-C SL MICRO-SCS 90° 16,5CM-C SL MICRO-SCS 45° 17,5CM-C SL MICRO-SCS 60° 17 CM-C SL MICRO-SCS 125° 16,5CM-MICRO-SCS STR RSTH 18 CM-MICRO-SCS CVD RSTH 18CM-MICRO-SCS CVD TOOTH RSTH 18CM-MICRO-SCS STR RSTH 14,5 CM-MICRO-SCISSORS CVD RSTH 14,5 CM-MICRO-SCISSORS CVD RSTH 18 CM-VANNAS SCS STR RSTH 14,5 CM-VANNAS SCS CVD RSTH14,5 CM-MICRO-SCS STR RSTH 18 CM-MICRO-SCS STR TOOTH RSTH 14,5CM-MICRO-SCS STR TOOTH RSTH 18CM-C MICRO-SCS STR RSTH 18 CM-TI MICRO-SCS STR RSTH 18 CM-TIC MICRO-SCS STR RSTH 18 CM-C M ICRO-SCS CVD RSTH 18CM-TI M ICRO-SCS CVD RSTH 18CM-TIC M ICRO-SCS CVD RSTH 18CM-C MICRO-SCS STR TOOTH RSTH 18CM-C MICRO-SCS CVD TOOTH RSTH 18CM-MICRO-SCS STR RSTH 21 CM-C MICRO-SCS STR RSTH 21 CM-MICRO-SCS CVD RSTH 21CM-C MICRO-SCS CVD RSTH 21CM-C MICRO-SCS STR RSTH 14,5 CM-C MICRO-SCS STR TOOTH RSTH 14,5CM-C MICRO-SCISSORS CVD RSTH 14,5 CM-C MICRO-SCS STR RSTH 18 CM-C MICRO-SCISSORS CVD RSTH 18 CM-C MICRO-DISSEC SCS CVD RSTH 18CM-C VANNAS SCS STR RSTH 14,5CM-C VANNAS SCS CVD RSTH14,5 CM-MICRO-SCS STR RSTH 14,5 CM-MICRO-SCS CVD MRR 14,5 CM-MICRO-DISSEC SCS CVD RSTH 14,5CM-C MICRO-SCS STR RSTH 14,5 CM-C MICRO-SCS CVD MRR 14,5 CM-C MICRO-DISSEC SCS CVD RSTH 14,5CM-MICRO-SCS 25° RSTH 18 CM-C MICRO-SCS 25° RSTH 18 CM-MICRO-SCS 45° RSTH 18CM-C MICRO-SCS 45° RSTH 18 CM-MICRO-SCS 60° RSTH 18 CM-C MICRO-SCS 60° RSTH 18 CM-MICRO-SCS 90° RSTH 18 CM-C MICRO-SCS 90° RSTH 18 CM-MICRO-SCS 125° RSTH 18 CM-C MICRO-SCS 125° RSTH 18 CM-PL MICRO-SCS 25° RSTH 16,5 CM-C PL MICRO-SCS 25° RSTH 16,5CM-PL MICRO-SCS 45° RSTH 16,5CM-C PL MICRO-SCS 45° RSTH 16,5CM-PL MICRO-SCS 60° RSTH 16,5CM-C PL MICRO-SCS 60° RSTH 16,5CM-PL MICRO-SCS 90° RSTH 16,5CM-C PL MICRO-SCS 90° RSTH 16,5CM-PL MICRO-SCS 125° RSTH 16,5CM-C PL MICRO-SCS 125° RSTH 16,5CM-PL MICRO-SCS 25° RSTH 18CM-C PL MICRO-SCS 25° RSTH 18CM-PL MICRO-SCS 45° RSTH 18 CM-C PL MICRO-SCS 45° RSTH 18CM-PL MICRO-SCS 60° RSTH 18CM-C PL MICRO-SCS 60° RSTH 18CM-PL MICRO-SCS 90° RSTH 18CM-C PL MICRO-SCS 90° RSTH 18CM-PL MICRO-SCS 125° RSTH 18CM-C PL MICRO-SCS 125° RSTH 18CM-MICRO-SCS 25° 16.5CM FH-MICRO-SCS 45° 16.5CM FH-MICRO-SCS 60°16CM FH-MICRO-SCS 90°15.5CM FH-MICRO-SCS 125°15.5CM FH-MICRO SCISSOR BAY STR 19CM-MICRO SCISSOR BAY CVD 19CM-WESTCOTT SCS BL/BL 12 CM R-WESTCOTT SCS SH/SH12,5CM-MC PHERSON-WESTC SCS BL/BL10-MICRO SCS 10 CM STR SH/SH-MICRO SCS 10 CM CVD SH/SH-MICRO SCS 10 SLI/CVD BL/BL-CASTR CORN SCS STRONG CVD 10-KATZIN CORN TRAN SCS 10CM R-KATZIN CORN TRAN SCS10CM L-MC PHERSON-WESTC SCS SH/SH10-CASTR CORN SCS LIGHT CVD 10-CASTR CORN SCS 10.5CM 15MM R-CASTR CORN SCS 10.5CM 15MM L-TROUTM-CASTR CORN SCS 10,5 R-TROUTM-CASTR.CORN SCS 10,5 L-TROUTMAN CORN SCS 10 CM R-TROUTMAN CORN SCS 10CM L-WECKER IRID SCS SH/SH 11CM 7MM-WECKER IRID SCS SH/BL 11CM 7MM LE-CASTROVIEJO SCS CVD SH/SH9CM-BARRAQUER IRID SCS 5.5CM 7MM-NOYES SCS STR SH/BL 11.5 CM-CAPLAN SCISSOR 21,5 STRAIGHT-CAPLAN SCISSOR 21,5 ANG.
Streifeneder ortho.production GmbH | المانيا | Germany | ME0000008633SFDAA00153 | S.A.C.H. Foot for Men | Prosthetic foot | S.A.C.H. Foot for Men is a prosthetic foot intended for the use of individuals with lower limb amputation
PRINZ Photonics GmbH | المانيا | Germany | ME0000019809SFDAA00001 | Flexibler Lichtleiter / Flexible Fibre optic cable | Flexibler Lichtleiter / Flexible Fibre optic cable | light guide cable
ATMOS MedizinTechnik GmbH & Co. KG | المانيا | Germany | ME0000014997SFDAA00008 | ATMOS Scope | Nasopharyngoscope | Nasopharyngoscope
joimax® GmbH | المانيا | Germany | ME0000002741SFDAA00111 | Curette | Bone curette | Bone curette
joimax® GmbH | المانيا | Germany | ME0000002741SFDAA00098 | iLESSYS® Pro Sterilization Tray for Instruments | Instrument tray | Instrument tray
joimax® GmbH | المانيا | Germany | ME0000002741SFDAA00099 | TESSYS® Sterilization Tray for Instruments | Instrument tray | Instrument tray
joimax® GmbH | المانيا | Germany | ME0000002741SFDAA00102 | iLESSYS® DELTA Resection Tray | Reusable instrument tray | Reusable instrument tray
joimax® GmbH | المانيا | Germany | ME0000002741SFDAA00103 | iLESSYS® DIN-Norm-Container, red Lid | Sterilization container | Sterilization container
joimax® GmbH | المانيا | Germany | ME0000002741SFDAA00107 | Endo-Kerrison-Shaft | Spine punch | Spine punch
ATMOS MedizinTechnik GmbH & Co. KG | المانيا | Germany | ME0000014997SFDAA00007 | ATMOS iQam | Camera | Camerafor Imaging of diagnostic endoscopy
HEINE Optotechnik GmbH & Co. KG | المانيا | Germany | ME0000004869SFDAA00182 | LAMBDA 100 Retinometer | LAMBDA 100 Retinometer | Heine LAMBDA 100 Retinometer with Beta 4 NT rechargeable ,Rechargeable handle, Bottom Insert Beta 4 and HANDLE
DIXION VERTRIEB MEDIZINISCHER GERATE GMBH | المانيا | Germany | ME0000014610SFDAA00006 | OPERATING LIGHT | OPERATING LIGHT | OPERATING LIGHTS
pro med instruments GmbH | المانيا | Germany | ME0000004765SFDAA00157 | DORO LUNA®Rod | DORO LUNA®Rod | DORO LUNA®Rod
pro med instruments GmbH | المانيا | Germany | ME0000004765SFDAA00155 | Doro Halo support rod 8 mm | Doro Halo support rod 8 mm | The Doro Halo and Halo McCue retractor systems are used in neurosurgical applications as armrest and as receptacle for Flexible Arms with blades. There are three possible configuration: 1)a complete half ring consisting of two half rings 2. a half ring 3. a half ring with one or two mini J -Arms (McCue open retractor version) Flexible arms can be mounted at any position at the Halo or McCue Halo ring . flexible arms are adaptable with macro blades and micro blades ( various sizes straight curved , serrated or black coated).A pattie tray is available .the DORO Halo or McCue Halo retractor systems can be mounted to a DORO skull Clamp or an identical Skull clamp by means of the appropriate adaptors or C-Clamps ( see components ) The DORO Halo retractor systems are mounted in the sterile field over the cover sheets and can be adjusted for optimum skull access. The DORO Halo or McCue Halo retractor systems are delivered nonsterile in a storage case which can be sterilized
pro med instruments GmbH | المانيا | Germany | ME0000004765SFDAA00153 | DORO® Halo Support Rod Holder | DORO® Halo Support Rod Holder | DORO® Halo Support Rod Holder
pro med instruments GmbH | المانيا | Germany | ME0000004765SFDAA00149 | DORO COBRA® Quick-Clamp for Aluminum Quick-Rail® | DORO COBRA® Quick-Clamp for Aluminum Quick-Rail® | DORO COBRA® Quick-Clamp for Aluminum Quick-Rail®
joimax® GmbH | المانيا | Germany | ME0000002741SFDAA00114 | Endo-Elevator blunt | Bone elevator | Bone elevator
joimax® GmbH | المانيا | Germany | ME0000002741SFDAA00117 | Biopsy Forceps, Blakesley | Rigid endoscopic biopsy forceps, reusable | Reusable rigid endoscopic biopsy forceps
joimax® GmbH | المانيا | Germany | ME0000002741SFDAA00100 | joimax® Sterilization Tray Cover | Reusable instrument tray | Instrument tray
pro med instruments GmbH | المانيا | Germany | ME0000004765SFDAA00160 | DORO® Halo Universal Key | DORO® Halo Universal Key | DORO® Halo Universal Key
pro med instruments GmbH | المانيا | Germany | ME0000004765SFDAA00146 | DORO COBRA™ Flexible Rotary Arm 280 mm | DORO COBRA™ Flexible Rotary Arm 280 mm | DORO COBRA™ Flexible Rotary Arm 280 mm
joimax® GmbH | المانيا | Germany | ME0000002741SFDAA00115 | Endo-Elevator blunt, without Handle | Bone elevator | Bone elevator
joimax® GmbH | المانيا | Germany | ME0000002741SFDAA00131 | Palm Handle | Surgical instrument handle | Surgical instrument handle
joimax® GmbH | المانيا | Germany | ME0000002741SFDAA00124 | Stopper | Reusable Rigid endoscopic grasping forceps | Reusable Rigid endoscopic grasping forceps
joimax® GmbH | المانيا | Germany | ME0000002741SFDAA00119 | iLESSYS® Delta Working Tube, Adapter | Rigid endoscope sheath | Rigid endoscope sheath
HEINE Optotechnik GmbH & Co. KG | المانيا | Germany | ME0000004869SFDAA00183 | FINNOFF TRANS | Finoff Transilluminator | Finoff Transilluminator with Rechargeable handle and Beta 4 NT rechargeable and
pro med instruments GmbH | المانيا | Germany | ME0000004765SFDAA00147 | DORO COBRA™ Flexible Rotary Arm 350 mm | DORO COBRA™ Flexible Rotary Arm 350 mm | DORO COBRA™ Flexible Rotary Arm 350 mm
3M Deutschland GmbH | المانيا | Germany | ME0000009274SFDAA00004 | Durapore Surgical Tape | Surgical Tape | 3M(TM) Durapore(TM) Surgical Tape.
HEINE Optotechnik GmbH & Co. KG | المانيا | Germany | ME0000004869SFDAA00184 | Heine charger NT300 | Heine charger NT300 | NT 300 charger with WALL/TABLE WITH MPACK
pro med instruments GmbH | المانيا | Germany | ME0000004765SFDAA00148 | DORO COBRA™ Flexible Rotary Arm 420 mm | DORO COBRA™ Flexible Rotary Arm 420 mm | DORO COBRA™ Flexible Rotary Arm 420 mm
Akrus GmbH & Co. KG | المانيا | Germany | ME0000004785SFDAA00024 | Surgeon chair AK 480 | Doctor Stool | Surgeon chair AK 480
pro med instruments GmbH | المانيا | Germany | ME0000004765SFDAA00133 | DORO QR3 XTom head holder system | Neuro surgical head holder ( Skull clamp ) | DORO QR3 XTom head holder system
CIM med GmbH | المانيا | Germany | ME0000017435SFDAA00062 | Height Adjustable Arm | CIM Cable Integrated Mounting System | Support arms for medical equipment and monitors
Carl Zeiss Meditec AG | المانيا | Germany | ME0000003615SFDAA00130 | Reprocessable Products (Asepsis) | Protective Cover Cap | Protective Cover
RUDOLF MEDICAL GmbH + Co. KG | المانيا | Germany | ME0000011012SFDAA00028 | RUDOLF Medical Scalpel, reusable | Scalpel, reusable | Reusable scalpels are one-piece handles and scalpel blade made of high-grade stainless steel.
Roche Diabetes Care GmbH | المانيا | Germany | ME0000015127SFDAA00008 | Accu-Chek Smart Pix Device Reader | Accu-Chek Smart Pix Device Reader | connectivity system for compatible devices
Ottobock SE & Co. KGaA | المانيا | Germany | ME0000006161SFDAA00149 | One-Way Valve | One-Way Valve | Valve ejects excessive air out of the socket during stance phase and closes during the swing phase to prevent further inflow of air
RUDOLF MEDICAL GmbH + Co. KG | المانيا | Germany | ME0000011012SFDAA00027 | RUDOLF Medical Scalpel blade, reusable | Scalpel blade, reusable | Reusable scalpel blades are made of high-grade stainless steel alloy. They are designed to mount a compatible handel and function as the cutting edge of a scalpel.
RUDOLF MEDICAL GmbH + Co. KG | المانيا | Germany | ME0000011012SFDAA00005 | RUDOLF Medical Ear Knife | Ear Knife | Ear knives are one-piece instruments with a sharp, single-edged, cutting blade at the distal end. This is normally quite small and may be of various shapes, and has a long slender shaft with a handle at the proximal end.
Ottobock SE & Co. KGaA | المانيا | Germany | ME0000006161SFDAA00148 | Hand Adapter | Hand Adapter | Ottobock Adapters and the Knurled Plate
Ottobock SE & Co. KGaA | المانيا | Germany | ME0000006161SFDAA00152 | ProFlex Plus | ProFlex Plus | sealing sleeves provide optimum suspension on the socket and leg, while their elasticity allows a high degree of mobility for the knee
ITD GmbH | المانيا | Germany | ME0000001987SFDAA00031 | Flexion-port 400, Schwenkarm Traverse, VESA75/100, 8-14kg | Arm for Trolley for HD Strobe System | Flexion-port 400, Schwenkarm Traverse, VESA75/100, 8-14kg
RUDOLF MEDICAL GmbH + Co. KG | المانيا | Germany | ME0000011012SFDAA00031 | RUDOLF Medical general-purpose curette | General-purpose curette | A hand-held manual surgical instrument designed for scraping and/or excising tissue from a wide variety of anatomical sites, and includes at least one non-dermal application (i.e., non-dedicated). It is typically made of high-grade stainless steel, available in a variety of shapes and sizes, and has an appropriately-shaped distal end (e.g., cup-, ring-, spoon-like). This is a single-use device.
Ottobock SE & Co. KGaA | المانيا | Germany | ME0000006161SFDAA00154 | Prosthetic Sock Nylon with hole | Prosthetic Sock Nylon with hole | Residual limb socks with distal holes for the use on liners
Ottobock SE & Co. KGaA | المانيا | Germany | ME0000006161SFDAA00151 | Derma ProFlex | Derma ProFlex | sealing sleeves provide optimum suspension on the socket and leg, while their elasticity allows a high degree of mobility for the knee
Ottobock SE & Co. KGaA | المانيا | Germany | ME0000006161SFDAA00147 | Adapter with Flexion | Adapter with Flexion | Ottobock Adapters and the Knurled Plate
RUDOLF MEDICAL GmbH + Co. KG | المانيا | Germany | ME0000011012SFDAA00032 | RUDOLF Medical Intrauterine curette, manual | Intrauterine curette, manual | A hand-held manual surgical instrument designed for scraping and/or excising tissue from a wide variety of anatomical sites, and includes at least one non-dermal application (i.e., non-dedicated). It is typically made of high-grade stainless steel, available in a variety of shapes and sizes, and has an appropriately-shaped distal end (e.g., cup-, ring-, spoon-like). This is a single-use device.
ITD GmbH | المانيا | Germany | ME0000001987SFDAA00030 | VIVIDEO Equipment Cart | Mobile equipment cart | VIVIDEO Equipment Cart
Kettenbach GmbH & Co. KG | المانيا | Germany | ME0000011405SFDAA00020 | PANASIL® | Impression Materials | Panasil® impression materials are addition-curing, elastomeric materials with hydrophilic properties, high tear strength, dimensional accuracy, and a high resistance to permanent deformation. Panasil® initial contact displays a high initial hydrophilicity.
RUDOLF MEDICAL GmbH + Co. KG | المانيا | Germany | ME0000011012SFDAA00029 | RUDOLF Medical bone curette | Bone curette, reusable | A manual surgical instrument designed for cutting and excising bone tissue typically during an orthopaedic or a plastic surgery procedure. It is typically designed as a long, slender instrument with a handle at the proximal end and a concave, spoon-like tip which has a sharp edge, at the distal end, or it may be double-ended, and is used to facilitate the removal of the bone tissue without causing trauma to the surrounding muscles. It is typically made of high-grade stainless steel and is a common instrument of choice for the removal of the bone. This is a reusable device.
Ottobock SE & Co. KGaA | المانيا | Germany | ME0000006161SFDAA00153 | Special Pros.Sock for Liner | Special Pros.Sock for Liner | Residual limb socks with distal holes for the use on liners
RUDOLF MEDICAL GmbH + Co. KG | المانيا | Germany | ME0000011012SFDAA00037 | RUDOLF Medical Surgical soft-tissue manipulation forceps, scissors-like, reusable | Surgical soft-tissue manipulation forceps, scissors-like, reusable | A hand-held, manual, open-surgery instrument designed to grasp, manipulate, dissect, and/or clamp soft-tissues (e.g., organs, blood vessels); it is not intended for grasping/clamping bone or teeth, nor is it dedicated to ophthalmic surgery. It has a scissors-like hinged design with ring handles and blades (non-cutting) that may be available in a range of sizes or designs. It may be intended for use at a specific anatomy. This is a reusable device intended to be sterilized prior to use.
Kettenbach GmbH & Co. KG | المانيا | Germany | ME0000011405SFDAA00019 | FUTAR® | Dental Bite registration material | Futar® is syringeable addition-curing elastomeric bite registration materials intended for making accurate occlusal records.
ITD GmbH | المانيا | Germany | ME0000001987SFDAA00029 | compact-cart B500 40E | Trolley for HD Strobe System | compact-cart B500 40E
RUDOLF MEDICAL GmbH + Co. KG | المانيا | Germany | ME0000011012SFDAA00033 | RUDOLF Medical Towel clamp | Towel clamp | A surgical instrument designed to hold together surgical towels and/or drapes and/or other devices, e.g., cables/leads that need securing to the site of intervention, e.g., the towels/drapes surrounding or covering the patient/operating table. It is typically made of high-grade stainless steel and can have a variety sizes and designs, e.g., it can have two blades joined at their midpoint that have ring handles at the proximal end, or it may be a single alpha-shaped part joined at the proximal end, whilst the working end may be sharply-pointed, blunted, fenestrated or have various shaped gripping jaws. It is commonly known as a towel clamp, -forceps, or a -clip. This is a reusable device.
RUDOLF MEDICAL GmbH + Co. KG | المانيا | Germany | ME0000011012SFDAA00038 | RUDOLF Medical Surgical bulldog clamp, reusable | Surgical bulldog clamp, reusable | A hand-held manual surgical instrument designed to grasp, join, compress or support an organ, vessel or soft-tissue. It has a flat, pincer-like design with self-retaining jaws that open upon squeezing of the handles and close upon release; it is typically made of high-grade stainless steel. It is commonly used for vascular clamping however it is not dedicated to a specific anatomy/surgery. This is a reusable device intended to be sterilized prior to use.
RUDOLF MEDICAL GmbH + Co. KG | المانيا | Germany | ME0000011012SFDAA00036 | RUDOLF Medical Surgical soft-tissue manipulation forceps, alligator, reusable | Surgical soft-tissue manipulation forceps, alligator, reusable | A long, thin, hand-held manual surgical instrument designed to facilitate grasping and manipulation of soft-tissues/anatomical structures [typically during ear/nose/throat (ENT) surgery]; it is not intended for insertion through an endoscope, nor into the eye. Commonly referred to as alligator- or crocodile-forceps, it has a slender body (to allow for restricted access) and small grasping blades which are hinged close to the distal (working) end. It is a metallic device available in various sizes/lengths; some types may include an integrated suction channel. This is a reusable device intended to be sterilized prior to use.
RUDOLF MEDICAL GmbH + Co. KG | المانيا | Germany | ME0000011012SFDAA00039 | RUDOLF Medical Surgical A/V-shaped microvessel clamp | Surgical A/V-shaped microvessel clamp | A hand-held surgical instrument designed to compress the severed end of a small vessel (e.g., blood vessel, vas deferens) to occlude the vessel, typically prior to anastomosis formation. Often referred to as an Acland clamp, it has an A-/V-shaped design whereby the vessel is slid into the mouth of the clamp up to the apex where it is compressed; it does not have a hinge/jaws (i.e., it is not forceps or a bulldog clamp). This is a reusable device intended to be sterilized prior to use
RUDOLF MEDICAL GmbH + Co. KG | المانيا | Germany | ME0000011012SFDAA00034 | RUDOLF Medical Clamp manipulation forceps | Clamp manipulation forceps | A hand-held manual surgical instrument with a dedicated, slotted, working end that is designed to accept, grasp, open, apply and remove small types of bulldog/vascular clamps. It is typically made of high-grade stainless steel with jaws at the working end designed to accept the clamp; this gives the surgeon greater range of use of the bulldog clamp into the wound. It has typically a straight design with a slightly curved geometry toward the working end. This is a reusable device.
RUDOLF MEDICAL GmbH + Co. KG | المانيا | Germany | ME0000011012SFDAA00026 | RUDOLF Medical Scalpel handle, reusable | Scalpel handle, reusable | A scalpel handle is a long reusable metal handle designed to mount a compatible blade.
RUDOLF MEDICAL GmbH + Co. KG | المانيا | Germany | ME0000011012SFDAA00023 | RUDOLF Medical Orthopaedic knife | Orthopaedic knife | Orthopaedic knives are heavy, one-piece instrument with a sharp, single-edged, strong cutting blade at the distal end available in various shapes and sizes, with a handle at the proximal end.
RUDOLF MEDICAL GmbH + Co. KG | المانيا | Germany | ME0000011012SFDAA00035 | RUDOLF Medical Surgical soft-tissue manipulation forceps, tweezers-like, reusable | Surgical soft-tissue manipulation forceps, tweezers-like, reusable | A hand-held manual surgical instrument designed to facilitate grasping and manipulation of soft-tissues. It has a tweezers-like design (may be a micro/fine instrument) with variously designed tips at the working end, whereby the blades are designed to be opened/closed by squeezing between the fingers (i.e., without ring handles). It is made of high-grade stainless steel, available in various sizes, and may have carbide inserts at the working end. It is not an electrosurgical device and not dedicated to ophthalmic surgery. This is a reusable device intended to be sterilized prior to use.
RUDOLF MEDICAL GmbH + Co. KG | المانيا | Germany | ME0000011012SFDAA00041 | RUDOLF Medical Fixed-diameter cervical dilator, reusable | Fixed-diameter cervical dilator, reusable | A rod-like, solid surgical instrument designed to dilate the cervical canal after its insertion through the cervical os. Commonly known as a uterine dilator, it is typically made of metal or plastic material and has a tapered, rounded distal tip. It may have one diameter or two different size diameters, one at each end of the instrument. The device is typically available in a set of graduated sizes that are applied in succession. It is used to allow the passage of a curette or other instruments into the uterus and/or enlarge the uterus prior to surgical intervention by pressing on the inner walls of the uterus. This is a reusable device.
RUDOLF RIESTER GMBH | المانيا | Germany | ME0000009614SFDAA00119 | Cuff for metpak | Cuff | Cuff
RUDOLF MEDICAL GmbH + Co. KG | المانيا | Germany | ME0000011012SFDAA00050 | RUDOLF Medical Manual surgical saw, rigid | Manual surgical saw, rigid | A hand-held manual surgical instrument typically used in orthopaedic surgery for cutting bone or other body tissue through a sawing action performed by the user. It typically consists of a metal frame with an attached handle that firmly holds an exchangeable blade usually with the cutting teeth set in a straight line; or it may have an integral blade as part of the design which can have a straight or curved cutting edge. This is a reusable device.
Maquet Cardiopulmonary GmbH | المانيا | Germany | ME0000006631SFDAA00151 | CARDIOHELP Emergency Drive | Heart Lung Support System Accessory | Heart Lung Support System Accessory
RUDOLF MEDICAL GmbH + Co. KG | المانيا | Germany | ME0000011012SFDAA00042 | RUDOLF Medical Open-surgery dissector | Open-surgery dissector | A hand-held surgical instrument, usually spoon-shaped or rounded at the working end, used to separate a soft tissue or body structure from another. It is used in general or plastic surgery and is usually designed with a handle which continues into a shaft that terminates at the distal end with a tip. The tip may be pointed or flat, sharp or blunt, and angled or straight from the shaft. It is made of high-grade stainless steel, comes in various shapes and sizes. This is a reusable device.
RUDOLF MEDICAL GmbH + Co. KG | المانيا | Germany | ME0000011012SFDAA00043 | RUDOLF Medical Common bile duct dilator | Common bile duct dilator | A hand-held manual surgical instrument designed to dilate the common bile duct, i.e., the union of the cystic and hepatic ducts. It typically consists of a slender hollow or solid body instrument made of metal or plastic in a cylindrical form. It is available in a variety of sizes (diameters) and flexibilities. This is a reusable device.
RUDOLF MEDICAL GmbH + Co. KG | المانيا | Germany | ME0000011012SFDAA00047 | RUDOLF Medical Sterilization/disinfection container | Sterilization/disinfection container | A receptacle designed to hold wrapped and/or unwrapped surgical instruments (e.g. hand-held tools, surgical powered drills, hoses) during sterilization and for their subsequent storage. The container is permeable in order to allow moisture to escape from within after the sterilization process is finished, whilst protecting the contents from being contaminated. It may have features such as an expiry date label, sterile breathing filter, and stacking capabilities. This is a reusable device.
RUDOLF MEDICAL GmbH + Co. KG | المانيا | Germany | ME0000011012SFDAA00057 | RUDOLF Medical Nail extracting forceps | Nail extracting forceps | A surgical instrument designed for the purpose of extracting (removing) a finger or toenail during a surgical intervention. It comprises of two pivoted blades with curved handles and very thin, wide jaws that are heavily serrated. It is operated by forcing the lower blade under the nail and closing the blades together to grip the nail that is then pulled (torn) loose. This is a reusable device.
RUDOLF MEDICAL GmbH + Co. KG | المانيا | Germany | ME0000011012SFDAA00053 | RUDOLF Medical Fistula probe | Fistula probe | A slender, rod-like, hand-held manual surgical instrument made of flexible metal, with a blunt bulbous tip, designed for use in abnormal body passages or communications (fistulas), usually between two internal organs, or leading from an internal organ to an external cavity or to the surface of the body. It is mostly used to explore and/or dilate strictures inside a fistula. This is a reusable device.
RUDOLF MEDICAL GmbH + Co. KG | المانيا | Germany | ME0000011012SFDAA00045 | RUDOLF Medical Ring cutter | Ring cutter | A manually-operated instrument designed for cutting rings and other jewellery from fingers or other body appendages (e.g., the penis) when difficult to remove by other means. It is typically a scissors-like instrument that brings a serrated cutting wheel blade to bear on a thin support which is slipped beneath the ring or item to be removed; the operator rotates the cutting wheel manually by turning an attached handle. This is a reusable device.
RUDOLF MEDICAL GmbH + Co. KG | المانيا | Germany | ME0000011012SFDAA00051 | RUDOLF Medical Orthopaedic joint-limb rongeur | Orthopaedic joint-limb rongeur | A hand-held manual surgical instrument designed to remove bone during an orthopaedic intervention of the limbs/joints; it is not primarily intended for nasal, spinal, or cranial use and is not a dedicated rib rongeur. It is a heavy-duty metallic instrument that has a forceps- or pliers-like design and terminates at the distal end with sharp-edged, scoop-shaped jaws attached to strong, sprung (self-opening), pivoted or multi-pivoted handles that, when squeezed together, close the jaws to bite (cut) through the bone. This is a reusable device.
RUDOLF MEDICAL GmbH + Co. KG | المانيا | Germany | ME0000011012SFDAA00055 | RUDOLF Medical Vaginal speculum, reusable | Vaginal speculum, reusable | A hand-held manual instrument intended to dilate the vagina after insertion, typically for visual examination of the vaginal canal and cervix and/or to perform a gynaecological procedure. It consists of two long blades, joined at a handle at one end, that are inserted into the vagina in a horizontal position and then opened at an angle. It is typically made of stainless steel. This is a reusable device.
RUDOLF MEDICAL GmbH + Co. KG | المانيا | Germany | ME0000011012SFDAA00054 | RUDOLF Medical Proctoscope, reusable | Proctoscope, reusable | An endoscope with a rigid inserted portion intended for the visual examination and treatment of the rectum and anus. It is inserted into the body through the anus during proctoscopy. Anatomical images are transmitted to the user by the device by direct or magnified viewing. This device is longer than an anoscope to provide a deeper view and it is typically equipped with illumination in the distal end. This is a reusable device.
RUDOLF MEDICAL GmbH + Co. KG | المانيا | Germany | ME0000011012SFDAA00048 | RUDOLF Medical Surgical mallet | Surgical mallet | A hand-held manual surgical instrument designed to strike a surface or another device (e.g., a surgical chisel, gouge, driver) to drive it during a surgical intervention. It is available in a variety of designs and materials; the shaft is typically made of metal (e.g., chromed iron (Fe) or high-grade stainless steel), but can be made of synthetic materials (e.g., Tufnol), and tapers distally to the head. The head is typically a solid, cylindrical shape normally being double-ended and made of solid (iron/steel) or shock-absorbing materials (e.g., rubber, plastic, or Tufnol). Also referred to as a surgical hammer it may also be used for autopsy. This is a reusable device.
RUDOLF MEDICAL GmbH + Co. KG | المانيا | Germany | ME0000011012SFDAA00044 | RUDOLF Medical Orthopaedic osteotome | Orthopaedic osteotome | A chisel-like, one-piece manual surgical instrument designed to cut and/or shape bone by percussion during an orthopaedic procedure. It is hand-held by the operator who uses a surgical mallet or hammer to manually impart a force to the proximal end of the instrument. The distal end (the cutting or shaping edge) is sharp, often flat, but can be curved (concave) in design, and is typically bevelled on both sides with sloping curves. It is either entirely made of metal (e.g., high-grade stainless steel) or has a metal blade with a handle made of synthetic material (e.g., Tufnol). This is a reusable device.
RUDOLF MEDICAL GmbH + Co. KG | المانيا | Germany | ME0000011012SFDAA00059 | RUDOLF Medical Hand-held surgical retractor, reusable | Hand-held surgical retractor, reusable | A hand-held, non-self-retaining surgical instrument intended to be used to separate/draw aside the margins of a wound/incision to allow access to tissues/organs during open surgery; it is not dedicated to ophthalmic surgery or small nerve/vessel retraction, but may otherwise be clinically dedicated. It includes a shaped/hooked blade with a handle/holding portion and is available in a wide variety of designs, such as a double- or single-ended blade that may be fenestrated (pronged); deep wound retractors are typically designed with a long, curved blade that may also be intended to retract organs; it may include a light. This is a reusable device.
RUDOLF MEDICAL GmbH + Co. KG | المانيا | Germany | ME0000011012SFDAA00046 | RUDOLF Medical Cast spreader | Cast spreader | A hand-operated surgical instrument with specially designed blades used to separate and spread hardened plaster, i.e., that which has already been used to form a cast around a patient's limb or body part. It is designed like a large size forceps with flat serrated (serrated on the outer edge) blades that may be exchangeable and which are wedge-shaped (thin at the working end). These blades are prised between the cut plaster cast and pressure is exerted upon the handles by squeezing them together, forcing the plaster cast to separate. It is typically made of high-grade stainless steel. This is a reusable device.
RUDOLF MEDICAL GmbH + Co. KG | المانيا | Germany | ME0000011012SFDAA00052 | RUDOLF Medical Wire cutter | Wire cutter | A heavy-duty, hand-held manual surgical instrument with sturdy handles and blade-like jaws designed to cut orthopaedic wires, cerclages, and small diameter pins or bolts. It has a scissors-like lever action with straight or curved handles and is made of high-grade stainless steel. It is available in various sizes and the cutting blades (typically short, strong and with obtuse cutting edges) at the working end are activated through a single or double-jointed pivot that transfers the necessary shearing/cutting force. Commonly known as wire cutting pliers the blades can have a side or front cutting action; some may have carbide inserts for greater durability. This is a reusable device.
RUDOLF MEDICAL GmbH + Co. KG | المانيا | Germany | ME0000011012SFDAA00056 | RUDOLF Medical General-purpose surgical spatula | General-purpose surgical spatula | A hand-held manual surgical instrument designed to manipulate tissue during various types of surgical interventions. It typically consists of a flat blunt blade (no sharp edges) that is double-ended (a blade at either end) and is not constructed for one particular part of the anatomy or clinical specialty. It is usually made of high-grade stainless steel and is available with a variety of blade designs, e.g., curved and flat or straight and flat with rounded ends; some blade types may be more right-angled. The handle will be formed from its middle section and may be more prominent/serrated. This is a reusable device.
RUDOLF MEDICAL GmbH + Co. KG | المانيا | Germany | ME0000011012SFDAA00060 | RUDOLF Medical Tissue pick | Tissue pick | A hand-held manual surgical instrument designed primarily to hook/grasp skin to lift the skin and adjacent tissues during a surgical intervention. It is a shaft-like metallic instrument with a proximal handle and two small opposing (i.e., curved in opposite directions) sharp hooks at the distal end. When the device is placed onto the skin or tissue to be grasped, it is twisted clockwise so that the hooks lock into the skin/tissue. This is a reusable device.
Kettenbach GmbH & Co. KG | المانيا | Germany | ME0000011405SFDAA00021 | SILGINAT® | Vinyl Polysiloxane Impression Material | Silginat® are addition-curing, elastomeric impression materials intended to be used as an alternative to traditional alginate materials (e.g., for anatomical impressions). Available in 1:1 50 ml cartridges suitable for the Kettenbach Applyfix® 4 dispensing gun and in 5:1 380 ml cartridges for use in most commercially available other automatic dispensing and mixing machines, e.g., Sympress.
Maquet Cardiopulmonary GmbH | المانيا | Germany | ME0000006631SFDAA00165 | Sprinter Cart | Mobile multifunctional workstation for extended extracorporeal support | Mobile multifunctional workstation for extended extracorporeal support
TONTARRA MEDIZINTECHNIK GMBH | المانيا | Germany | ME0000006190SFDAA00045 | Bottom | Container Bottom | Trays and Accessories
RUDOLF MEDICAL GmbH + Co. KG | المانيا | Germany | ME0000011012SFDAA00049 | RUDOLF Medical Suturing needle, reusable | Suturing needle, reusable | A non-sterile, cylindrical-shaped, solid, metal instrument intended to be used to insert and pull suture material through tissue (e.g., skin, fascia, serous, vascular, or other tissue/organ) during surgical stitching of tissues. It is available in various lengths, curvatures, diameters, cross-sectional shapes, and distal end forms; included is the Reverdin type needle with an eye that can be opened and closed with a sliding mechanism on a handle intended to facilitate ease of suturing. This is a reusable device intended to be sterilized prior to use.
RUDOLF RIESTER GMBH | المانيا | Germany | ME0000009614SFDAA00120 | Cuff without bladder | Cuff without bladder | Cuff without bladder
Akrus GmbH & Co. KG | المانيا | Germany | ME0000004785SFDAA00025 | Doctor Stool AK 445/ 447 | Doctor Stool | Doctor Stool AK 445/ 447
RUDOLF MEDICAL GmbH + Co. KG | المانيا | Germany | ME0000011012SFDAA00030 | RUDOLF Medical Gallstone Scoop | Gallstone Scoop | A hand-held manual surgical instrument designed for the removal of gallstones. It is typically made of high-grade stainless steel and has a very long, thin, malleable (bendable) working end that terminates in a small spoon-like scoop. At the proximal end is a handle used by the surgeon to manipulate and operate the instrument during the removal procedure. It can have a variety of scoop designs. This is a reusable device.
RUDOLF MEDICAL GmbH + Co. KG | المانيا | Germany | ME0000011012SFDAA00040 | RUDOLF Medical Bone cutter | Bone cutter | A strongly constructed, hand-held, surgical instrument designed to separate a bone into two parts through a cutting action. It typically consists of an instrument having one or two sharp robust blades that close over the bone and cut it. It is available in various designs: 1) a pliers-like design with elongated blades, or 2) twin angled blades attached to strong, sprung (self-opening), pivoted or multi-pivoted handles; that, when squeezed together, close the blades so that they cut entirely through the bone. Also known as bone shears, it is mainly used in orthopaedic surgical procedures and oral surgery. This is a reusable device.
Roche Diabetes Care GmbH | المانيا | Germany | ME0000015127SFDAA00007 | Accu-Chek Smart Pix Software | Accu-Chek Smart Pix Software | Software Application for persons with diabetes and/or their health care professionals
PINO Pharmazeutische Präparate GmbH | المانيا | Germany | ME0000020040SFDAA00001 | PINOFIT® Cross Tape | Cross Tape | Cross Tape
PINO Pharmazeutische Praparate GmbH | المانيا | Germany | ME0000020044SFDAA00001 | PINOTAPE® Sport | Kinesiology Tape | Kinesiology Tape
Sirona Dental Systems GmbH | المانيا | Germany | ME0000019676SFDAA00001 | CEREC Omnicam AF | Intraoral scanner | Intraoral scanner
PINO Pharmazeutische Praparate GmbH | المانيا | Germany | ME0000020042SFDAA00001 | PINOFIT® Floss Band | Floss Band | Floss Band
Uniprox GmbH & Co. KG | المانيا | Germany | ME0000014301SFDAA00004 | Modular Safety Knee Joint | Modular Safety Knee Joint | The knee joint JTxx is only suitable for prosthetic care of the lower extremities. The JTxx has a swing phase control. Because of the special 5-axis geometry the JTxx allows a primary diffraction up to 5 ° at heel strike with knee-locking shift at the same time.
Gebr. Brasseler GmbH & Co. KG | المانيا | Germany | ME0000000511SFDAA00014 | Naviflex Spreader | Endodontic Instrument | Endodontic Instrument
Gebr. Brasseler GmbH & Co. KG | المانيا | Germany | ME0000000511SFDAA00015 | Separating strip | Stainless steel separating strip for interproximal use | Stainless steel separating strip for interproximal use
Lawton GmbH & Co. KG | المانيا | Germany | ME0000012221SFDAA00045 | SOUND GRAD | Examinating Products | SIMS UT SOUND GRAD 33,5 -SIMS UT SOUND GRAD 34CM -SIMPSON SOUND GRAD 34CM .
Lawton GmbH & Co. KG | المانيا | Germany | ME0000012221SFDAA00049 | PIN | Sterilizing accessories | BLUNT SAFETY PIN 11CM -MAYO SAFETY PIN 14CM -MAYO SAFETY PIN 14CM -HOLDING PIN F INSTRUMENTS -HOLDING PIN F PARTITIONS -SHEET PARTITION 50X20MM -SHEET PARTITION 130X20MM -SHEET PARTITION 225X20MM -SHEET PARTITION 460X20MM.
Gebr. Brasseler GmbH & Co. KG | المانيا | Germany | ME0000000511SFDAA00013 | Diamond strip | Diamond-coated finishing strips | Diamond-coated finishing strips
Lawton GmbH & Co. KG | المانيا | Germany | ME0000012221SFDAA00048 | Clamps | Holding Products | SCHWARTZ CLAMPS STR3X10MM-SCHWARTZ CLAMPS CVD-SCHWARTZ CLAMPS 45°-MICRO BULLDOG CLAMP CVD 36 MM-MICRO BULLDOG CL STR 31MM 10MM-MICRO BULLDOG CL STR 35MM 14MM-MICRO BULLDOG CL STR 39MM 18MM-MICRO BULLDOG CL CVD 30MM 10MM-MICRO BULLDOG CL CVD 33MM 18MM-DIETR BULLD CLAMP STR49MM-DIETR BULLD CLAMP STR53MM-DIETR BULLD CLAMP STR59MM-DIETR BULLD CLAMP ANG45MM-DIETR BULLD CLAMP ANG48MM-DIETR BULLD CLAMP ANG 53MM-DIEFFENBACH BULLDOG CL STR 38 MM-DIEFFENBACH BULLDOG CL CVD 38 MM-DIEFFENBACH BULLDOG CL STR 58 MM-DIEFFENBACH BULLDOG CL CVD 58 MM-JOHNS-HOPKINS BULLDOG CL STR 37MM-JOHNS-HOPKINS BULLDOG CL CVD 37MM-JOHNS-HOPKINS BULLDOG CL STR 47MM-JOHNS-HOPKINS BULLDOG CL CVD 47MM-JOHNS-HOPKINS BULLDOG CL STR 58MM-JOHNS-HOPKINS BULLDOG CL CVD 58MM-JOHNS-HOPKINS BULLDOG CL STR 65MM-JOHNS-HOPKINS BULLDOG CL CVD 65MM-JOHNS-HOPKINS BULLDOG CL STR 70MM-JOHNS-HOPKINS BULLDOG CL CVD 70MM-JOHNS-HOPKINS BULLDOG CL STR 76MM-JOHNS-HOPKINS BULLDOG CL CVD 76MM-JOHNS-HOPKINS BULLDOG CL STR 91MM-JOHNS-HOPKINS BULLDOG CL CVD 91MM-DIEFFENBACH BULLDOG CL STR 48 MM-DIEFFENBACH BULLDOG CL CVD 48 MM-GUYON KIDNEY PEDI CL 235MM-AG GUYON KIDNEY CLAMP 23,0 CM-AG GUYON KIDNEY CLAMP 24,0 CM-HERRICK KIDNEY PED CL 23,5-WERTHEIM-C PED CL 23 CM-MIKULICZ CLAMP CVD SIDEW18,5-WERTHEIM PEDI CLAMP25,.5-HEANEY-BALLENT HYST CL CVD21,5-BALLENTINE HYST CLAMP STR 21,5-PARAMETRIUM CL STR 22 CM-PARAMETRIUM CL MIN.CVD 22 CM-PARAMETRIUM CL MED.CVD 21,5-PARAMETRIUM CL MAX.CVD 21-PARAMETRIUM CL ANGLED 20CM-PARAMETRIUM CL STR 24,5CM-PARAMETRIUM CL MIN.CVD 24,5CM-PARAMETRIUM CL MED.CVD 24-PARAMETRIUM CL MAX.CVD 23,5 CM-PARAMETRIUM CL ANGLED 22,5CM-JONES TOWEL CLAMP W CLIP 8.5 CM-TOWEL CLAMP W CLIP 11.0CM-BERNHARD TOWEL CLAMP 16CM-BACKHAUS ROEDER TOWEL CL 13,5-BACKHAUS TOWEL CLAMP 9CM-LORNA TOWEL CLAMP 9,5CM-TOWEL CLAMP BALL/SOCKET 13.5-TOHOKU TOWEL CLAMP 10,5CM-TOHOKU TOWEL CLAMP 13,5CM-TUBING CLAMP 15CM-TUBING CLAMP 18 ,5CM-PRESBYTERIAN TUBING CL 16,5 CM-TUBING CLAMP 20 CM-TUBING CLAMP W GUARD 15,0 CM-TUBING CLAMP W GUARD 18,5 CM-TUBING CLAMP W GUARD 20,0 CM-TUBING CLAMP 14,5 CM-BAINBRIDGE FCLAMP STR 15CM-ALLEN INT CLAMP 15 CM-ALLEN INT CLAMP 20 CM-BABY-KOCHER NONTRAUM INT CL STR 13-BABY-KOCHER NONTRAUM INT CL CVD 13-DOYEN NONTRAUM INT CL STR21-DOYEN NONTRAUM INT CL CVD21-DOYEN NONTRAUM INT CL STR23-DOYEN NONTRAUM INT CL CVD23-DOYEN INT CLAMP STR 23 CM-DOYEN INT CLAMP CVD 23 CM-KOCHER NONTRAUM CL STR 21,5-KOCHER NONTRAUM CL CVD 21,5-KOCHER NONTRAUM CL STR 25,5-KOCHER NONTRAUM CL CVD 25,5-KOCHER NONTRAUM CL STR 28CM-KOCHER NONTRAUM CL CVD 28CM-MAYO ROBSON INT CL STR 25,5-MAYO ROBSON INT CL CVD 25,5-THORLAKSON UPPER RECT OCC CL-THORLAKSON LOWER RECT OCC CL-HAYES NONTRAUM INT CL 30CM-HAYES NONTRAUM INT CL 30 CM-BRUNNER INT CLAMP 26,5 CM-BABY PAYR INT CLAMP 15,5CM-PAYR INT CLAMP 20 CM-PAYR INT CLAMP 29 CM-FIX CLAMP F SPERMATIC 14,5CM-STOCKMANN PENIS CLAMP-STRAUSS PENIS CLAMP 11CM-HASSELTINE UMBILIC CL DOZEN-COLLIN UMBILICAL CORD CLAMP 9CM-ATRAUFINO VASC CL 15 CM-ATRAUFINO VASC CL 16 CM-ATRAUFINO VASC CL 16,5 CM-ATRAUFINO VASC CL 15 CM-ATRAUFINO VASC CL 15,5 CM-ATRAUFINO VASC CL 14CM FIG.1-ATRAUFINO VASC CL 14CM FIG.2-ATRAUFINO VASC CL 13,5CMFIG3-ATRAUFINO VASC CL 13CM FIG.4-ATRAUFINO VASC CL 14CM FIG.5-ATRAUFINO VASC CL 12,5CMFIG6-ATRAUFINO VASC CL 12,5CMFIG7-ATRAUFINO VASC CL 13,5CM FIG.8-ATRAUFINO VASC CL 13CM FIG.9-ATRAUFINO VASC CL 15CM FIG.1-ATRAUFINO VASC CL 15CM FIG.2-ATRAUFINO VASC CL 14,5CMFIG3-ATRAUFINO VASC CL 13,5CM FIG.4-ATRAUFINO VASC CL 14,5CM FIG5-ATRAUFINO VASC CL 13,5CMFIG6-ATRAUFINO VASC CL 13,5CM FIG.7-ATRAUFINO VASC CL 14,5CM FIG.8-ATRAUFINO VASC CL 14CMFIG9-DEVIN CAROTID ATRAU CL 70DEG-AG DEVIN CAROTID CL 90DEG-AG GLOVER CLAMP CVD 20MM6.5CM-AG SATINSKY BULLDOG CL 10CM-AG CAROTIS DEBAK CL 9CM-AG GLOVER BULLDOG CLAMP 5CM-AG SATINSKY BULLDOG CLAMP7CM-AG DEBAK BULLD CL STR 8 CM-AG DEBAK BULLD CL CVD 7,5CM-AG DEBAK BULLDOG CL STR 9 CM-AG DEBAK BULLD CL CVD 8,5CM-AG DEBAK BULLD CL STR 10,5-AG DEBAK BULLD CL CVD 9,5CM-AG DEBAK BULLD CLP STR 12-AG DEBAK BULLD CLP CVD 11CM-AG DIETRICH-DEBAKE BULL CL STR49MM8MM-AG DIETRICH-DEBAKEY BULL CL STR53MM14MM-AG DIETRICH-DEBAKEY BULL CL STR59MM20MM-AG DIETRICH-DEBAKEY BULL CL CVD44MM10MM-AG DIETRICH-DEBAKEY BULL CL CVD46MM14MM-AG DIETRICH-DEBAKEY BULL CL CVD49MM20MM-AG GREGORY-SOFT BULLD CL 9CM-JOHNS-HOPKINS APPLYING FCPS F/BULLD CL-AG GREGORY-SOFT BULLD CL11CM-AG DEBAKEY CLP JAW 13CM STR-DEBAKEY CLAMP JAW 4.5 CM CVD-DEBAKEY CLAMP ANGLED 12,5CM-DEBAKEY CLAMP ANGLED 90-DEBAKEY MULTIPURP CL ANG16CM-DEBAKEY MULTIPURP CL ANG15,5-DEBAKEY MULTIPURP CL ANG14CM-DEBAKEY PATDUCT CL STR 15,5-DEBAKEY PATDUCT CL STR 15CM-DEBAKEY DUCTUS CL STR 19,5-DEBAKEY DUCTUS CL ANG 19CM-DEBAKEY COARCT CL STR 22,5CM-DEBAKEY COARCT CL ANG 22CM-DEBAKEY PERIPH VASC. CLAMP-DEBAKEY PERIPH VASC.CL S-SH-DEBAKEY AORTIC EXCL.CLAMP-DEBAKEY PERIPH VASC. CLAMP-AG DEBAKEY RENAL ART CL 20CM-AG JAVID CAROTID CLAMP 18CM-AG JAVID CAROTID CLAMP 19CM-AG DIETRICH AORTIC CLAMP19,5-AG OCHSNER AORTIC CLAMP 24CM-AG MORRIS AORTIC CL 70D 22,5-AG MORRIS AROTIC CL 90D 18CM-AG MORRIS AORTIC CL 70D 27,5-AG MORRIS AROTIC CL 90D23CM-DEBAKEY TANG OCCL CL 19CM-DEBAKEY TANG OCCL CL 25,5 CM-DEBAKEY TANG OCCL CL 26 CM-DEBAKEY TANG OCCL CL 26,5 CM-DEBAKEY TANG OCCL CL 27 CM-AG DEBAKEY SATINSKY CL 24 CM-AG DEBAKEY SATINSKY CL 25,5 CM-DEBAKEY SATINSKY CL 28,5 CM-DEBAKEY BAHNSON CL 24,5CM-DEBAKEY BAHNSON CL 25,5CM-DEBAKEY BAHNSON CL 26,5 CM-AG DEBAK-CRAF CL 25,5 CM-AG DEBAK-CRAF CL 25,5 CM-DEBAKEY CRAFOORD CL 26 CM-DEBAKEY AORTA-ANEU CLAMP 26CM-DEBAKEY AORTA-ANEU CLAMP 26,5 CM-DEBAKEY AORTA-ANEU CLAMP 31CM-DEBAKEY AORTA-ANEU CLAMP 33CM-DEBAKEY AORTA-ANEU CLAMP 30,5CM-WYLIE J CLAMP 22,5 CM 1-WYLIE J CLAMP 23CM 2-LAMBERT AORTA CLAMP 19,5CM-KAY AORTIC CLAMP 20 CM-AG CALNE VENA CAVA CLAMP 27 CM-AG DEBAKEY LIGAT CLAMP 19CM-AG DEBAKEY LIGAT CLAMP 23CM-AG DEBAKEY MULTIPURP CL ANG 20CM-AG DEBAKEY MULTIPURP CL ANG23,5-AG DEBAKEY MULTIPURP CL ANG 30,5-AG DEBAKEY MULTIPURP CL ANG 22CM-AG DEBAKEY MULTIPURP CL ANG 18,5-AG DEBAKEY MULTIPURP CL ANG21CM-AG DEBAKEY MULTIPURP CL ANG27,5-AG DARDIK CLAMP STR 15,0CM-AG DARDIK CLAMP ANG 15D 15,0-AG DARDIK CLAMP STR 16,5CM-AG DARDIK CLAMP ANG 15D 16,5-AG DARDIK CLAMP ANG 30D 16,0-AG DARDIK CLAMP ANG 45D 16,0-AG DARDIK CLAMP ANG 90D 13,5-AG COOLEY VASC CL ANG 12,5 CM-AG COOLEY VASC CL CVD 12,5 CM-AG COOLEY COARC CL STR 22,5CM-AG COOLEY COARC CL ANG 22CM-AG COOLEY PAT DUCT CL STR 19,5-AG COOLEY RENAL ART CLAMP 18,5-AG COOLEY RENAL ART CLAMP 19,5CM-AG COOLEY RENAL ART CLAMP 27,5CM-AG COOLEY PERIPH CL ANG 18 CM-AG COOLEY ILIACA CL 21CM-AG COOLEY ILIACA CL 27CM-AG COOLEY ANEURISM CL CVD 26,5-AG COOLEY AORTA CLAMP 25CM-AG COOLEY TANGENT CL 19CM-AG COOLEY TANGENT CL 25,5 CM-AG COOLEY TANGENT CL 27 CM-AG COOLEY MULTI PURP CL 20CM-AG COOLEY MULTI PURP CL 23,5-SEMI FLEX CLAMP SERR 20MM 23-SEMI FLEX CLAMP SERR 30MM 23-SEMI FLEX CLAMP SMOOTH12MM 23-SEMI FLEX CLAMP SMOOTH20MM 23-SEMI FLEX CLAMP SMOOTH30MM 23-SATINSKY VENA CAVA CLAMP 24CM-SATINSKY VENA CAVA CLAMP16CM-SATINSKY VENA CAVA CLAMP27CM-SATINSKY VENA CAVA CL MOD 20,5-PRICE-THOMAS BRONCH CL 22 CM-PRICE THOMAS BRONCH CL 22 CM-SAROT BRONCHUS CL 22,5CM R-SAROT BRONCHUS CL 22,5CM L-DINGMAN CARTIL CLAMP 18,5CM ANG-DINGMAN CARTIL CLAMP18,5CM MOD-MARTIN CARTILAGE CLAMP 16,5 CM-MARTIN CARTILAGE CLAMP 18,5 CM-MARTIN CARTILAGE CLAMP 20,5 CM-BIRCHER-GANSKE CART CL 20,5 CM-BIRCHER-GANSK CART CL ANG 20,5-MUELLER LIG CLAMP STR 4CM-MUELLER CLAMP 60° 250G 9CM-MUELLER CLAMP CVD 380G 11CM-MUELLER CLAMP CVD 250G 11CM-CLINIC DOYEN INT CLAMP STR 23 CM-CLINIC DOYEN INT CLAMP CVD 23 CM-CLINIC MAYO ROBSON INT CL STR 25,5-CLINIC MAYO ROBSON INT CL CVD 25,5-CLINIC TOHOKU TOWEL CLAMP 10,5CM-CLINIC TOHOKU TOWEL CLAMP 13,5CM-CLINIC TOWEL CLAMP BALL/SOCKET 13,5-CLINIC LORNA TOWEL CLAMP 9,5CM-CLINIC LORNA TOWEL CLAMP 13,5CM-CLINIC TUBING CLAMP 15CM-CLINIC TUBING CLAMP 18,5CM-CLINIC TUBING CLAMP 20CM-CLINIC TUBING CLAMP 14,5 CM-CLINIC TUBING CLAMP W GUARD 15,0 CM-CLINIC TUBING CLAMP W GUARD 18,5 CM-CLINIC TUBING CLAMP W GUARD 20 CM-CLINIC PRESBYTERIAN TUBING CL 16,5 CM-TI BULLDOG CL STR 30MM V-TI BULLDOG CL STR 35MM V-TI BULLDOG CL STR 40 MM V-TI BULLDOG CL STR 50MM V-TI BULLDOG CL STR 30MM A-TI BULLDOG CL STR 35MM A-TI BULLDOG CL STR 40MM A-TI BULLDOG CL STR 50MM A-TITAN BULLDOG CL S/CVD 30MM V-TI BULLDOG CL S/CVD 35MM V-TI BULLDOG CL S/CVD 40MM V-TI BULLDOG CL S/CVD 50MM V-TI BULLDOG CL CVD 30MM V-TI BULLDOG CL CVD 35MM V-TI BULLDOG CL CVD 40MM V-TI BULLDOG CL CVD 50MM V-TI BULLDOG CL S/CVD 30MM A-TI BULLDOG CL S/CVD 35MM A-TI BULLDOG CL S/CVD 4OMM A-TI BULLDOG CL S/CVD 50MM A-TI BULLDOG CL CVD 30MM A-TI BULLDOG CL CVD 35MM A-TI BULLDOG CL CVD 40MM A-TI BULLDOG CL CVD 50MM A-TI AG DEBAKEY CLP JAW 13CM STR-TI DEBAKEY CLAMP CVD 12.5CM-TI DEBAKEY CLAMP ANG 90D 10CM-TI DEBAKEY CLAMP ANG 12,5CM-TI DEBAKEY CL S-SHAPED,JAWS CV-TI DEBAKEY MULTIPURP CL ANG16CM-TI DEBAKEY MULTIPURP CL ANG15,5-TI DEBAKEY MULTIPURP CL ANG14CM-TI DEBAKEY COARCT CL ANG 22CM-TI DEBAK PERIPH VASC.CL S-SH-TI DEBAKEY AORTIC EXCL.CLAMP-TI DEBAKEY PERIPH VASC. CLAMP-TI DEBAKEY TANG OCCL CL 25,5 CM-TI DEBAKEY TANG OCCL CL 26 CM-TI DEBAKEY TANG OCCL CL 26,5 CM-TI DEBAKEY SATINSKY CL 23,5 CM-TI DEBAKEY SATINSKY CL 24 CM-TI DEBAKEY SATINSKY CL 24,5 CM-TI DEBAKEY SATINSKY CL 25 CM-TI DEBAKEY SATINSKY CL 28,5 CM-TI DEBAKEY CRAFOORD CL 26 CM-TI DEBAKEY AORTA-ANEU CLAMP 30,5CM-TI DEBAKEY AORTA-ANEU CLAMP 31CM-TI DEBAKEY AORTA-ANEU CLAMP 26CM-TI DEBAKEY AORTA-ANEU CLAMP 26,5 CM-TI DEBAKEY AORTA-ANEU CLAMP 33CM-TI LAMBERT AORTA CLAMP 19,5CM-TI DEBAKEY MULTIPURP CL ANG 30,5-TI DEBAKEY MULTIPURP CL ANG 20CM-TI DEBAKEY MULTIPURP CL ANG27,5-TI CHILD-COOLEY CLAMP STR 14CM-TI COOLEY VASC CL ANG 12,5 CM-TI COOLEY COARC CL STR 22,5CM-TI COOLEY COARC CL ANG 22CM-TI ART CLAMP 19CM-TI COOLEY RENAL ART CLAMP 19,5CM-TI COOLEY RENAL ART CLAMP 27,5CM-TI COOLEY PERIPH CL ANG 18 CM-TI COOLEY TANGENT CL 25,5 CM-TI COOLEY TANGENT CL 27 CM-TI COOLEY MULTI PURP CL 20CM-CHOLANGIO FIX CLAMP 5X300 MM-DEMARTEL WOLFSON CL 6CM SET-DEMARTEL WOLFSON CL 7,5 SET-DEMARTEL WOLFSON CL 10,5CMSET-DEMARTEL WOLFSON CL HOLD 9-DEMARTEL WOLFSON CL HOLD 22,5-DEMARTEL WOLFSON CLOS FCPS-LOWMAN BONE CLAMP 12CM/19MM-LOWMAN BONE CLAMP 18CM/25MM-LOWMAN BONE CLAMP 21CM/29MM-LOWMAN-HOGLUND BONE CLAMP 18CM-LOWMAN BONE CLAMP 18CM/25MM-LOWMAN BONE CLAMP 21CM/29MM-LOWMAN BONE CLAMP 12CM/19MM-LOWMAN BOENE CLAMP 29MM 21-DEBAKEY SEMB LIGAT.CARRIER -AG DEBAK GLOVER BD STR 7CM -AG DEBAK GLOVER BULLD STR 9CM -AG DEBAK GLOVER BULLD CVD 8,5 -AG DEBAK GLOVER BULLD -AG DEBAK GLOVER BULLD -AG DEBAKEY GLOVER BULLD STR 12 -DEBAKEY GLOVER BULLD CVD 11,5CM -CIRCUMCISION INSTRUMENT 8MM -CIRCUMCISION INSTRUMENT 11MM -CIRCUMCISION INSTRUMENT 13MM -CIRCUMCISION INSTRUMENT 16MM -CIRCUMCISION INSTRUMENT 21MM -CIRCUMCISION INSTRUMENT 32MM -GUNNAR-HEY TUBE MILK ROLLER -LELAND-JONES PER. VAS.15ANGL - LELAND-JONES PER. VAS. 30ANG -WERTHEIM PARAMETRIUM 25.5 CM.
Lawton GmbH & Co. KG | المانيا | Germany | ME0000012221SFDAA00051 | Specula | Widening Products | PRATT RECT SPECULUM 20,5CM-MATHIEU RECT SPECUL 19,5CM-SIMS RECT SPEC 15,5CM-SIMS RECT SPEC 15,5CM-CZERNY RECTAL SPECULA 22.5CM-SIMS RECT SPEC CHILD 18 CM-SIMS RECT SPEC ADULT 24,5CM-SIMS RECT SPEC ADULT 24,5CM-BRINCKERHOFF RECT SPEC MED-BRINCKERHOFF RECT SPEC LARGE-SIMS RECT SPEC 150X25MM 24,5-IVES-FANSLER RECT SPECULUM-SMITH BUIE RECT SPECULUM 55X23-CUSCO VAG SPEC 75X17 MM-CUSCO VAGINAL SPECULUM SM-CUSCO VAGINAL SPECULUM MED-CUSCO VAGI SPECULUM LGE-CUSCO VAG SPEC CENTR 75X17MM-CUSCO VAG SPEC CENTR 75X32MM-CUSCO VAG SPEC CENTR 85X35MM-CUSCO VAG SPEC CENTR 100X35MM-CUSCO VAG SPEC 90X22-25 SWISS-CUSCO VAG SPEC 100X25-27SWISS-CUSCO VAG SPEC 105X27-30SWISS-COLLIN VAG SPEC 90X28 MM-COLLIN VAG SPEC 100X35MM-COLLIN VAG SPEC 110X40 MM-TRELAT VAGINAL SPECULA 85X28-TRELAT VAGINAL SPECULA 95X35-TRELAT VAGINAL SPECULA115X43-COLLIN-LANDAU SPEC 90X28MM-COLLIN-LANDAU SPEC 100X35MM-COLLIN-LANDAU SPEC 110X40MM-CLINIC CUSCO VAG SPEC 105X27-30SWISS-GRAVES VAG SPECULUM SMALL-GRAVES VAG SPECULUM MEDIUM-GRAVES VAG SPECULUM LARGE-SEMM VAG SPEC 100X20-24 MM-SEMM VAG SPEC 100X30-34 MM-PEDERSON VAG SPECULUM SMALL-PEDERSON VAG SPECULUM MEDIUM-PEDERSON VAG SPECULUM LARGE-PEDERSON SPECULUM-GRAVES SPEC RT 100X35MM-SEMM VAG SPEC 100X14-18MM-PEDERSON SPEC SUCT UP 75X13-GRAVE SPEC SUCT UP 75X20MM-GRAVE SPEC SUCT UP 95X35MM-GRAVE SPEC SUCT UP115X35MM-DE VILBISS VAG SPEC 102X32MM-KRISTELLER SPECULUM 70X27 MM-KRISTELLER SPECULUM 80X30 MM-KRISTELLER SPECULUM 90X36 MM-KRISTELLER SPECULUM SET-KRISTELLER SPECULUM SET-KRISTELLER SPECULUM SET-KALLMORGEN VAGINAL SPECULA 70X40MM-KALLMORGEN VAGINAL SPECULA 90X40MM-KRISTELLER VAG SPEC 105X18MM-KRISTELLER VAG SPEC 105X21MM-KRISTELLER SPEC/RETR105X18MM-KRISTELLER SPEC/RETR105X21MM-KRISTELLER VAG SPEC 105X26MM-KRISTELLER VAG SPEC 105X28MM-KRISTELLER VAG SPEC 105X33MM-KRISTELLER SPEC/RETR 105X26MM-KRISTELLER SPEC/RETR 105X28MM-KRISTELLER SPEC/RETR 105X33MM-KRISTELLER VAG SPEC SZ1 110X27-KRISTELLER VAG SPEC SZ2 110X30-KRISTELLER VAG SPEC SZ3 110X36-SET KRISTELLER VAGINAL SPEC-SET KRISTELLER VAGINAL SPEC-SET KRISTELLER VAGINAL SPEC-SIMS SPEC 65X25MM + 70X30MM-SIMS SPEC 70X30MM + 70X35MM-SIMS SPEC 85X35MM + 90X40MM-BREISKY VAG SPEC 72X30MM+92X38MM-BREISKY VAGSPEC 72X25MM+77X30MM-BREISKY VAG SPEC 76X25MM+82X30MM-BREISKY VAG SPEC 95X38MM+102X44MM-MATHIEU VAG SPEC 95X13-23MM-MATHIEU VAG SPEC 95X16-30MM-BREISKY VAGINAL SPEC130X20MM-BREISKY VAGINAL SPEC130X25MM-BREISKY VAGINAL SPEC130X30MM-BREISKY VAGINAL SPEC130X35MM-BREISKY VAGINAL SPEC130X40MM-BREISKY SPECULUM 100X25 MM-BREISKY SPECULUM 100X40 MM-BREISKY SPECULUM 100X30 MM-BREISKY SPECULUM 100X20MM-BREISKY SPECULUM 100X15MM-BREISKY SPECULUM 100X35MM-BREISKY SPECULUM 130X15MM-BREISKY VAG SPECULUM 160X40MM-LANDAU SPECULUM 100X30MM-MATZENAUER SPECULUM 125X25MM-MATZENAUER SPECULUM 125X30MM-MATZENAUER SPECULUM 125X40MM-MATZENAUER SPECULUM 125X35MM-AUVARD BERLIND SPEC 102X45MM-AUVARD SPECULUM 2.0 LBS-AUVARD SPECULUM 2,4 LBS-AUVARD SPECULUM 2,9 LBS-AUVARD SPEC REMOVEABLE WEI-SCHERBACK VAG SPECULA COMPL-SCHERBACK SPECULA-WEIGHT-WEISSBARTH SPEC 80X42MM-KOGAN ENDOSPEC 24 W/O RATCH-KOGAN ENDOSPEC 27CM 3MM RATC-KOGAN ENDOSPEC 27CM 5MM RATC-LATERAL SPECULUM LASER 25CM-KOGAN ENDOSPEC LASER 5MM 27CM-CLINIC CUSCO VAG SPEC 75X17 MM-CLINIC CUSCO VAG SPEC 90X22-25 SWISS-CLINIC CUSCO VAG SPEC 100X25-27SWISS-CLINIC CUSCO VAGINAL SPEC SM-CLINIC CUSCO VAGINAL SPEC MED-CLINIC CUSCO VAG SPEC LGE-CLINIC GRAVES VAG SPECULUM SMALL-CLINIC GRAVES VAG SPECULUM MEDIUM-CLINIC GRAVES VAG SPECULUM LARGE-CLINIC SIMS SPEC 65X25MM + 70X30MM-CLINIC SIMS SPEC 70X30MM + 70X35MM-CLINIC SIMS SPEC 85X35MM + 90X40MM-CLINIC WIENER NASAL SPECULUM SMALL-CLINIC WIENER NASAL SPECULUM MED SS-CLINIC WIENER NASAL SPECULUM LARGE-CLINIC HARTM-HALLE NASAL SPEC FIG 1-CLINIC HARTM-HALLE NASAL SPEC FIG 2-CLINIC HARTM-HALLE NASAL SPEC FIG 3-CLINIC HARTMANN NASAL SPECULUM FIG1-CLINIC HARTMANN NASAL SPECULUM FIG2-CLINIC HARTMANN NASAL SPECULUM FIG3-BARRAQUER EYE SPEC ADULT SIZ-LANCASTER EYE SPECULUM 8 CM-LANDOLT-CUSH SPECUL 15X70MM-LANDOLT-CUSH SPECUL 15X90MM-LANDOLT-CUSHING SPECUL 15X110MM-PAPAVERO SPECULUM 80X11 MM-PAPAVERO SPECULUM 90X13 MM-PAPAVERO SPECULUM 100X15 MM-BARRAQUER EYE SPEC CHILD SIZ-BARRAQUER EYE SPEC PREMATURE BIRTH-BARRAQUER EYE SPEC SOLID BLADES-BARRAQUER EYE SPEC FENSTERED LARGE-BARRAQU EYE SPEC ROUND BLADES CHILD-BARRAQUER EYE SPEC NASAL-TAKEDA EYE SPEC FOR BABIES-WEISS EYE SPEC ADULT FENESTR-WEISS EYE SPEC CHILD PLAIN-WEISS EYE SPEC ADULT PLAIN-BANGERTER EYE SPEC-COOK EYE SPECULUM F CHILDREN-COOK EYE SPECULUM F ADULTS-COOK EYE SPECULUM MEDIUM-MELLINGER EYE SPEC FEN/FEN-MELLINGER-BEARD EYE SPEC-CASTROVIEJO EYE SPEC MEDIUM-KRESHNER EYE SPEC NAS/TEMP-KERSHNER EYE SPECULA NASAL/TEMPORAL-LIEBERMANN-TENNANT EYE SPEC TEMP-PARK-MAUMENEE EYE SPEC FENES-LIEBERM-TENNANT EYE SPEC ASPIRATION-POLITZER EAR SPECULA 1-3-POLITZER EAR SPECULA 2,0-POLITZER EAR SPECULA 3,0-POLITZER EAR SPECULA 4,0-HARTMANN EAR SPEC CHROM SET CHILD-HARTMANN EAR SPEC STAINL CHILD 2,0-HARTMANN EAR SPEC STAINL CHILD 3.2-HARTMANN EAR SPEC STAINL CHILD 4.7-HARTMANN EAR SPEC CHROMIUM ADULTS SET-HARTMANN EAR SPEC CHROMIUM ADULTS 3.5-HARTMANN EAR SPEC CHROM AD 5.0-HARTMANN EAR SPEC CHROM AD 6.5-HARTMANN EAR SPEC CHROMIUM ADULTS 8.0-HARTMANN EAR SPEC STAINL ADULTS SET-HARTMANN EAR SPEC STAINL 5.0-HARTMANN EAR SPEC STAINL 6.5-HARTMANN EAR SPEC STAINL 8.0-POLITZER EAR SPECULA CHILD SET-POLITZER EAR SPEC STAINL CHILD 2.0 -POLITZER EAR SPEC STAINL CHILD 3.0 -POLITZER EAR SPEC STAINL CHILD 4.0 -HARTMANN EARSPECULA BLACK1-4 -HARTMANN EAR SPEC BLACK 3,0 AD -HARTMANN EAR SPEC BLACK4,0 AD -HARTMANN EAR SPEC BLACK AD5,0-HARTMANN EAR SPEC BLACK 7,0 AD-HARTMANN EAR SPECULA BLACK-HARTMANN EAR SPEC BLACK8,0-HARTMANN EAR SPEC BLACK 9MM-ZOELLNER EAR SPECULA BL4,5X5,5-ZOELLNER EAR SPECULA BL5,5X6X5-ZOELLNER EAR SPECULA BL6,5X7,5-ZOELLNER EAR SPECULA BL 7,5X8,5-ZOELLNER EAR SPECULA BL8,5X9,5-ZOELLNER EAR SPECULA BL 9,5X10,5-TOYNBEE EAR SPEC RD SET OF 4-TOYNBEE EAR SPECULA RD2,0-TOYNBEE EAR SPECULA RD3,0-TOYNBEE EAR SPEC.MED RD4,0-TOYNBEE EAR SPEC LG RD 5,0-ZOELLNER EAR SPECULA BLACK-TOYNBEE EAR SPEC LG RD5,0-GRUBER EAR SPECULA 1-4 -GRUBER EAR SPECULUM 2,8X3,8-GRUBER EAR SPECULUM 3,8X4,8-GRUBER EAR SPECULUM 5,0X6,2-GRUBER EAR SPECULUM 6,0X7,2-FARRIOR EAR SPEC STR SET 9 PCS-FARRIOR EAR SPEC STR 3,3MM-FARRIOR EAR SPEC STR 4,3MM-FARRIOR EAR SPEC STR 4,8MM-FARRIOR EAR SPEC STR 5,3MM-FARRIOR EAR SPEC STR 5,8MM-FARRIOR EAR SPEC STR 6,3MM-FARRIOR EAR SPEC STR 6,7MM-FARRIOR EAR SPEC STR 7,2MM-FARRIOR EAR SPEC STR 7,7MM-FARRIOR EAR SPEC 20D BEV SET 9 PCS-FARRIOR EAR SPEC 20D BEV 3X4MM-FARRIOR EAR SPEC 20D BEV 4X5MM-FARRIOR EAR SPEC 20D BEV 4,5X5,5MM-FARRIOR EAR SPEC 20D BEV 5X6MM-FARRIOR EAR SPEC 20D BEV 5,5X6,5MM-FARRIOR EAR SPEC 20D BEV 6X7MM-FARRIOR EAR SPEC 20D BEV 6,5X7,5MM-FARRIOR EAR SPEC 20D BEV 7X8MM-FARRIOR EAR SPEC 20D BEV 7,5X8,5MM-FARRIOR EAR SPEC 35D BEV SET 9 PCS-FARRIOR EAR SPEC 35D BEV 3X4MM-FARRIOR EAR SPEC 35D BEV 4X5MM-FARRIOR EAR SPEC 35D BEV 4,5X5,5MM-FARRIOR EAR SPEC 35D BEV 5X6MM-FARRIOR EAR SPEC 35D BEV 5,5X6,5MM-FARRIOR EAR SPEC 35D BEV 6X7MM-FARRIOR EAR SPEC 35D BEV 6,5X7,5MM-FARRIOR EAR SPEC 35D BEV 7X8MM-FARRIOR EAR SPEC 35D BEV 7,5X8,5MM-PAPARELLA EAR SPECULA 4,0X130MM-EAR SPECULA HOLDER F 65-0096-HOLMGREN EAR SPECULA 4MM-HOLMGREN EAR SPECULA 6MM-BRUENINGS EAR SPEC 5.5MM-BRUENINGS EAR SPEC 6.5MM-BRUENINGS EAR SPEC 7.5MM-BRUENINGS EAR SPEC 8.5MM-BRUENINGS EAR SPEC 9.5MM-BRUENINGS EAR SPEC 10.5MM-BRUENINGS SET EAR SPECULA-THUDICHUM NASAL SPEC FIG 3-THUDICHUM NASAL SPEC FIG 2-THUDICHUM NASAL SPEC FIG 1-THUDICHUM SPEC 8,5 X 6,0-THUDICHUMSPEC 9,0 X 7,0-THUDICHUM SPEC 12,5 X 8,0-THUDICHUM SPEC 15,0 X 8,5-THUDICHUM SPEC 16,5 X 9,0-THUDICHUM SPEC 18,5 X 10,0-THUDICHUM SPEC 19,5 X 10,5-HARTM-HALLE NASAL SPEC FIG 1-HARTMANN-HALLE NASAL SPEC FIG 2-HARTMANN-HALLE NASAL SPEC FIG 3-TIECK-HALLE NASAL SPEC FIG 1-TIECK-HALLE NASAL SPEC FIG 2-TIECK SPEC FIG 1 ASEPTIC-TIECK SPEC FIG 2 ASEPTIC-HALLE SPEC FIG 1 ASEPTIC-HALLE SPEC FIG 2 ASEPTIC-HALLE SPEC FIG 3 ASEPTIC-BECKMANN NASAL SPEC CVD SIDE-BECKMANN NASAL SPEC CVD SIDE-HARTMANN NASAL SPECULUM FIG1-HARTMANN NASAL SPECULUM FIG2-HARTMANN NASAL SPECULUM FIG3-HARTM SPEC FIG 1 ASEPTIC-HARTM SPEC FIG 2 ASEPTIC-HARTM SPEC FIG 3 ASEPTIC-WIENER NASAL SPECULUM SMALL-WIENER NASAL SPECULUM MED SS-WIENER NASAL SPECULUM LARGE-HARTMANN NASAL SPECULUM-WIEN SPEC FIG 1 ASEPTIC-WIEN SPEC FIG 2 ASEPTIC-WIEN SPEC FIG 3 ASEPTIC-KILLIAN NASAL SPEC 40 MM-KILLIAN NASAL SPEC 50 MM-KILLIAN NASAL SPEC 75 MM-KILLIAN NASAL SPEC 90 MM-KILLIAN SPEC 40MM ASEPTIC-KILLIAN SPEC 55MM ASEPTIC-KILLIAN SPEC 75MM ASEPTIC-KILLIAN SPEC 90MM ASEPTIC-KILLIAN SPEC 40 ASEP FIBRE-KILLIAN SPEC 55 ASEP FIBRE-KILLIAN SPEC 90 ASEP FIBRE-KILLIAN SPEC 75 ASEP FIBRE-STRUYCKEN SPEC 40 ASEPT-STRUYCKEN SPEC 55 ASEPT-STRUYCKEN SPEC 75 ASEPT-STRUYCKEN SPEC 90 ASEPT-COTTLE SPEC 35MM ASEPT SCR-COTTLE SPEC 55MM ASEPT SCR-COTTLE SPEC 75MM ASEPT SCR-COTTLE SPEC 95MM ASEPT SCR-COTTLE SPEC 35MM ASEPT-COTTLE SPEC 55MM ASEPT-COTTLE SPEC 75MM ASEPT-COTTLE SPEC 90MM ASEPT-KILLIAN SPEC 40 F FLEX ARM-KILLIAN SPEC 55 F FLEX ARM-KILLIAN SPEC 75 F FLEX ARM-KILLIAN SPEC 90 F FLEX ARM-KILLIAN SPEC 40/55 LE F FLEX ARM-KILLIAN SPEC 55/40 RI F FLEX ARM –HARTMANN EAR SP CHROM CHILD 2,0 -HARTMANN EAR SP CHROM CHILD 3,2 -HARTMANN EAR SP CHROM CHILD 4,7 -HARTMANN EAR SP STAINL CHILD SET -HIRSCHMANN ANOSCOPE MEDIUM -HIRSCHMANN ANOSCOPE LARGE -SCHERBACK HANDLE -SCHERBACK BLADE 80X30 MM -SCHERBACK BLADE 85X35 MM -SCHERBACK BLADE 90X40MM -SCHERBACK BLADE 60X40-60MM -SCHERBACK BLADE 70X45-70 MM -WEIGHT 0,8KG FOR 95-2000 -KOGAN ENDOSPEK 24CM W RATCH -SALING AMNIOSKOP 12-24X200MM -SALING AMNIOSKOP 18-40X200MM -SALING AMNIOSKOP 32-40X140MM -CLINIC CUSCO ROUND BL MEDIUM.
Lawton GmbH & Co. KG | المانيا | Germany | ME0000012221SFDAA00047 | Hooks | Accessories and others | RUMEL-BELM SUTURE HOOK ONLY 2,0MM -SUTURE HOOK ONLY 2,5MM -SUTURE HOOK ONLY 3,0MM -SUSPENSION HOOK FOR 07-2100 .
Lawton GmbH & Co. KG | المانيا | Germany | ME0000012221SFDAA00052 | SCOPE | Examinating Products | MCINTOSH LARYNGOSCOPE SET 3-MCINTOSH LARYNGOSCOPE SET 4-MCINTOSH LARINGOSC COLD SET3-MCINTOSH LARINGOSC COLD SET4-MILLER LARYNGOSCOPE SET 3-MILLER LARYNGOSCOPE SET 5-MILLER LARYNGOSC COLD SET3-MILLER LARYNGOSC COLD SET5-AUTOC SCOPE 70/70G 6X160-AUTOC SCOPE 70/70G 6 HM-OP LARYNGOSCOPE FIG. 1-OP LARYNGOSCOPE FIG. 2-OP LARYNGOSCOPE FIG. 3-OP LARYNGOSCOPE FIG. 4-OP LARYNGOSCOPE FIG.5-OP LARYNGOSCOPE FIG.6-OP LARYNGOSCOPE SPREAD FIG.1-OP LARYNGOSCOPE SPREAD FIG.2-OP LARYNGOSCOPE SPREAD FIG.3-OP LARYNGOSCOPE SPREAD FIG.4-OP LARYNGOSCOPE SPREAD FIG.5-OP LARYNGOSCOPE SPREAD FIG.6-SCOPE 0/105G 4X50-SCOPE 30/105G 4X50-SCOPE AC 1.9X100MM 30°/65°-AUTOC SCOPE 0/80G 2.7X75MM-AUTOC SCOPE 30/80G 2.7X75MM-AUTOC SCOPE 70/80G 2.7X75MM –CASE F 85-0091 -BATTERY HANDLE 30MM DIA -MCINTOSH COLD LIGHT BLADE 92 -MCINTOSH COLD LIGHT BLADE 112 -MCINTOSH COLD LIGHT BLADE132 -MCINTOSH COLD LIGHT BLADE152 -MCINTOSH COLD LIGHT BALDE 78 -MILLER BLADE 53 MM #0 -MILLER BLADE 78 MM SIZE 1 -MILLER BLADE 130 MM SIZE 2 -MILLER BLADE 170 MM SIZE 3 -MILLER BLADE 180 MM SIZE 4 -BATTERY HANDLE F85-0002/0005 -MILLER COLD LIGHT BLADE 53MM -MILLER COLD LIGHT BLADE 78MM -MILLER COLD LIGHT BLADE 130MM -MILLER COLD LIGHT BLADE 170MM -MILLER COLD LIGHT BLADE 180MM -MCINTOSH BLADE 92 MM -MCINTOSH BLADE 112 MM -MCINTOSH BLADE 132 MM -MCINTOSH BLADE 152 MM -MCINTOSH BLADE 90 - 130 MM -HANDLE 30 MM LED-ILUM -CASE F 85-0046 -CASE FOR 85-0045 + 85-0087.
PINO Pharmazeutische Praparate GmbH | المانيا | Germany | ME0000020041SFDAA00001 | PINOFIT® Resistance Band | Resistance Band | Resistance Band
PINO Pharmazeutische Praparate GmbH | المانيا | Germany | ME0000020045SFDAA00001 | PINOTAPE® Therapy | Kinesiology Tape | Kinesiology Tape
Lawton GmbH & Co. KG | المانيا | Germany | ME0000012221SFDAA00046 | DIRECTOR | Examinating Products | CLINIC GROOVED DIRECTOR 14,5 CM -GROOVED DIRECTOR 11,5 CM-GROOVED DIRECTOR 13 CM-GROOVED DIRECTOR 14,5 CM-GROOVED DIRECTOR 16 CM-GROOVED DIRECTOR 13 CM-GROOVED DIRECTOR 14,5 CM-GROOVED DIRECTOR 16 CM-DOYEN DIRECTOR 14 CM-NELATON DIRECTOR 16 CM-DIRECTOR STR 14.5 CM.
Uniprox GmbH & Co. KG | المانيا | Germany | ME0000014301SFDAA00007 | St Socket Adaptor | St Socket Adaptor | Socket adapters are integrated as a lamination anchor into the laminate of the prosthetic socket. The application of A19-St and A21-St are limited to a body weight of 125 kg/275 lbs and the application of A20-St of 150 kg/330 lbs. Additional loads and activity level of the patient must also be considered for weight selection
Uniprox GmbH & Co. KG | المانيا | Germany | ME0000014301SFDAA00008 | Tube Adaptor | Tube Adaptor | The usage of Tube Clamp Adapter A1-Ti-HD and Tube Adapter A3-Ti400-HD is exclusively intended for prostheses of the lower limb.
Uniprox GmbH & Co. KG | المانيا | Germany | ME0000014301SFDAA00009 | Tube Clamp Adaptor | Tube Clamp Adaptor | The usage of Tube Clamp Adapter A1 and Tube Adapter A3 is exclusively intended for prostheses of the lower limb.
Lawton GmbH & Co. KG | المانيا | Germany | ME0000012221SFDAA00050 | DILATOR | Widening Products | BAKES DILATOR SET OF 9 21 CM-BAKES DILATOR 3X210MM-BAKES DILATOR 4X210MM-BAKES DILATOR 5X210MM-BAKES DILATOR 6X210MM-BAKES DILATOR 7X210MM-BAKES DILATOR 8X210MM-BAKES DILATOR 9X210MM-BAKES DILATOR 10X210MM-BAKES DILATOR 11X210MM-BAKES DILATOR SET OF 13 320MM-BAKES COMMON DUCT DIL 1X320MM-BAKES COMMON DUCT DIL 2X320MM-BAKES COMMON DUCT DIL 3X320MM-BAKES COMMON DUCT DIL 4X320MM-BAKES COMMON DUCT DIL 5X320MM-BAKES COMMON DUCT DIL 6X320MM-BAKES COMMON DUCT DIL 7X320MM-BAKES COMMON DUCT DIL 8X320MM-BAKES COMMON DUCT DIL 9X320MM-BAKES COMMON DUCT DIL 10X32CM-BAKES COMMON DUCT DIL 11X320MM-BAKES COMMON DUCT DIL 12X320MM-BAKES COMMON DUCT DIL 13X320MM-HEGAR DILATOR SINGLE END 1MM-HEGAR DILATOR SINGLE END 2MM-HEGAR DILATOR SINGLE END 3MM-HEGAR DILATOR SINGLE END 4MM-HEGAR DILATOR SINGLE END 5MM-HEGAR DILATOR SINGLE END 6MM-HEGAR DILATOR SINGLE END 7MM-HEGAR DILATOR SINGLE END 8MM-HEGAR DILATOR SINGLE END 9MM-HEGAR DILATOR SINGLE END10MM-HEGAR DILATOR SINGLE END11MM-HEGAR DILATOR SINGLE END12MM-HEGAR DILATOR SINGLE END13MM-HEGAR DILATOR SINGLE END14MM-HEGAR DILATOR SINGLE END15MM-HEGAR DILATOR SINGLE END16MM-HEGAR UTERINE DILATOR 17 MM-HEGAR UTERINE DILATOR 18 MM-HEGAR UTERINE DILATOR 19 MM-HEGAR UTERINE DILATOR 20 MM-HEGAR UTERINE DILATOR 21 MM-HEGAR UTERINE DILATOR 22 MM-HEGAR UTERINE DILATOR 23 MM-HEGAR UTERINE DILATOR 24 MM-HEGAR UTERINE DILATOR 25 MM-HEGAR UTERINE DILATOR 26 MM-HEGAR DILATOR SIZES 1/2 MM-HEGAR DILATOR SIZES 3/4 MM-HEGAR DILATOR SIZES 5/6 MM-HEGAR DILATOR SIZES 7/8 MM-HEGAR DILATOR SIZES 9/10 MM-HEGAR DILATOR SIZES 11/12 MM-HEGAR DILATOR SIZES 13/14 MM-HEGAR DILATOR SIZES 15/16 MM-HEGAR DILATOR SIZES 17/18 MM-HEGAR UTER DILATOR 1.5 MM-HEGAR UTER DILATOR 2.5 MM-HEGAR UTER DILATOR 3.5 MM-HEGAR UTER DILATOR 4.5 MM-HEGAR UTER DILATOR 5.5 MM-HEGAR UTER DILATOR 6.5 MM-HEGAR UTER DILATOR 7.5 MM-HEGAR UTER DILATOR 8.5 MM-HEGAR UTER DILATOR 9.5 MM-HEGAR UTER DILATOR 10.5 MM-HEGAR UTER DILATOR 11.5 MM-HEGAR UTER DILATOR 12.5 MM-HEGAR UTER DILATOR 13.5 MM-HEGAR UTER DILATOR 14.5 MM-HEGAR UTER DILATOR 15.5 MM-HEGAR UTER DILATOR 16.5 MM-HEGAR UTER DILATOR 17.5 MM-HEGAR DILATOR SIZES 19/20MM-HEGAR DILATOR SIZES 21/22MM-HEGAR DILATOR SIZES 23/24MM-HEGAR DILATOR SIZES 25/26MM-SET OF 14 HEGAR DIL 4-17 MM-HEGAR UTERUS DIL SET 1-26-SET OF 8 HEGAR DILATORS D/E-DEBAKEY VASC DILAT0,5X190MM-DEBAKEY VASC DILAT1,0X190MM-DEBAKEY VASC DILAT1,5X190MM-DEBAKEY VASC DILATOR 2 MM-DEBAKEY VASC DILATOR 2,5 MM-DEBAKEY VASC DILATOR 3 MM-DEBAKEY VASC DILATOR 3,5 MM-DEBAKEY VASC DILATOR 4 MM-DEBAKEY VASC DILATOR 4,5 MM-DEBAKEY VASC DILATOR 5 MM-DEBAKEY VASC DILATOR 7 MM-DEBAKEY VASC DILATOR 9 MM-COOLEY DILATOR MAL 0.5X130-COOLEY DIALTOR MAL 1.0X130MM-COOLEY DILATOR MAL 1.5X130MM-COOLEY DILATOR MAL 2.0X130MM-COOLEY DILATOR MAL 2.5X130MM-COOLEY DILATOR MAL 3.0X130MM-COOLEY DILATOR MAL 4.0X130MM-COOLEY DILATOR MAL 5.0X130MM-TUBBS AORTIC DIL 8-48MM-TROUSSEAU DILATOR 14CM-LABORDE DILATOR-DILATION SET 5 MM TO 10 MM-DILATION SET 5 MM TO 11 MM-VASCULAR DILATOR 0.5 12,5CM-VASCULAR DILATOR 1.0 125MM-VASCULAR DILATOR 1.5 125MM-NI CORONARY DILAT 0,5X140-NI CORONARY DILAT 1,0X140-NI CORONARY DILAT 1,5X140-NI CORONARY DILAT 2,0X140-NI CORONARY DILAT 2,5X140-NI CORONARY DILAT 3,0X140-NI CORONARY DILAT 3,5X140-NI CORONARY DILAT 0,5X240-NI CORONARY DILAT 1,0X240-NI CORONARY DILAT 1,5X240-NI CORONARY DILAT 2,0X240-NI CORONARY DILAT 2,5X240-NI CORONARY DILAT 3,0X240-NI CORONARY DILAT 3,5X240-NI CORONARY DILAT 0,5X170-NI CORONARY DILAT 1,0X170-NI CORONARY DILAT 1,5X170-NI CORONARY DILAT 2,0X170-NI CORONARY DILAT 2,5X170-NI CORONARY DILAT 3,0X170-NI CORONARY DILAT 3,5X170-NI FAT RETR 35MM 0,6N-WILDER LACHR DILAT LONG10,5-WILDER LACHR DILAT MEDIUM 11-WILDER LACHR DILAT SHORT11CM-CASTROVIEJO LACHR DILAT 14CM-RITTER-HALLE DILATOR 2,5 MM.
PINO Pharmazeutische Praparate GmbH | المانيا | Germany | ME0000020043SFDAA00001 | PINOFIT® Miniband | Miniband | Miniband
Ottobock SE & Co. KGaA | المانيا | Germany | ME0000006161SFDAA00150 | Uneo | Uneo | liners increase wearer comfort and improve the suspension of the prosthesis.
RUDOLF MEDICAL GmbH + Co. KG | المانيا | Germany | ME0000011012SFDAA00064 | RUDOLF Medical Open-surgery biopsy forceps, reusable | Biopsy forceps | A hand-held manual surgical instrument designed to obtain soft-tissue biopsy specimens from an open surgical wound or from within/near a large natural orifice (e.g., vagina, rectum) for histopathological examination; it is not intended for endoscopic or catheterized access. It is a metallic forceps-like instrument with a distal mechanism designed to bite/punch the biopsy sample and hold it for extraction when the handles are squeezed together. It is not designed for cutting bone (i.e., not a rongeur). This is a reusable device.
RUDOLF MEDICAL GmbH + Co. KG | المانيا | Germany | ME0000011012SFDAA00061 | RUDOLF Medical Orthopaedic chisel | Orthopaedic chisel | A hand-held, single-blade surgical instrument, bevelled on one side, designed to cut and shape bone during orthopaedic surgery. It is hand-held by the operator who uses a surgical mallet or hammer to manually impart a force to the proximal end of the instrument. The distal end (the cutting or shaping edge) is sharp, flat or curved [(concave) - also known as a hollow blade] in design. It is either entirely made of metal (e.g., high-grade stainless steel) or has a metal blade with a handle made of synthetic material (e.g., Tufnol). This is a reusable device.
RUDOLF MEDICAL GmbH + Co. KG | المانيا | Germany | ME0000011012SFDAA00065 | RUDOLF Medical Dressing/utility forceps, scissors-like, reusable | Dressing/utility forceps | A hand-held manual instrument designed primarily for non-dedicated grasping of devices, sponges and/or dressings during a procedure; it is neither intended for tissue manipulation nor endoscopic use. It has a scissors-like hinged design with ring handles and blades (non-cutting) that may be available in a range of sizes or designs. It may be intended for use at a specific anatomy. This is a reusable device intended to be sterilized prior to use.
Carl Zeiss Vision GmbH | المانيا | Germany | ME0000020055SFDAA00003 | Avatar Generation | Camera application software | Camera application software
RUDOLF MEDICAL GmbH + Co. KG | المانيا | Germany | ME0000011012SFDAA00062 | RUDOLF Medical Tracheal surgery dilator, reusable | Tracheal surgery dilator | A hand-held manual surgical instrument intended to be used during surgical intervention of the trachea to dilate tracheal structures/passages, typically during the creation of a tracheostoma and/or for expanding the margins of a tracheostoma to assist in the insertion of a tracheostomy tube. It can be of various designs and sizes, e.g., a slender hollow or solid body made of metal, plastic or other suitable material in a cylindrical form, or a scissors-like instrument that when activated by closing the two ringed-handles, two or three blunted curved prongs expand in opposite directions. This is a reusable device.
RUDOLF MEDICAL GmbH + Co. KG | المانيا | Germany | ME0000011012SFDAA00066 | RUDOLF Medical Instrument tray | Instrument tray | A flat shallow vessel, usually with a raised rim, providing a suitable platform for containing many medical, usually surgical, instruments and items. It is typically made of stainless steel and designed to fit into other devices, e.g., supply trolleys, storage systems and sterilizers; it is not dedicated to sterilization. This device may or may not be fitted with a lid or cover. This is a reusable device.
RUDOLF MEDICAL GmbH + Co. KG | المانيا | Germany | ME0000011012SFDAA00067 | RUDOLF Medical Cast cutting shears | Cast cutting shears | A large, scissors-like, hand-held instrument whose blades distal to the pivot point terminate in various jaw configurations, capable of cutting heavy layers of plaster or synthetic material used to form hardened casts, i.e., that which has already been used to form a cast around a patient's limb or body part. The tip of one of the distal blades forming the scissors-like cutting mechanism is usually rounded along it bottom edge to prevent injury to the patient as the cast is cut. This device is typically made of high-grade stainless steel and will usually be provided with a spring mechanism to assist in opening the jaws. This is a reusable device.
RUDOLF MEDICAL GmbH + Co. KG | المانيا | Germany | ME0000011012SFDAA00071 | RUDOLF Medical ENT elevator | ENT elevator | A hand-held, manually-operated, surgical instrument used to lift, position or pry anatomical structures or surgical material during ear/nose/throat (ENT) surgery. It may be a single or a double-ended device with a blunted blade or hook of various shapes with no cutting edges at the distal working end(s) and a handle positioned centrally or at the proximal end. Its shape and size depends upon the intended use, e.g., a blunt antrum, a rhinology or septum elevator, a strong nasal fracture elevator, or a specially designed ear elevator. It is usually made of high-grade stainless steel. This is a reusable device.
RUDOLF MEDICAL GmbH + Co. KG | المانيا | Germany | ME0000011012SFDAA00075 | RUDOLF Medical Rigid urethroscope | Rigid urethroscope | An endoscope with a rigid inserted portion intended for the visual examination and treatment of the urethra (the muscular tube that leaves the urinary bladder for the excretion of urine). It is inserted through the external urethral orifice during urethroscopy. Anatomical images are transmitted to the user by the device through relayed lens optics or a fibreoptic bundle. This device is commonly used to examine the mucous membrane and to treat lesions of the urethra. This is a reusable device.
Lawton GmbH & Co. KG | المانيا | Germany | ME0000012221SFDAA00054 | GUIDE | Inserting Products | KOENIG LIGATURE GUIDE 19,5CM-KOENIG LIGATURE GUIDE 19,5CM-KOENIG LIGATURE GUIDE 19,5CM-PAYR LIG GUIDE STR 22 CM-PAYR LIG GUIDE CVD 22 CM-SCHMIEDEN LIG GUIDE 18,5 CM-KNOT GUIDE 24,5CM.
RUDOLF MEDICAL GmbH + Co. KG | المانيا | Germany | ME0000011012SFDAA00070 | RUDOLF Medical Tendon/ligament tunneller | Tendon/ligament tunneller | A long, hand-held, manual surgical instrument designed to tunnel an artificial passageway along ligament and/or tendon tissue to create a connecting channel. It can have a variety of designs: 1) a long, round, stiff rod that tapers to a rounded point at the distal tip with a handle at the proximal end to allow the surgeon to exert the necessary pressure and manipulation to push it through the body tissue; or 2) a ring-handled instrument with long, slightly curved arms that join at a pivot point near the distal end, terminating in short grasping arms. It will typically be made of high-grade stainless steel. This is a reusable device.
RUDOLF MEDICAL GmbH + Co. KG | المانيا | Germany | ME0000011012SFDAA00074 | RUDOLF Medical Cast/plaster knife | Cast/plaster knife | A flat-bladed, hand-held, instrument with a short, strong cutting blade with a sharp edge that is used to cut or trim the plaster of a cast. It is typically a one-piece device made of high-grade stainless steel. This is a reusable device.
RUDOLF MEDICAL GmbH + Co. KG | المانيا | Germany | ME0000011012SFDAA00068 | RUDOLF Medical Wire/ligature passer, reusable | Wire/ligature passer, reusable | A hand-held, manual surgical instrument designed for passing a length of a flexible material/device, typically a wire, ligature, or orthopaedic graft gauge, through a surgical site by creating a pathway through tissue and facilitating the introduction and handling of the material/device. It may also be referred to as a carrier and is typically in the form of a shaft with a distal clasp, grasping arm, or cannulated hook to hold the material being passed through the tissue. This is a reusable device.
RUDOLF MEDICAL GmbH + Co. KG | المانيا | Germany | ME0000011012SFDAA00072 | RUDOLF Medical Bone lever/elevator | Bone lever/elevator | A hand-held manual surgical instrument designed to lift, position, or pry up (elevate) bone, other anatomical structures, or surgical material/devices during an orthopaedic intervention. It is made of high-grade stainless steel and is available in a wide variety of sizes, designs, and blade shapes. It is typically a robust instrument with a blunted blade with no cutting edge at the distal end that can be pointed, rounded, flat, curved or hook shaped and a handle of various designs at the proximal end. Some types can have special functions, e.g., for angle joint operations or for luxation procedures. This is a reusable device.
Lawton GmbH & Co. KG | المانيا | Germany | ME0000012221SFDAA00055 | CATHETER | Inserting Products | MALE CATHETER 8 FR-MALE CATHETER 10 FR-MALE CATHETER 12 FR-MALE CATHETER 14 FR-MALE CATHETER 16 FR-MALE CATHETER 20 FR-FEMALE CATHETER 8 FR-FEMALE CATHETER 10 FR-FEMALE CATHETER 12 FR-FEMALE CATHETER 14 FR-FEMALE CATHETER 16 FR-FEMALE CATHETER 18 FR-FEMALE CATHETER 20 FR-FEMALE CATHETER 17 FR-FEMALE CATHETER 19 FR-HARTMANN EUSTACH CATH 2,5 LUER-HARTMANN EUSTACH CATH 3,0 LUER-HARTMANN EUSTACH CATH 3,5 LUER-HARTMANN EUSTACH CATH 4,0 LUER-HARTMANN EUSTACH CATH 5,0 LUER-METAL CONNECTOR F CATHETERS-CATHETER TIP, STRAIGHT-CATHETER TIP ONLY.
Lawton GmbH & Co. KG | المانيا | Germany | ME0000012221SFDAA00053 | NEEDLES | Inserting Products | LICHTWITZ ANTRUM NEEDLE-LICHTWITZ ANTRUM NEEDLE-LICHTWITZ NEEDLE 2.0X100MM-V EICKEN NEEDLE 1.5X100MM-TONSIL NEEDLE STR 0,8MM-SEPTUM NEEDLE BAYONET SHAPE-SEPTUM NEEDLE ANGLED 0,8MM-VERESS NEEDLE 2.0X140 MM-MENGHINI NEEDLE 1,0X35MM-ABRAMS BIOPSY NDLE 4X90-MENGHINI NEEDLE 1,8X168MM-NEEDLE ONLY F/YOUNG BOOMER-REVERDIN NEEDLE 22,5 CM FIG 1-REVERDIN NEEDLE 22,5 CM FIG 2-REVERDIN NEEDLE 22,5 CM FIG 3-REVERDIN NEEDLE 22,5 CM FIG 4-KRONECKER NEEDLE BL L 14 CM-KRONECKER NEEDLE BL R 14CM-DESCHAMPS NEEDLE BL L 20,5CM-DESCHAMPS NEEDLE BL R 20,5 CM-COOPER LIG NEEDLE 19 CM-HURD CLEFT PALATE NEEDLE-HURD CLEFT PALATE NEEDLE-DESCHAMPS NEEDLE LE20.5CM-DESCHAMPS NEEDLE RI 20.5 CM-LIG NEEDLE MALLEA CVD23CM-DESCHAMPS NEEDLE SH L 20,5 CM-DESCHAMPS NEEDLE SH R 20,5CM-DESCHAMPS NEEDLE BL L 20,5 CM-DESCHAMPS NEEDLE BL R 20,5 CM-DESCHAMPS NDL L SHARP 24CM-DESCHAMPS NDL R SHARP 24CM-DESCHAMPS NDL L BLUNT 24CM-DESCHAMPS NDL R BLUNT 24CM-DESCHAMPS NEEDLE BL L 28 CM-DESCHAMPS NEEDLE BL R 28 CM-DESCHAMPS NDL L SHARP 28CM-DESCHAMPS NDL L BLUNT 28CM-DESCHAMPS NDL R BLUNT 28CM-IOWA INJECT NEEDLE 0,9X150MM-VERESS NEEDLE 2.0X100 MM-VERESS NEEDLE 2.0X120 MM-VERESS NEEDLE 2,0X150 MM-VERESS NEEDLE 2,0X100 MM L-VERESS NEEDLE 2,0X120 MM L-VERESS NEEDLE 2,0X150 MM SS-INJECTION NEEDLE 5X330 MM-INJECTION NDL BAY 23CM-INJECTION NEEDLES, CURVED 23CM-NEEDLE, CURVED TO THE RIGHT 24,5CM-NEEDLE, CURVED TO THE LEFT 24,5CM-LARYNGEAL NEEDLE CVD 2,5MM-JEFFERSON NEEDLE 2X95MM-CAMPBELL NEEDLE 2,8 X 102MM-CONE VENTR NDL 2,0X89MM-YANKAUER SEPT. NEEDLE CRV L.
Uniprox GmbH & Co. KG | المانيا | Germany | ME0000014301SFDAA00006 | Double Adaptor | Double Adaptor | The Double Adapter is the connection between two adapters with pyramid of modular leg prostheses. The application is limited to a body weight of max.150 kg. Additional loads must be taken into account when calculating the weight.
TONTARRA MEDIZINTECHNIK GMBH | المانيا | Germany | ME0000006190SFDAA00046 | Lid | Container Lid | Trays and Accessories
Uniprox GmbH & Co. KG | المانيا | Germany | ME0000014301SFDAA00005 | Locking Device | Locking Device | The Locking Device ShLXX is intended solely for use with prostheses for the lower extremity. It is suitable for use in bathing prostheses.
RICHARD WOLF GMBH | المانيا | Germany | ME0000001080SFDAA00234 | CORE.MEDIA MEDIA PLATFORM | CORE.MEDIA MEDIA PLATFORM | PLATFORME DE CORE.MEDIA MEDIA
RICHARD WOLF GMBH | المانيا | Germany | ME0000001080SFDAA00238 | ZOOM LENS F 13-29MM | ZOOM LENS F 13-29MM | Endoscope camera adaptor
RICHARD WOLF GMBH | المانيا | Germany | ME0000001080SFDAA00233 | CORE.CONNECT INTERFACE | CORE.CONNECT INTERFACE | CORE.CONNECT INTERFACE
RUDOLF MEDICAL GmbH + Co. KG | المانيا | Germany | ME0000011012SFDAA00076 | RUDOLF Medical Uterine sound, reusable | Uterine sound, reusable | A hand-held manual instrument designed to measure and/or explore the internal depth or length of the uterus, cervix, and/or vagina. It is a slender hollow or solid cylindrical instrument made of metal or plastic typically with graduations of length displayed along its working end. It is typically available in a range of sizes and flexibilities. This is a reusable device intended to be sterilized prior to use.
RUDOLF MEDICAL GmbH + Co. KG | المانيا | Germany | ME0000011012SFDAA00085 | RUDOLF Medical Bone holding forceps | Bone holding forceps | A manual surgical instrument designed to grasp and hold a bone during an open surgical procedure. It is typically strongly constructed with a scissors-like design, which may or may not be self-retaining, and with ring handles or curved shank handles. It is made of high-grade stainless steel and is available in various sizes. The working end can have a wide variety of jaws designs, e.g., curved serrated jaws, straight toothed jaws, or profiled wrench-like jaws with grooves to provide extra grip of the bone. This is a reusable device.
RUDOLF MEDICAL GmbH + Co. KG | المانيا | Germany | ME0000011012SFDAA00078 | RUDOLF Medical Vein stripper, reusable | Vein stripper | A hand-held surgical instrument designed to manually excise (strip by stab avulsion) a length or section of a vein from a patient, typically varicose veins [superficial dilated tortuous veins especially of the legs (greater saphenous veins)]. It is typically designed as: 1) a flexible stainless steel cable with a stripping cup or disk (commonly known as an olive) attached to one end, and a handle at the other (some types can employ a guide tip); or 2) a rigid or semi-rigid rod terminating in a closed ring or loop (also known as a ring stripper). This is a reusable device.
RICHARD WOLF GMBH | المانيا | Germany | ME0000001080SFDAA00229 | UNIT CART PREMIUM-ELEC. 220-230VAC | UNIT CART PREMIUM-ELEC. 220-230VAC | CHARIOT PREMIUM-ELEC
RICHARD WOLF GMBH | المانيا | Germany | ME0000001080SFDAA00231 | LOGIC HD CAMERA CONTROLLER | LOGIC HD CAMERA CONTROLLER | LOGIC HD UNITÉ DE CONTRÔLE
RICHARD WOLF GMBH | المانيا | Germany | ME0000001080SFDAA00236 | ADAPTER PROJECTOR SIDE | ADAPTER PROJECTOR SIDE | Light source adaptor
RUDOLF MEDICAL GmbH + Co. KG | المانيا | Germany | ME0000011012SFDAA00080 | RUDOLF Medical Dressing/utility forceps, tweezers-like, reusable | Dressing/utility forceps, tweezers-like | A hand-held manual instrument designed primarily for non-dedicated grasping of devices, sponges and/or dressings during a procedure; it is neither intended for tissue manipulation nor endoscopic use. It typically has a tweezers-like design with two blades joined at the proximal (non-working) end with variously designed tips at the working end. It is typically metallic and available in various sizes. This is a reusable device intended to be sterilized prior to use.
RUDOLF MEDICAL GmbH + Co. KG | المانيا | Germany | ME0000011012SFDAA00087 | RUDOLF Medical Tendon stripper | Tendon stripper | A hand-held manual surgical instrument designed to excise a length of ligament, tendon or fascia for use as a living graft. It typically consists of a handle and a semicircular shaped trough that terminates in a sharp cutting edge. It is typically made of high-grade stainless steel. This is a reusable device.
RUDOLF MEDICAL GmbH + Co. KG | المانيا | Germany | ME0000011012SFDAA00084 | RUDOLF Medical Surgical traction tensioner | Surgical traction tensioner | A hand-operated tensioning device designed to be attached to a patient-contact device (e.g., hand wrap/trap, pelvic bone pin, foot boot, skull tongs) for the application of adjustable pulling force (traction) to a body part (e.g., leg, arm, hand, head, pelvis), typically during orthopaedic procedures (e.g., cervical spine surgery, pelvic reconstruction, fracture reduction). It may be a floor-standing pole or attached to an operating table or table extension, and typically consists of a multi-jointed structure with metal bars/posts, a manual screw/crank for traction adjustment, and mounting clamps/adaptors.
ENDO-FLEX GmbH | المانيا | Germany | ME0000010194SFDAA00053 | Esophageal Dilator | Esophageal Dilator | single use Disposable Esophageal Dilators
RICHARD WOLF GMBH | المانيا | Germany | ME0000001080SFDAA00232 | MANUAL REMOTE CONTROL USB | MANUAL REMOTE CONTROL USB | CONTROL REMOTO MANUAL USB
RICHARD WOLF GMBH | المانيا | Germany | ME0000001080SFDAA00237 | ADAPTER ENDOSCOPE SIDE | ADAPTER ENDOSCOPE SIDE | Light source adaptor
RUDOLF MEDICAL GmbH + Co. KG | المانيا | Germany | ME0000011012SFDAA00077 | RUDOLF Medical Lung spatula | Lung spatula | A hand-held manual surgical instrument designed to manipulate the pulmonary tissue/surfaces of the lungs during a surgical intervention in the thorax. It typically consists of a large flat blunt blade (no sharp edges) at the distal end and a strong handle at the proximal end. It is usually made of stainless steel and is available with a variety of blade designs, e.g., curved and flat with a protected rounded end, a wire basket structure of interconnected round wires, or broad and flat with fenestrations. The blade and handle can be designed to be at various ergonomic angles to each other. This instrument is sometimes referred to as a lung retractor. This is a reusable device.
RUDOLF MEDICAL GmbH + Co. KG | المانيا | Germany | ME0000011012SFDAA00063 | RUDOLF Medical Vascular dilator, reusable | Vascular dilator, reusable | A hand-held surgical instrument designed for insertion into a blood vessel (the vasculature) to unblock, enlarge or measure the internal diameter of the vessel during a surgical intervention. It is a rod-like device with a long, slender, body that terminates with a bulbous, cylindrical distal tip of various shapes and sizes. Commonly known as a vessel dilator or vascular probe, it is available in a variety of sizes (diameters and lengths) and flexibilities. It is typically made of metal or plastic materials. This is a reusable device.
RUDOLF MEDICAL GmbH + Co. KG | المانيا | Germany | ME0000011012SFDAA00073 | RUDOLF Medical Open-surgery stone-retrieval forceps | Open-surgery stone-retrieval forceps | A hand-held manual surgical instrument designed to grasp and/or manipulate a calculus (i.e., a kidney or gallbladder stone) during an open surgical procedure; additional intended uses may include soft-tissue manipulation (e.g., polyp removal). It is typically made of high-grade stainless steel and is of scissors-like design with two handles attached to two long curved blades. The handles may be permanently joined or conjoined, usually by pressure, during use. The distal gripping blades may be designed with serrated and/or ringed or slotted grasping surfaces. This is a reusable device.
RUDOLF MEDICAL GmbH + Co. KG | المانيا | Germany | ME0000011012SFDAA00069 | RUDOLF Medical Wire holding/twisting forceps | Wire holding/twisting forceps | A surgical instrument with specially designed sturdy blades used to grip, tighten and/or twist wires that are being applied to the patient during a surgical intervention. It typically has a scissors-like design with ring handles, is made of high-grade stainless steel and may be self-retaining. It is available in various sizes and the working end can have a variety of jaw designs, e.g., typically short and broad with carbide inserts, but some may be long with side protruding posts around which the loose end of the wire are secured to provide greater grip. The blades/handles are typically strong in profile. This is a reusable device.
RUDOLF MEDICAL GmbH + Co. KG | المانيا | Germany | ME0000011012SFDAA00086 | RUDOLF Medical Intrauterine device removal hook, reusable | Intrauterine device removal hook | A hand-held manual instrument intended to be used by a physician for the extraction of an intrauterine device (IUD). The proximal end forms a handle which may vary in shape and which tapers toward the distal end to form a hook. It is typically made of high-grade stainless steel. This is a reusable device.
RUDOLF MEDICAL GmbH + Co. KG | المانيا | Germany | ME0000011012SFDAA00081 | RUDOLF Medical General-purpose bowl, reusable | General-purpose bowl, reusable | A portable bowl or basin designed to be used for a variety of medical purposes such as containing fluids, carrying or holding instruments prior to or during a procedure, and collecting body waste or other matter. The design and shape can vary from round, oblong, deep or quite shallow. This is a reusable device.
RUDOLF MEDICAL GmbH + Co. KG | المانيا | Germany | ME0000011012SFDAA00082 | RUDOLF Medical Cast/plaster saw | Cast/plaster saw | A hand-held manual device designed to cut through or trim the plaster of a cast. It is typically a one-piece device consisting of a handle attached to a short, curved, toothed blade made of high-grade stainless steel. This is a reusable device.
Harvard Dental International GmbH | المانيا | Germany | ME0000012198SFDAA00046 | Harvard Applier OptiCap® | capsule applier | capsule applier
RUDOLF MEDICAL GmbH + Co. KG | المانيا | Germany | ME0000011012SFDAA00088 | RUDOLF Medical Soft-tissue surgical hook, reusable | Soft-tissue surgical hook | A hand-held, shaft-like, manual surgical instrument designed for hooking and applying traction to specific soft-tissues of interest (e.g., skin, vessel, organ, and/or duct) to allow surgical intervention on those tissues. It is not primarily designed for pulling aside tissues for surgical access purposes (i.e., not a retractor). The device includes a handle and tapers towards the distal end to form a slender hook/parallel hooks. This is a reusable device.
Medi-Globe GmbH | المانيا | Germany | ME0000006494SFDAA00010 | Bite Block | Bite Block | Device to protect against a patient's biting into an instrument inserted through the mouth in a medical procedure.
Lawton GmbH & Co. KG | المانيا | Germany | ME0000012221SFDAA00061 | MATS | Sterilizing accessories | SILICON-MAT 220X230MM -SILICON-MAT 270X125MM -SILICON-MAT 380X230MM -SILICON-MAT 440X230MM -SILICON-MAT 260X160MM -SILICON-MAT 500X230MM -WRAPPING DRAPE 650X650MM -WRAPPING DRAPE 850X850MM -WRAPPING DRAPE 600X400MM - WRAPPING DRAPE 900X600MM -WRAPPING DRAPE 900X800MM -WRAPPING DRAPE 1300X450MM -WRAPPING DRAPE 1300X600MM -WRAPPING DRAPE 1400X1000MM -WRAPPING DRAPE 1300X600MM -WRAPPING DRAPE 1400X1000MM -WRAPPING DRAPE 1850X450MM -WRAPPING DRAPE 1850X600MM.
Lawton GmbH & Co. KG | المانيا | Germany | ME0000012221SFDAA00057 | CANNULA | Inserting Products | SCHMID IRRIG CAN 3MM15CM-SCHMID IRRIG CAN 4MM15CM-SCHMID IRRIG CAN5MM15CM-SCHMID IRRIG CAN 6MM15CM-TROCAR CANNULA FOR 48-0950-TROCAR CANNULA FOR 48-0955-TROCAR CANNULA 5X100MM-INJECT CANNUL 0.7/5.0X330 MM-INJECT CANNULAE 1.2/5.0X330 MM-INJECTION CANNULA 1.5/5.0 X 330 MM-INJECT CANNULAE 1.5/50X450 MM-INJECT CANNULAE 1.8/5.0X450 MM-INJECTION CAN F OP LARY 1-7 -SIEBENMANN CANNULA 3,0 MM-SIEBENMANN CANNULA 2,5 MM.
Lawton GmbH & Co. KG | المانيا | Germany | ME0000012221SFDAA00060 | SPATULA | Holding Products | REVERDIN INT SPATULA 28 CM -HABERER SPATULA 30CM 50X40MM-TUFFIER SPATULA 20CM 17/24MM, MALLE-ROBB INTIMA-SPAT2MM DIL1,0MM-ROBB INTIMA-SPAT3MM DIL1,5MM-ROBB INTIMA-SPAT4MM DIL2,0MM-ROBB INTIMA-SPAT5MM DIL2,5MM-SCHMID INTIMA SPATULA 24CM X 7MM-INTIMA SPATULA 3MM 18,5CM-INTIMA SPATULA 3MM 21,5CM-CUSHING SPAT BAY 10+12X195MM-OLIVECRONA SPATULA 7/9-OLIVECRONA SPAT11X13X180MM-OLIVECRONA SPAT15X18X180MM-OLIVECRONA SPAT19X21X180MM-OLIVECRONA SPATULA7X9X180MM-OLIVECRONA SPAT11X13X180MM-OLIVECRONA SPAT15X18X180MM-OLIVECRONA SPAT19X21X180MM-HEIFETZ SPATULA MALL 8X155MM-HEIFETZ SPATULA MALL 11X155-HEIFETZ SPATULA MALL 14X155-HEIFETZ SPATULA MALL 17X155-HEIFETZ SPATULA MALL 14X200-HEIFETZ SPATULA MALL 17X200-HEIFETZ SPATULA MALL 20X200-DETACH SPATULA5X50X330MM-DOYEN TONGUE SPAT24X30X135-DOYEN TONGUE SPAT-NI SPATULA 4X180MM-NI SPATULA 8X180MM-NI SPATULA 10X180MM-NI SPATULA 14X180MM-NI SPATULA 16X180MM-ELSCHNIG IRIS SPATULA STR AG-TI WECKER IRIS SPATULA STR-WECKER IRIS SPATULA CVD SS-CASTROV CYCLOD SPAT15X10X130-CASTROVIEJO SPATULA 8X1MM 11CM-CASTROVIEJO CYCL SPATUL 10MM-CASTROVIEJO CYCL SPATUL 15MM-ELSCHNIG CYCLODIA SPATULA SS-GIESSEN SPATULA 16CM-KERATOPLASTY ETHMOID SPATULA-SPATULA 1,0X0,25MM 11CM.
RUDOLF MEDICAL GmbH + Co. KG | المانيا | Germany | ME0000011012SFDAA00090 | RUDOLF Medical Flexible endoscopic biopsy forceps, reusable | Flexible endoscopic biopsy forceps, reusable | A flexible, manual, non-electrosurgical instrument intended to obtain tissue specimens during endoscopic procedures (e.g., gastro-urological endoscopy, laparoscopy, bronchoscopy, laryngoscopy) for histopathological examination. It is typically a flexible metal coil with a pair of scissors-like cups with cutting edge rims, which are operated by a control handle at the proximal end of the instrument. It is introduced into the body through an artificial orifice of the body or the working channel of the endoscope. This is a reusable device.
Lawton GmbH & Co. KG | المانيا | Germany | ME0000012221SFDAA00059 | DEPRESSOR | Holding Products | TONGUE DEPRESSOR 14,5 CM-TONGUE DEPRESSOR 14 CM-TONGUE DEPRESSOR 16.5 CM-BUCHWALD TONGUE DEPR. 18 CM-BRUENINGS TONGUE DEPR 14X18X190-BRAUN UTERUS DEPRESSOR 27-CLINIC BUCHWALD TONGUE DEPR. 18 CM-CLINIC BRUENINGS TONGUE DEPR. 19 CM-HARTMANN TONGUE DEPR-HARTMANN TONGUE DEPR-WIEDER TONGUE DEPRES 35MM-WIEDER TONGUE DEPRES 30MM-ANDREW TONGUE DEPRESSOR-MORITZ-SCHMIDT TONG DEPR 19,5-TOBOLD TONGUE DEPRESSOR-DINGMANN TONGUE DEPR FIG. 1-DINGMANN TONGUE DEPR FIG. 2-DINGMANN TONGUE DEPR FIG. 3-DAVIS-BOYLE TONGUE DEPR. F 2-DAVIS-BOYLE TONGUE DEPR. F 3-DAVIS-BOYLE TONGUE DEPR. F 4-DAVIS-BOYLE TONGUE DEPR. F 5-DAVIS-BOYLE TONGUE DEPR. F 1-DAVIS-BOYLE TONGUE DEPR. F 2-DAVIS-BOYLE TONGUE DEPR. F 3-DAVIS-BOYLE TONGUE DEPR. F 4-DAVIS-BOYLE TONGUE DEPR. F 5-KILNER-DOUGHTY T.-DEPR FIG 1-KILNER-DOUGHTY T.-DEPR FIG 2-KILNER-DOUGHTY T.-DEPR.FIG 3-KILNER-DOUGHTY T.-DEPR FIG 4-KILNER-DOUGHTY T.-DEPR FIG 5.
Lawton GmbH & Co. KG | المانيا | Germany | ME0000012221SFDAA00058 | Clips | Holding Products | BIEMER VESSEL CLIP 6MM-BIEMER VESSEL CLIP 9MM-BIEMER VESSEL CLIP 9MM NARROW-JONES TOWEL CLAMP W CLIP 8.5 CM-TOWEL CLAMP W CLIP 11.0CM-MCKENZIE CLIP RACK F 20CLIPS-RANEY CLIP RACK-RANEY SCALP CLIPS NI PL DOZ-MUELLER CLIP STR 4CM 50G-MUELLER CLIP CVD 4CM 50G-MUELLER CLIP CVD 4CM 50G-MUELLER CLIP ANG 4CM 50G-MUELLER CLIP ANG 3,5CM 50G-MUELLER CLIP STR 4CM 80G-MUELLER CLIP CVD 4CM 80G-MUELLER CLIP CVD 4CM 80G-MUELLER CLIP ANG 4CM 80G-MUELLER CLIP ANG 3,5CM 80G-MUELLER CLIP ANG 12CM 250G-MUELLER CLIP ANG 10CM 350G-MUELLER CLIP CVD 11,5CM 350G-MUELLER CLIP CVD 12CM 250G-MUELLER CLIP ANG 12CM 350G-CLINIC MICHEL CLIP FCPS 12CM-CLINIC MICHEL CLIP APPL/REMOV FCPS.
Carl Zeiss Vision GmbH | المانيا | Germany | ME0000020055SFDAA00004 | Visufit 1000 | Centration System | Visufit 1000 is a Software.
RUDOLF MEDICAL GmbH + Co. KG | المانيا | Germany | ME0000011012SFDAA00089 | RUDOLF Medical Haemorrhoid ligator | Haemorrhoid ligator | A hand-held manual surgical instrument designed to deploy a ligature (e.g., a latex rubber band) to internal haemorrhoids for their removal through blood flow occlusion. It is typically made of high-grade stainless steel, and has a long shaft with a profiled clamp or grip at the distal end for holding multiple ligatures. The surgeon mechanically operates the distal clamp or grip with a handle(s) to release and deploy the ligatures as needed. This is a reusable device.
RUDOLF MEDICAL GmbH + Co. KG | المانيا | Germany | ME0000011012SFDAA00091 | RUDOLF Medical Sterilization container filter | Sterilization container filter | A non-sterile device designed to function as a microbial barrier in containers used for steam or solvent sterilization. The filter allows penetration of the sterilization agent as it prevents the passage of microorganisms. It is typically made of a thin, porous, non-woven fabric material or paper. This is a single-use device.
DENTSPLY DeTrey | المانيا | Germany | ME0000001656SFDAA00001 | Palodent 360 circumferential Matrix system | Palodent 360 | Palodent 360
HEBUmedical GmbH | المانيا | Germany | ME0000009975SFDAA00003 | Dressing forceps | Dressing forceps | Dressing forceps
pro med instruments GmbH | المانيا | Germany | ME0000004765SFDAA00150 | DORO COBRA® Quick-Clamp for Radiolucent Quick-Rail® | DORO COBRA® Quick-Clamp for Radiolucent Quick-Rail® | DORO COBRA® Quick-Clamp for Radiolucent Quick-Rail®
HEINE Optotechnik GmbH & Co. KG | المانيا | Germany | ME0000004869SFDAA00181 | HEINE HR/HRP Binocular Loupes | HEINE HR/HRP | HEINE HR/HRP Binocular Loupes
joimax® GmbH | المانيا | Germany | ME0000002741SFDAA00133 | iLESSYS® Pro Guiding Rod Handle | Surgical instrument handle | Surgical instrument handle
joimax® GmbH | المانيا | Germany | ME0000002741SFDAA00128 | NiTi Nerve Hook, superelastic | Nerve retractor | Nerve retractor
joimax® GmbH | المانيا | Germany | ME0000002741SFDAA00122 | Guiding Tube | Reusable Endoscopic dilator | Reusable Endoscopic dilator
joimax® GmbH | المانيا | Germany | ME0000002741SFDAA00138 | Tweezers | Reusable Needle holder | Reusable Needle holder
joimax® GmbH | المانيا | Germany | ME0000002741SFDAA00118 | Biopsy Forceps, Spoon | Rigid endoscopic biopsy forceps, reusable | Rigid endoscopic biopsy forceps reusable
joimax® GmbH | المانيا | Germany | ME0000002741SFDAA00106 | Endo-Kerrison Pistol Handle | Spine punch | Spine punch
joimax® GmbH | المانيا | Germany | ME0000002741SFDAA00134 | Endo-Flexprobe | vessel retractor | vessel retractor
joimax® GmbH | المانيا | Germany | ME0000002741SFDAA00130 | TESSYS® Reamer Handle XT, cannulated | Surgical instrument handle | Surgical instrument handle
joimax® GmbH | المانيا | Germany | ME0000002741SFDAA00139 | Needle Holder Scissor | Reusable Needle holder | Reusable Needle holder
joimax® GmbH | المانيا | Germany | ME0000002741SFDAA00110 | Endo-Kerrison-Shaft | Spine punch | Spine punch
Medigma Biomedical GmbH | المانيا | Germany | ME0000017324SFDAA00018 | TMA Impression Copying open tray | TMA Impression Copying open tray | use with dental implant for temporary restoration of single crowns and bridges in the anterior and posterior region for use up to six months.
Medigma Biomedical GmbH | المانيا | Germany | ME0000017324SFDAA00010 | Slim Close Tray Transfer | Slim Close Tray Transfer | to support single and multiple tooth prosthesis in the mandible or maxilla. The prosthesis can be screw or cement retained to the abutment.
Medigma Biomedical GmbH | المانيا | Germany | ME0000017324SFDAA00014 | Plastic Casting St. Abutment Hex | Plastic Casting St. Abutment Hex | use to support single and multiple tooth prosthesis in the mandible or maxilla
RICHARD WOLF GMBH | المانيا | Germany | ME0000001080SFDAA00235 | FIBER LIGHT CABLE Ø 3.5MM TL 2.3M | FIBER LIGHT CABLE Ø 3.5MM TL 2.3M | CÂBLE LUMIÈRE À FIBRES Ø 3,5MM LT 2,3M
Kettenbach GmbH & Co. KG | المانيا | Germany | ME0000011405SFDAA00024 | APPLYFIX | Manual Dispensing Gun | Manual dispensing guns and syringes for dosing and applying modern impression materials.
Lawton GmbH & Co. KG | المانيا | Germany | ME0000012221SFDAA00063 | GOUGE | Stripping products | WEST GOUGE 16 CM 4 MM-WEST GOUGE 19 CM 6 MM-GOUGE 4X135 MM-GOUGE 6X135 MM-GOUGE 8X135MM-GOUGE 10X135MM-GOUGE 12X135 MM-ALEXANDER GOUGE 4X175 MM-ALEXANDER GOUGE 6X175 MM-ALEXANDER GOUGE 8X175 MM-ALEXANDER GOUGE 10X175 MM-ALEXANDER GOUGE 12X175MM-STILLE GOUGES 10X205MM-STILLE GOUGES 12X205MM-STILLE GOUGES 15X205MM-STILLE GOUGES 20X205MM-STILLE GOUGES 25X205MM-MINI-LEXER GOUGE 4X180 MM-MINI-LEXER GOUGE 6X180 MM-MINI-LEXER GOUGE 8X180 MM-MINI-LEXER GOUGE10X180 MM-MINI-LEXER GOUGE 12X180 MM-LEXER GOUGE 7X220 MM-LEXER GOUGE 10X220 MM-LEXER GOUGE 15X220 MM-LEXER GOUGE 20X220 MM-LEXER GOUGE 25X220 MM-LEXER GOUGE 30X220 MM-LEXER GOUGE 5X220MM-LEXER GOUGE ANG 10X275MM-LEXER GOUGE ANG 15X275MM-ZIELKE GOUGE W FERR CVD 5,5MM-ZIELKE GOUGE W FERR CVD 9,0MM-GOUGE W FERROZ STR 9MM 22CM-LEXER GOUGE 10X285 MM-SPONG GOUGE W FERR STR 5MM 25-SPONG GOUGE W FERR STR 10MM 25-SPONG GOUGE W FERR STR 15MM 25-SPONG GOUGE W FERR CVD 5MM 25-SPONG GOUGE W FERR CVD 10MM 25-SPONG GOUGE W FERR CVD 15MM 25-COBB GOUGE W FERR STR 8MM 27,5-COBB GOUGE FER SL CVD 8MM 27-COBB GOUGE FER ST CVD 8MM 27-PARTSCH GOUGE 3X140 MM-PARTSCH GOUGE 4X140 MM-PARTSCH GOUGE 5X140 MM-KILLIAN-CLAUS GOUGE5X170MM-KILLIAN SEPTUM GOUGE 5X170MM-BALLENGER SEPT GOUGE 4X160MM-BALLENGER SEPT GOUGE 6X160MM-BALLENGER SEPT GOUGE 8X160MM-FREER NASAL GOUGE 15 CM-WALTER GOUGE STR 3X190MM.
Lawton GmbH & Co. KG | المانيا | Germany | ME0000012221SFDAA00065 | raspatory | Stripping products | SEMB RASPATORY 210X14MM-SEMB RASPATORY 22,5 CM 12 MM-SEMB RASPATORY210X16MM-SEMB RASPATORY 205X14MM-SEMB RASPATORY 205X12MM-MATSON RIB RASPATORY 22 CM-ALEXANDER FARABEUF RASP 210X12-ALEXANDER FARAB PED RASP150X10MM-LAMBOTTE RASPATORY 21CM 5MM-LAMBOTTE RASPATORY 21CM 10MM-LAMBOTTE RASPATORY 21CM 15MM-LAMBOTTE RASPATORY 21CM 20MM-LAMBOTTE RASPATORY 21CM 25MM-WILLIGER RASPATORY 4X140MM-WILLIGER RASPATORY 6X160MM-KOENIG RASP 5MM 15.5 CM-TRELAT RASPATORY8X150MM-RASPATORY 6X170MM-RASPATORY 8X170 MM-LEMPERT RASPATORY 2 MM-LEMPERT RASPATORY 3 MM-LEMPERT RASPATORY 4 MM-LEMPERT RASPATORY 5 MM-COTTLE RASPATORY 9MM 19CM-LANDOLT RASPATORY 4,5MM 17,5-RASPATORY CVD3MM 17CM-RASPATORY CVD 6MM 17CM-CASPAR RASPATOR SH 6MM 18CM-CASPAR RASPATOR BL 6MM 18CM-SEDILLOT RASPATORY 15X220MM-LANGENBECK RASP14X180MM-JANSEN RASPATORY 15MM 16,5CM-LANGENBECK RASPAT18X195MM-LANGENBECK RASPAT16X195MM-LANGENB RASPAT 90D 11MM 18CM-LANG RASPATOR CVD16MM19.5-FARABEUF RASP STR12,5X150-FARABEUF RASP CVD12,5X150MM-FARABEUF-COLLIN RASPAT STR-FARABEUF-COLLIN RASPAT CVD-COBB RASPATORY 25MM 28,5CM-RASPAT W FERROZ CVD 6X190MM-RASPAT W FERROZ STR 6MM 19CM-RASPATORY W FERROZ 3X190MM-RASPAT W FERROZ CVD12X195MM-RASPAT W FERROZ STR 13X205MM-RASPAT W FERROZ CVD 13X200MM-RASPAT W FERROZ STR20X205MM-COBB RASP W FERROZ 10X250MM-COBB RASP W FERROZ 13X250MM-COBB RASP W FERROZ 19MM 25CM-COBB RASP W FERROZ 25MM 25CM-RASPARORY W FERROZ 21X275MM-WAGNER RASP W FERROZ 8MM 33-WIENER ANTRUM RASP TROC TIP-COTTLE NASAL RASP 21 CM-AUFRICHT RASP FWD 20,5CM-AUFRICHT RASP BWK 20,5 CM-PUTTI FINE RASP 27 CM-PUTTI FINE RASP 30 CM-FOMON RASP FINE 21,5CM-FOMON RASP COARSE 21,5 CM-TG MALTZ RASP 12T 21CM-TG MILLER RASP 180MM D/E-TG MILLER RASP 180MM D/E-TG MALTZ RASP 14T 21CM-TG MALTZ RASP 16T 21CM-TG MALTZ RASP 20T 21CM-TG MALTZ RASP 24T 21CM-TG MALTZ RASP 30T 21CM-TG MALTZ RASP 36T 21CM-TG MALTZ RASP 44T 21CM-TG MALTZ RASP 52T 21CM-TG MALTZ RASP 62T 21CM-MILLER BONE RASP 18 CM-LEWIS NASAL RASP FINE 20CM-LEWIS NASAL RASP COARSE 20CM-MALTZ NASAL RASP 18CM-RASP W TEETH OF TC FIG. 1+2 -RASP W TEETH OF TC FIG. 3+4 -RASP W TEETH OF TC FIG. 5+6 -RASP W TEETH OF TC FIG. 7+8 -RASP W TEETH OF TC FIG. 9+10 -YASARGIL RASPATORY 18,5CM -YASARGIL RASPATORY 18,5CM-YASARGIL RASPATORY 18,5 CM-MICRO RASPAT BAY ANG UP 23CM-CARTILAGE RASP COARSE 6 MM-PARTSCH RASPAT 4MM 14.5CM-RASPAT RIGHT 4MM 14,5CM-RASPAT LEFT 4MM 14,5CM-WARD RASPAT 4.5MM 16CM-SELDIN RASPAT 9/10MM 19.5-MOLT RASPATORY 5/7MM 18CM-BUECHS RASPAT 10MM 16.5CM-PENNYB RASPAT 6MM 16.5CM-RASPAT W FERROZ CVD 6X190MM-NICOLA RASPAT BAY 21,5CM-LANDOLT RASPAT BAY 3.2MM 26CM-LANDOLT RASPAT BAY 2.2MM 26CM-EICKEN RASPATORY 6X195MM-JANSEN RASPATORY9X195MM-JANSEN RASPATORY 14X195MM-ROSEN RASPATORY 15X1.2 MM-ANTOLI-CANDELA RASP 1,8 MM-ROSEN RASP CVD 1.2MM 16CM-ROSEN RASPATORY 1.5MM ANG 16CM-SHAMBAUGH DERLACKI RASP 3MM-SHAMBAUGH DERLACKI RASP 2MM-LEMPERT RASP 16CM 3MM STRAIGHT-SUCT RASPATORY 4MM 21.5CM-SUCT RASPAT BAY 4MM 20CM-TG AUFRICHT GLAB RASP 20.5-GALLAHER NASAL RASP 6,5X160-JOSEPH RASP FINE 8MM 17-JOSEPH RASP COARSE 8MM 17-MALTZ RASP DRAW 7.5MM 18-MALTZ RASP PUSH 9.5MM 18-AUFRICHT RASP DRAW/PUSH 8-FOMON RASP CUT 6/8MM 21 - FOMON FILE CUT 6/8MM 21 - BONE FILE 24 CM 13 MM -BONE FILE 28,5CM 20 MM WIDE -BONE FILE 20X220MM -MILLER BONE FILE 18 CM D/E -MILLER BONE FILE 18CM D/E.
RICHARD WOLF GMBH | المانيا | Germany | ME0000001080SFDAA00239 | LOGIC HD CAMERA HEAD CABLE 3M | LOGIC HD CAMERA HEAD CABLE 3M | Endoscope video camera
Lawton GmbH & Co. KG | المانيا | Germany | ME0000012221SFDAA00064 | OSTEOTOME | Stripping products | HOKE OSTEOTOME STR 2MM 14CM-HOKE OSTEOTOME STR 3MM 14CM-HOKE OSTEOTOME STR 4X140MM-HOKE OSTEOTOME STR 5X140MM-HOKE OSTEOTOME CVD 2X140MM-HOKE OSTEOTOME CVD 3X140MM-HOKE OSTEOTOME CVD 4X140MM-HOKE OSTEOTOME CVD 5X140MM-LAMBOTTE OSTEOTOME 2X125 MM-LAMBOTTE OSTEOTOME 3X125 MM-LAMBOTTE OSTEOTOME 4X125 MM-LAMBOTTE OSTEOTOME 6X125 MM-LAMBOTTE OSTEOTOME 8X125 MM-LAMBOTTE OSTEOTOME 10X125 MM-LAMBOTTE OSTEOTOME 12X125 MM-LAMBOTTE OSTEOTOME 15X125 MM-LAMBOTTE OSTEOT STR 6X240 MM-LAMBOTTE OSTEOT STR 13X240MM-LAMBOTTE OSTEOT STR 20X240MM-LAMBOTTE OSTEOT STR 25X240MM-LAMBOTTE OSTEOT STR 30X240MM-LAMBOTTE OSTEOT STR 38X240MM-LAMBOTTE OSTEOT CVD 6X240 MM-LAMBOTTE OSTEOT CVD 13X240MM-LAMBOTTE OSTEOT CVD 20X240MM-LAMBOTTE OSTEOT CVD 25X240MM-LAMBOTTE OSTEOT CVD 30X240MM-LAMBOTTE OSTEOT CVD 38X240MM-MINI-LAMBOTTE OSTEOT 2X170MM-MINI-LAMBOTTE OSTEOT 3X170MM-MINI-LAMBOTTE OSTEOT 4MM 17-MINI-LAMBOTTE OSTEOT 6MM 17-MINI-LAMBOTTE OSTEOT 8MM 17-MINI-LAMBOTTE OSTEOT 10MM 17-MINI-LAMBOTTE OSTEOT 12MM 17-MINI-LAMBOTTE OSTEOT 15MM 17-LAMBOTTE OSTEOT STR 4MM 24CM-LAMBOTTE OSTEOT STR 8MM 24CM-LAMBOTTE OSTEOT STR 10MM 24CM-LAMBOTTE OSTEOT STR 15MM 24CM-LAMBOTTE OSTEOT STR 18MM 24CM-LAMBOTTE OSTEOT STR44MM 24CM-LAMBOTTE OSTEOT STR50MM 24CM-LAMBOTTE OSTEOT CVD 4MM 24CM-LAMBOTTE OSTEOT CVD 8MM 24CM-LAMBOTTE OSTEOT CVD10MM 24CM-LAMBOTTE OSTEOT CVD15MM 24CM-LAMBOTTE OSTEOT CVD18MM 24CM-LAMBOTTE OSTEOT CVD 44MM 24CM-LAMBOTTE OSTEOT CVD50MM 24CM-OSTEOTOME 4X135 MM-OSTEOTOME 6X135 MM-OSTEOTOME 8X135 MM-OSTEOTOME 10X135 MM-OSTEOTOME 12X135 MM-ALEXANDER OSTEOTOME 4X175 MM-ALEXANDER OSTEOTOME 6X175MM-ALEXANDER OSTEOTOME 8X175 MM-ALEXANDER OSTEOTOME 10X175MM-ALEXANDER OSTEOTOME 12X175MM-STILLE OSTEOTOME 8X205MM-STILLE OSTEOTOME 10X205MM-STILLE OSTEOTOME 12X205MM-STILLE OSTEOTOME 15X205MM-STILLE OSTEOTOME 20X205MM-STILLE OSTEOTOME 25X205MM-STILLE OSTEOT DEL 10MM 20,5-STILLE OSTEOT DEL 12MM 20,5-STILLE OSTEOT DEL 15MM 20,5-STILLE OSTEOT DEL 20MM 20,5- STILLE OSTEOT DEL 25MM 20,5-OSTEOTOME BLADE 5MM-OSTEOTOME BLADE 10MM-OSTEOTOME BLADE 16MM-OSTEOTOME BLADE 25MM-MINI-LEXER OSTEOTOME 4X180MM-MINI-LEXER OSTEOTOME 6X180MM-MINI-LEXER OSTEOTOME 8X180MM-MINI-LEXER OSTEOTOME10X180MM-MINI-LEXER OSTEOTOME12X180MM-LEXER OSTEOTOME 7MM 22CM-LEXER OSTEOTOME 15MM 22CM-LEXER OSTEOTOME 20MM 22CM-LEXER OSTEOT 5X220 MM-LEXER OSTEOTOME ANG 10X275MM-LEXER OSTEOTOME ANG15X275MM-COTTLE OSTEOTOME 18CM 4MM-COTTLE OSTEOTOME 18CM 6MM-COTTLE OSTEOTOME 18CM 8MM-COTTLE OSTEOTOME 18CM 10MM-COTTLE OSTEOTOME 18CM 12MM-COTTLE OSTEOTOME 18CM 7MM-COTTLE OSTEOTOME 18CM 9MM-COTTLE OSTEOTOM GRAD 8X180-STILLE OSTEOTOM CVD10X205MM-STILLE OSTEOTOM CVD12X205MM-STILLE OSTEOTOM CVD15X205MM-STILLE OSTEOTOM CVD20X205MM-STILLE OSTEOTOM CVD25X205MM-SMITH PET OSTEO6X205MMSTR-SMITH PET OSTEO10X200MM STR-SMITH PET OSTEO 13X200MM STR-SMITH PET OSTEO 16X200MM STR-SMITH-PET OSTEO 19X200MM STR-SMITH PET OSTEO 25X200MM STR-SMITH PET OSTEO6X205MM CVD-SMITH PET OSTEO10X205MM CVD-SMITH PET OSTEO 13X205MM CVD-SMITH PET OSTEO 16X205MM CVD-SMITH PET OSTEO 19X205MM CVD-SMITH PET OSTEO 25X205MM CVD-HIBBS OSTEOTOM STR 6X245-HIBBS OSTEOTOM STR 13X245-HIBBS OSTEOTOM STR 19X245-HIBBS OSTEOTOM STR 25X245-HIBBS OSTEOTOM STR 10X245-HIBBS OSTEOTOM STR 16X245-HIBBS OSTEOTOM STR 22X245-COTTLE OSTEOTOMO 18,5CM 16MM-COTTLE OSTEOTOME 185MM 6MM-COTTLE OSTEOTOME 185MM 7MM-COTTLE OSTEOTOME 185MM 9MM-COTTLE OSTEOTOME 185MM 6MM-COTTLE OSTEOTOME 16X185MM-RUBIN OSTEOTOME 185MM 10MM-SHEEHAN OSTEOTOME 16CM 3MM-SHEEHAN OSTEOTOME 16CM 1MM-SHEEHAN OSTEOTOME 16CM 2MM-SHEEHAN OSTEOTOME 16CM 4MM-SHEEHAN OSTEOTOME 16CM 5MM-SHEEHAN OSTEOTOME 16CM 6MM-RUBIN OSTEOTOME 185MM 12MM-RUBIN OSTEOTOME 185MM 14MM-RUBIN OSTEOTOME 185MM 16MM-WALTER OSTEOTOME 2X190MM-WALTER OSTEOTOME 3X190MM-WALTER OSTEOTOME 4X190MM-SHEEHAN OSTEOTOME 16CM 7MM-CINELLI OSTEOTOME 16CM 14MM-CINELLI OSTEOTOME 16CM 10MM-CINELLI OSTEOTOME 16CM 12MM-CINELLI OSTEOTOME 16CM 16MM-COTTLE OSTEOTOME 185MM 5MM-COTTLE OSTEOTOME 185MM 10MM-COTTLE OSTEOTOME 185MM 12MM-COTTLE OSTEOTOME 185MM 14MM-COTTLE OSTEOTOME 185MM 16MM-FOMON OSTEOTOME 15CM 4MM-FOMON OSTEOTOME 5X150MM-MASING OSTEOTOM RIGHT CVD-MASING OSTEOTOM STR 6X175-MASING OSTEOTOME,CURVED LEFT-NEIVERT OSTEOT STR 7X205MM-NEIVERT OSTEOT CVD L 7X205-NEIVERT OSTEOT CVD R 7X205-OBWEGESER OSTEOT 4X185MM-OBWEGESER OSTEOT 6X185MM-OBWEGESER OSTEOT 8X185MM.
E. HAHNENKRATT GmbH | المانيا | Germany | ME0000011818SFDAA00004 | Hahnenkratt Matrixes | Dental Hand Instruments | Hahnenkratt Matrixes
RICHARD WOLF GMBH | المانيا | Germany | ME0000001080SFDAA00240 | ADJUSTABLE MAGNIFIER | ADJUSTABLE MAGNIFIER | Rigid oesophagoscope
Lawton GmbH & Co. KG | المانيا | Germany | ME0000012221SFDAA00067 | HANDLE | Holding Products | SCALPEL HANDLE 3L 21CM-SCALPEL HNDL #3L ANG-SCALPEL HNDL#3-SCALPEL HNDL #7 160MM-SCALPEL HNDL #7L 220MM-SCALPEL HNDL #3 125MM-SCALPEL HNDL #4 135MM-SCALPEL HNDL #4L 210MM-SCALPEL HNDL#3 12,5CM-SCALPEL HNDL14.5CM-BARRON SCALP HNDL13CM-SCALP HNDL 22.5CM-SCALPEL HNDL #4 225MM-SCALPEL HNDL BAY 21CM-BILL TRACTION HANDLE-CLINIC SCALPEL HANDLE NO 3-CLINIC SCALPEL HANDLE NO 3L-CLINIC SCALPEL HANDLE NO 4-CLINIC SCALPEL HANDLE NO 4L-HANDLE F 49-0450 - 49-0486-HANDLE FOR ENDOLARYNG MICRO INST-HANDLE F 52-0940 - 52-0988.
Lawton GmbH & Co. KG | المانيا | Germany | ME0000012221SFDAA00062 | CHISEL | Stripping products | LEBSCHE STERNUM CHISEL 25,5CM-WEST CHISEL 16 CM 4 MM-WEST CHISEL 19 CM 6 MM-FREER SEPTUM CHISEL STR 17CM-FREER SEPTUM CHISEL CVD 17CM-COTTLE CHISEL CVD 18CM 6MM-CHISEL 4X135 MM-CHISEL 6X135 MM-CHISEL 8X135MM-CHISEL 10X135 MM-CHISEL 12X135 MM-ALEXANDER CHISEL 4X175 MM-ALEXANDER CHISEL 6X175 MM-ALEXANDER CHISEL 8X175 MM-ALEXANDER CHISEL 10X175 MM-ALEXANDER CHISEL 12X175 MM-STILLE CHISEL 10X205MM-STILLE CHISEL 12X205MM-STILLE CHISEL 15X205MM-STILLE CHISEL 20X205MM-STILLE CHISEL 25X205MM-CHISEL BLADE 5MM-CHISEL BLADE 10MM-CHISEL BLADE 16MM-CHISEL BLADE 25MM-HANDLE WITH KEY 185MM-LEXER CHISEL 10X220 MM-LEXER CHISEL 25X220 MM-LEXER CHISEL 30X220 MM-CHISEL W FERROZELL STR 10MM 20CM-CHISEL W FERROZELL STR 15MM 20CM-CHISEL W FERROZELL STR 20MM 20CM-CHISEL W FERROZELL CVD 10MM 20CM-CHISEL W FERROZELL CVD 15MM 20CM-CHISEL W FERROZELL CVD 20MM 20CM-CHISEL W FERR CVD 16MM 26,5CM-CHISEL W FERR STR 20MM 24,5CM-PAPAV CHISEL 4MM 22CM-PARTSCH CHISEL 3X140 MM-PARTSCH CHISEL 4X140 MM-PARTSCH CHISEL 5X140 MM-AUSTIN CHISEL 1 MM WIDE-COTTLE CHISEL STR 18CM 4MM-COTTLE CHISEL STR 18CM 6MM-COTTLE CHISEL STR 18CM 8MM-COTTLE CHISEL STR 18CM10MM-COTTLE CHISEL STR 18CM 7MM-COTTLE CHISEL STR 18CM 9MM-COTTLE CHISEL 18CM 3MM-COTTLE CHISEL STR 18CM 12MM-COTTLE CHISEL 185MM 6MM-COTTLE CHISEL 185MM 7MM-COTTLE CHISEL 185MM 9MM-WALTER CHISEL 19CM 5MM-TAMPER 2X160 MM-TAMPER 3X160 MM-TAMPER F BONE GRAFTS 4 MM-TAMPER 5X160MM-TAMPER 6X160MM-TAMPER 8X160 MM-TAMPER 10X160MM-TAMPER W FERROZELL 3X200MM-TAMPER W FERROZELL5X200MM-TAMPER W FERROZELL 8MM 20CM-TAMPER W FERROZELL 12MM 20CM-TAMPER W FERROZELL 14MM 20CM-TAMPER W FERROZELL 16MM 20CM.
HASOMED GmbH | المانيا | Germany | ME0000021763SFDAA00001 | RehaCom Keyboard | RehaCom | RehaCom is a comprehensive and sophisticated system of software for computer-assisted cognitive rehabilitation. This practical tool assists the therapist in the rehabilitation of cognitive disorders that affect specific aspects of attention, concentration, memory, perception, activities of daily living and much more.
Streifeneder ortho.production GmbH | المانيا | Germany | ME0000008633SFDAA00156 | AK-ControlSil | Liners and Knee Sleeves | ideal for prosthetic care of above-knee amputations and for care of voluminous below-knee amputations
Lawton GmbH & Co. KG | المانيا | Germany | ME0000012221SFDAA00069 | FORCEPS | Cutting Products | MARKWALDER BONE FCPS 19 CM,LISTON KEY HORSLEY RIBSHEARS,SEMB RIB SHEARS 23,5CM,LISTON BONE CUT FCPS STR 14,LISTON BONE CUT FCPS STR 17,LISTON BONE CUT FCPS STR 19,5 ,LISTON BONE CUT FCPS STR 22,LISTON BONE CUT FCPS ANG 14,LISTON BONE CUT FCPS ANG 17,LISTON BONE CUT FCPS ANG 19,5 ,LISTON BONE CUT FCPS ANG 22,LITTAUER LISTON FCPS 15,5 CM,CLEVEL BONE CUT FCPS CVD 15CM,CLEVEL BONE CUT FCPS CVD 17CM,KAZANJIAN NAS FCP LIGHT MODE,WALTON LISTON FCPS STR 14,5 CM,WALTON LISTON FCPS ANG 14,5CM,MCINDOE BONE CUT FCPS 17,5CM,RUSKIN LISTON FCPS STR 18,5CM,RUSKIN LISTON FCPS ANG 18,5 CM,RUSKIN BONE SPL FCPS STR 18, ,RUSKIN BONE SPL FCPS ANGL 18,LISTON BONE CUT FCPS STR 27,LISTON BONE CUT FCPS CVD 27,DC WIRE CUTTING FCPS 23,5 CM,DC RA WIRE CUTTING FCPS 18,5 CM,DC WIRE CUTTER 17.5CM,DC WIRE CUTTER 22CM,DC WIRE CUTTER 12.5CM, DC FRONT/LATERAL CUTTER 18CM, CUTTER 48CM, CUTTER 54CM, TAKAHASHI FCPS STR 3X10MM,TAKAHASHI FCPS 45 UP 3X10MM,FORCEPS W/O CATCH 3.5MM 1X2T,GRASP FCPS W/O CATCH 3.5MM,GRASP FCPS W RATCHET 3.5MM,GRASP FCPS W RATCH 3.5MM 1X2,MINI GRASP FCPS 1X2 T 120 MM,MENIS GRASP FORCEPS 1X2T STR,FCPS W SUCTION STR 2.5MM,FCPS W SUCTION STR 3.6MM,FCPS W SUCTION STR 4.8MM,FCPS W SUCTION CVD 4.8MM,FCPS W SUCTION CVD 3.6MM,FCPS W SUCTION CVD 2.5MM,FCPS W SUCTION STR 2.5X5MM,FCPS W SUCTION 45 UP 2.5X5MM,FCPS W SUCTION STR 3.6X8MM,FCPS W SUCTION 45 UP 3.6X8MM,FCPS W SUCTION 90 UP 3.6X8MM,FCPS W SUCTION STR 4.8X12MM,FCPS W SUCTION 45UP 4.8X12MM,PUNCH FCPS 90 UP VERT 1.5MM80,PUNCH FCPS 90 UP HORIZ 1.5MM80,ANTR PUNCH FCPS UP 1.5X6.5MM,ANTR PUNCH FCPS RIGHT1.5X6.5,ANTR PUNCH FCPS LEFT 1.5X6.5,ANTR PUNCH FCPS UP 2.5X6.5MM,ANTR PUNCH FCPS RIGHT2.5X6.5,ANTR PUNCH FCPS LEFT 2.5X6.5,ANTR PUNCH FCPS ROTA 110X1,5MM,ANTR PUNCH FCPS ROTA 120X2,5MM,STRUYCKEN FCPS 1.5MM 110MM,HARTMANN NASAL CUTTING FCPS 11MM,HARTMANN FORCEPS 5MM 120,HARTMANN FORCEPS 7MM 120,SCHMEDEN FORCEPS 5MM 120,SCHMEDEN FORCEPS 7MM 120,SCHMEDEN FORCEPS 9MM 120MM,CUTTING FCPS STR 2.5MM,CUTTING FCPS 45 UP 2.5MM,CUTTING FCPS STR 3.6MM,CUTTING FCPS 45 UP 3.6MM,CUTTING FCPS STR 4.8MM,CUTTING FCPS 45 UP 4.8MM,BLAKESLEY FCPS 90 UP 3.6X8MM,BLAKESLEY FCPS 90 UP 3.0MM,BLAKESLEY FCPS 90 UP 4.2MM,BLAKESLEY FCPS 90 UP 4.8MM,BLAKESLEY FCPS 90 UP 2.5MM,BLAKESLEY FCPS 45 UP 2,5MM,BLAKESLEY FCPS 45 UP 4.8MM,BLAKESLEY FCPS STR 3,0MM,BLAKESLEY FCPS STR 4.2MM,BLAKESLEY FCPS 45 UP 3.0MM,BLAKESLEY FCPS 45 UP 4.2MM,BLAKESLEY FCPS STR 3.6MM,WATSON-WILLIAMS FCPS 4MM STR,WATSON-WILLIAMS FCPS 4MM ANG,WATSON-WILLIAMS FCPS SMALL,WATSON-WILLIAMS FCPS LARGE,FERRIS-SMITH SEPT FRAGM FCPS,BRUENINGS SEPT FCPS FIG 1,BRUENINGS SEPT FCPS FIG 2,BRUENINGS SEPT FCPS FIG 3,BRUENINGS SEPT FCPS FIG 4,LUC SEPTUM FCPS FIG 1,LUC SEPTUM FCPS FIG 2,LUC SEPTUM FORCEPS FIG 1,LUC SEPTUM FORCEPS FIG 2,HEYMANN CUTTING FCPS 18,5 ,CRAIG VOMER-SPET FCPS,KNIGHT SEPT CUTT FCPS SH18,5 ,JANSEN SEPT FCPS 19,5 ,JANSEN-MIDDLE FCP THRUCUT ,BLAKESLEY FCPS STR 2,5MM,BLAKESLEY FCPS 45 UP 3.6MM,BLAKESLEY FCPS STR 4.8MM,BLAKESLEY FCPS STR 5.6MM.
Streifeneder ortho.production GmbH | المانيا | Germany | ME0000008633SFDAA00155 | Control4Sil.basic | Liners and Knee Sleeves | Above-Knee Sealing Lip Liner made of silicone, cylindrical shape
Lawton GmbH & Co. KG | المانيا | Germany | ME0000012221SFDAA00068 | KNIFE | Cutting Products | TOENNIS DURA KNIFE 125 MM-TOENNIS DURA KNIFE 20,5 CM-HALLE DURA KNIFE 21 CM-ULRICH FISTULA KNIFE 22,5 CM-JOSEPH KNIFE STR NARROW SH-LISTON AMPUTATING KNIFE 13CM-LISTON AMPUTATING KNIFE 19CM-CATLIN AMPUTATING KNIFE 16CM-LISTON AMPUTATING KNIFE 21,5-LANGENBECK KNIFE 55MM FIG1-LANGENBECK FLAP KNIFE 12 CM-PERIOSTEUM KNIFE BLADE 6,5CM-PHALANGEAL KNIFE 105X230MM-AUTOPSY KNIFE 11,5 CM-VIRCHOW KNIFE 16 CM-VIRCHOW KNIFE 20 CM-VIRCHOW KNIFE 24 CM-REDON NDL KNIFE-EDGE 2,5X160-REDON NDL KNIFE-EDGE 3,5X160-REDON NDL KNIFE-EDGE 4,0X160-REDON NDL KNIFE-EDGE 4,5X160-REDON NDL KNIFE-EDGE 5,5X160-REDON NDL KNIFE-EDGE 6,0X160-REDON NDL KNIFE-EDGE 4,0X195-REDON NDL KNIFE-EDGE 4,5X195-REDON NDL KNIFE-EDGE 5,5X195-REDON NDL KNIFE-EDGE 6,0X195-REDON NDL KNIFE-EDGE 2,5X195-REDON NDL KNIFE-EDGE 3,5X195-HOPKINS PLASTER KNIFE 20 CM-ESMARCH PLASTER KNIFE 18 CM-JACOBSON VESSEL KNIFE 18,5-KOOS VESSEL KNIFE 18,5 CM-KOOS VESSEL KNIFE 18,5 CM-KOOS VESSEL KNIFE 18,5 CM-KRAUS VESSEL KNIFE 18,5 CM-YASARGIL ARACHNOID KNIFE-KOOS VES KNIFE BAY LE 18,5CM-YASARGIL KNIFE BAY LE 18,5CM-HOOK KNIFE 3 MM SHAFT 110 MM-RETROGRAD KNIFE 5MM SHAFT110-CANFIELD TONS KNIFE 21,5CM-ABRAHAM TONS KNIFE 22 CM-FISCHER TONS KNIFE 23 CM-CARPENTER TONS KNIFE/DISS-BRUENINGS TONSIL KNIFE 23CM-KNIFE 24,5CM STR CUTTING-KNIFE, SICKLE SHAPED, CRD 24,5CM-KNIFE, ANGLED 45°, ROUND 24,5CM-KNIFE, STRAIGHT, OVAL 24,5CM-KNIFE, GOLFSTICK SHAPED 24,5CM-KNIFE, VERTICAL CUTTING, ROUND 24,5CM-SAMII KNIFE 23CM 1.5MM-SAMII KNIFE 23CM 3.0MM-SAMII KNIFE 23CM 4.5MM-SAMII KNIFE 23CM 6.0MM-DIAMOND KNIFE LANCET 20.5CM-DIAMOND KNIFE WEDGE 20.5CM-DIAMOND KNIFE RETRO 20.5CM-DIAMOND KNIFE ROUND 20.5CM-DIAMOND KNIFE 7-STEPS 45° 1MM-PAUFIQUE KERATOPL KNIFE ANG-DARDENNE SATO KNIFE 12,5 CM-SICHEL IRIS KNIFE13CM-HAAB IRIS KNIFE120MM-POLITZER EAR KNIFE 16 CM-SEXTON EAR KNIFE 19CM BAYONE-SEXTON EAR KNIFE 19CM ANGLED-LUCAE EAR KNIFE 19 CM BAY-POLITZER EAR KNIFE 17CM ANGL-MUCK PERIOSTEAL KNIFE 13,5CM-DISCISION KNIFE STR 16CM-BEALES TENDON KNIFE 16CM-PLESTER FLAP KNIFE 3,5 MM-AUSTIN SICKLE KNIFE 3X1 MM-HOUSE TYMP KNIFE 4X1 MM-PLESTERSTAPES KNIFE-GUILFORD-WRIGHT FLAP KNIFE 2MM, 16-TABB KNIFE F MUCOSA 16CM CVD-STAPEDIUS TENDON KNIFE 3X1MM CVD-ROSEN KNIFE/CURETTE 1 MM-ROSEN KNIFE/CURETTE 1,6MM-ROSEN INCISION KNIFE-HARRISON TYMPANUM KNIFE-HARRISON TYMPANUM KNIFE-SCHUKNECHT ROLLER KNIFE 3MM-HOUSE LANCET KNIFE 2X1 MM-SCHUKNECHT ROLLER KNIFE 3MM-ROUND CUTTING KNIFE 90DEG ANG, 16-ROSEN ROUND CUTT KNIFE 1.4MM 45D-ROSEN ROUND CUTT KNIFE 2.0MM 45D-ROSEN ROUND CUTT KNIFE 2.3MM 45D-ROSEN ROUND CUTT KNIFE 2.6MM 45D-ROSEN ROUND CUTT KNIFE 2.8MM 45D-ROSEN ROUND CUTT KNIFE 3.0MM 45D-ROSEN ROUND CUTT KNIFE 1.0MM 90D-ROSEN ROUND CUTT KNIFE 1.5MM 90D-ROSEN ROUND CUTT KNIFE 2.0MM 90D-ROSEN ROUND CUTT KNIFE 2.3MM 90D-ROSEN ROUND CUTT KNIFE 2.5MM 90D-SCHUKNECHT SICKLE KNIFE 14.5CM-SICKLE KNIFE POINTED 19CM-SICKLE KNIFE ROUNDED 19CM-DRAF SICKLE KNIFE STR 19CM-DRAF INCISION KNIFE STR 19CM-DRAF ROUND KNIFE 2.0MM STR19-DRAF SICKLE KNIFE BAY 19CM-BRUENINGS KNIFE-JOSEPH KNIFE CVD NARROW SH-JOSEPH BUTTON END KNIFE STR-CONVERSE KNIFE CVD 16 CM-COTTLE KNIFE 15CM-FREER SEPTUM KNIFE 18 CM-FREER MUCOSA KNIFE 15 CM-BALLENGER SWIV KNIFE BAY 3MM-BALLENGER SWIV KNIFE BAY 4MM-BALLENGER SWIV KNIFE BAY 5MM-BALLENGER SWIV KNIFE STR 3MM-BALLENGER SWIV KNIFE STR 4MM-BALLENGER SWIV KNIFE STR 5MM-MASING SLIT KNIFE CVD 14.0CM-MASING SLIT KNIFE CVD 13.5CM.
Streifeneder ortho.production GmbH | المانيا | Germany | ME0000008633SFDAA00157 | Comfort Sil | Liners and Knee Sleeves | Silicone Liner made of 3 and 6 mm especially soft silicone
Streifeneder ortho.production GmbH | المانيا | Germany | ME0000008633SFDAA00154 | Contex Gel -Sleeves | Liners and Knee Sleeves | ContexGel-Knee Sleeves are suitable for below-knee
RICHARD WOLF GMBH | المانيا | Germany | ME0000001080SFDAA00244 | NASAL FORCEPS | NASAL FORCEPS | Surgical soft-tissue manipulation forceps, scissors-like, reusable.
RICHARD WOLF GMBH | المانيا | Germany | ME0000001080SFDAA00248 | SECRETION TRAP ID 3MM TL 104MM | SECRETION TRAP ID 3MM TL 104MM | Surgical suction system collection container, reusable.
HASOMED GmbH | المانيا | Germany | ME0000021763SFDAA00002 | Rehalngest | Rehalngest | RehaIngest is HASOMED's dysphagia solution for pharyngeal swallowing behavior evaluation, monitoring and rehabilitation. Designed for speech-language pathologists, rehabilitation physicians, neurologists and ear, nose and throat physicians, the new user-friendly, non-invasive system sets benchmarks for dysphagia prevention and monitoring. The system monitors the long-term swallowing behavior up to 8 hours.
KARL STORZ SE & Co. KG | المانيا | Germany | ME0000003576SFDAA00867 | AIDA | KARL STORZ AIDA | AIDA Documentation system,
Lawton GmbH & Co. KG | المانيا | Germany | ME0000012221SFDAA00073 | BLADE | Holding Products | VALVE FOR BLADDER 50X54MM-BLADE F 21-0570 60X82 MM -BLADE F 21-0570 83X82 MM -ROCHARD BLADE 29CM 95MM WIDE -ROCHARD BLADE29CM105 MM WIDE -ROCHARD BLADE29CM120 MM WIDE -ROCHARD BLADE29CM135 MM WIDE -ROCHARD BLADE29CM155 MM WIDE -MCIVOR BLADE ONLY FIG 1 -MCIVOR BLADE ONLY FIG 2 -MCIVOR BLADE ONLY FIG 3 -RING BLADE LEFT FIG. 2 -RING BLADE LEFT FIG. 3 - RING BLADE LEFT FIG. 4 -RING BLADE LEFT FIG. 5 -RING BLADE RIGHT FIG. 2 -RING BLADE RIGHT FIG. 3 -RING BLADE RIGHT FIG. 4 -RING BLADE RIGHT FIG. 5- CASTROV BLADE HLD 135X8 MM-TROUTM BLADE HLD STR 90X5 MM-SHORT BITE BLADE F 53-0975-LONG BITE BLADE F 53-0975.
Lawton GmbH & Co. KG | المانيا | Germany | ME0000012221SFDAA00071 | SAW | Cutting Products | SATTERLEE SAW 29CM-SPARE SAW BLADE 20 CM-CHARRIERE SAW 35 CM-SAW BLADE 215 MM 12 MM WIDTH-SAW BLADE 215 MM 18 MM WIDTH-RUST AMP SAW 39 CM-SAW BLADE 6MM FOR 470330-SAW BLADE 8MM FOR 470330-SAW BLADE 15MM FOR 470330-SAW BLADE 18MM FOR 470330-ENGEL PLASTER SAW 15CM-OSCILLATING PLASTER SAW 220V-OSCILLATING PLASTER SAW 110V-OSCILLATING PLASTER SAW 220V-SAW BLADE 50MM F 42-0350/51-SAW BLADE 65MM F 42-0350/51-SAW BLADE F HARD BANDAGE 50MM-SAW BLADE F HARD BANDAGE 65MM-GIGLI SAW HANDLE IN PAIRS-OLIVECRONA WIRE-SAW 25CM-OLIVECRONA WIRE-SAW 30CM-OLIVECRONA WIRE-SAW 40CM-OLIVECRONA WIRE-SAW 50CM-OLIVECRONA WIRE-SAW 70CM-OLIVECRONE WIRE - SAW 60CM-FINGER RING SAW WITH SAW BLADE-SPARE SAW BLADE 30 MM-T-HANDLE WITH BALL SNAP CLOSURE-OSCILLATING AUTOPSY SAW 110-120V-OSCILLATING AUTOPSY SAW 220-240V-OSCILLATING PLASTER SAW 110-120V-OSCILLATING PLASTER SAW 220-240V-SEGMENT SAW BLADE 65MM FOR-SEGM.SAW BLADE 65MM SP HARDENED-DEEP SAW BLADE 70MM FOR-DEEP SAW BLADE 70MM FOR SP. HARD.-OSC PLASTER SAW WITH SUCTION 220V-JOSEPH NASAL SAW RIGHT BAY-JOSEPH NASAL SAW LEFT BAY-JOSEPH STR SAW W/O STOP190MM-JOSEPH SAW CVD LEFT 165MM-JOSEPH SAW CVD RIGHT 165MM.
Lawton GmbH & Co. KG | المانيا | Germany | ME0000012221SFDAA00072 | APPROX | Holding Products | BIEMER-MUELLER APPROX STR9MM-BIEMER-MUELLER APPROX CVD 9MM-BIEMER-MUELLER APPROX STR4,5MM-BIEMER-MUELLER APPROX STR9MM-BIEMER-MUELLER APPROX CVD 9 MM-MUELLER APPROXIMATOR 1 MM-MUELLER APPROXIMATOR 2 MM-MUELLER APPROXIMATOR 3 MM-MUELLER APPROXIMATOR 4 MM-APPROXIMATOR WITH KEY-APPROXIMATOR W/KEY.
RICHARD WOLF GMBH | المانيا | Germany | ME0000001080SFDAA00247 | REPLACEMENT CYLINDER OD 16.4MM TL 90MM | REPLACEMENT CYLINDER OD 16.4MM TL 90MM | ENT powder applicator.
RICHARD WOLF GMBH | المانيا | Germany | ME0000001080SFDAA00242 | PUNCH WL 89MM W 5MM | PUNCH WL 89MM W 5MM | ENT punch
RICHARD WOLF GMBH | المانيا | Germany | ME0000001080SFDAA00249 | ADAPTER 56MM | ADAPTER 56MM | Endoscope assembly adaptor.
RICHARD WOLF GMBH | المانيا | Germany | ME0000001080SFDAA00245 | NASAL SCISSORS | NASAL SCISSORS | Nasal scissors.
Lohmann & Rauscher International GmbH & Co.KG | المانيا | Germany | ME0000004591SFDAA00016 | Velpeau® Manu Control Classic | Velpeau® Manu Control Classic | Velpeau® Manu Control Classic is an orthosis for the wrist. The combination of two integrated lateral stays, one removable palmar stay and three stabilising straps immobilise the wrist. The stays can be adjusted individually by a specialist if necessary. The orthosis can be worn on the right or left wrist.
Lohmann & Rauscher International GmbH & Co.KG | المانيا | Germany | ME0000004591SFDAA00022 | Velpeau® Vertélibre® COMFORT | Velpeau® Vertélibre® COMFORT | In back-lumbar position, stabilization of the intervertebral joints and in lumbar-sacral position, stabilization of the sacro-iliac joints.
Lohmann & Rauscher International GmbH & Co.KG | المانيا | Germany | ME0000004591SFDAA00029 | Velpeau® Ligaction® City | Velpeau® Ligaction® City | Velpeau® Ligaction City is an adjustable knee support for functional stabilization of the knee joint including patella. It is for use (and care) during 6 months (non-permanent use) and only delivered by a health professional. Velpeau® Ligaction® City is available in 4 sizes.
Lohmann & Rauscher International GmbH & Co.KG | المانيا | Germany | ME0000004591SFDAA00027 | Velpeau® Laxitéral COMFORT | Velpeau® Laxitéral COMFORT | "• Retro-malleolar and Achilles silicone with specific internal surface, facilitating a better reabsorbing of the oedema • Elasticity all direction (high extensibility for easy threading) • Patented double-sided structure to facilitate humidity transfer • Closed heel"
Lohmann & Rauscher International GmbH & Co.KG | المانيا | Germany | ME0000004591SFDAA00015 | Velpeau® Epi | Velpeau® Epi | Velpeau® Epi is a knitted pullover active support for the elbow
Carl Zeiss Vision GmbH | المانيا | Germany | ME0000020055SFDAA00005 | VISUSCREEN 100 | Vision Testing Device | Vision Testing Device
Lohmann & Rauscher International GmbH & Co.KG | المانيا | Germany | ME0000004591SFDAA00024 | Velpeau® Laxitéral® COMFORT | Velpeau® Laxitéral® COMFORT | "Widthwise elastic and heightwise expandable orthosis. Removable steadying strips limiting patellar rise by the quadriceps, and improving congruency. Anatomically shaped knitted fabric. Highly elastic. Patented double-sided structure to facilitate moisture transfer. Flexible lateral stays. Silicone patellar guide with indentation for tendon."
Lohmann & Rauscher International GmbH & Co.KG | المانيا | Germany | ME0000004591SFDAA00019 | Velpeau® Xpro CLASSIC | Velpeau® Xpro CLASSIC | Velpeau® Xpro is an open articulated knee splint, with closure and adjustment provided by four semi-circular straps.
Lohmann & Rauscher International GmbH & Co.KG | المانيا | Germany | ME0000004591SFDAA00021 | Velpeau® Freecast® Adjust CLASSIC | Velpeau® Freecast® Adjust CLASSIC | "The Velpeau® Freecast® Adjust consists of two rigid shells connected by a heel pad. The upper hook-and-loop strap is attached to the Velpeau® Freecast® Adjust. The product is available in one standard size and can be used for either side (left or right ankle)"
RICHARD WOLF GMBH | المانيا | Germany | ME0000001080SFDAA00241 | MAXILLARY PUNCH WL 135MM | MAXILLARY PUNCH WL 135MM | ENT punch
RICHARD WOLF GMBH | المانيا | Germany | ME0000001080SFDAA00251 | BIOPSY FORCEPS INSERT SHEATH 5FR 550MM | BIOPSY FORCEPS INSERT SHEATH 5FR 550MM | Rigid endoscopic biopsy forceps, reusable.
RICHARD WOLF GMBH | المانيا | Germany | ME0000001080SFDAA00246 | ANTRUM CURETTE TL 175MM | ANTRUM CURETTE TL 175MM | Adenoid curette, reusable.
Lawton GmbH & Co. KG | المانيا | Germany | ME0000012221SFDAA00074 | SHEARS | Cutting Products | PLAIN RIB SHEARS 23CM-SAUERBRUCH RIB SHEARS 27CM-STILLE-GIERTZ RIB SHEARS 27CM-RIB SHEARS 22CM-SAUERBRUCH FREY RIB SHEARS-BETHUNE RIB SHEARS 34.5CM-DC-C BRUNS PLASTER SHEARS24CM-CLINIC ESMARCH PLASTER SHEARS 20 CM-CLINIC BRUNS PLASTER SHEARS 24 CM-ESMARCH PLASTER SHEARS 20 CM-ESMARCH PLASTER SHEARS 23,5 CM-PLASTER SHEARS 21 CM CVD-BRUNS PLASTER SHEARS SERR 24 CM-BRUNS PLASTER SHEARS 24 CM-STILLE PLASTER SHEARS 24,5CM-STILLE-MINI PLAST SHEAR 20,0CM-STILLE PLASTER SHEARS 23 CM-STILLE PLASTER SHEARS 27CM-STILLE PLASTER SHEARS 37,5 CM-DC BRUNS PLASTER SHEARS 20 CM.
CJ-Optik GmbH & Co. KG | المانيا | Germany | ME0000021449SFDAA00001 | Flexion Microscope | Microscope | Dental Microscope
Lawton GmbH & Co. KG | المانيا | Germany | ME0000012221SFDAA00075 | BUREN SOUND | Widening Products | VAN BUREN SOUND 8 FR-VAN BUREN SOUND 10 FR-VAN BUREN SOUND 12 FR-VAN BUREN SOUND 14 FR-VAN BUREN SOUND 16 FR-VAN BUREN SOUND 18 FR-VAN BUREN SOUND 20 FR-VAN BUREN SOUND 22 FR-VAN BUREN SOUND 24 FR-VAN BUREN SOUND 26 FR-VAN BUREN SOUND 28 FR-VAN BUREN SOUND 30 FR-VAN BUREN SOUND 32 FR-VAN BUREN SOUND 34 FR-VAN BUREN SOUND 36 FR.
Carl Zeiss Vision GmbH | المانيا | Germany | ME0000020055SFDAA00006 | VISUSCREEN 500 | Vision Testing Device | Vision Testing Device
Lawton GmbH & Co. KG | المانيا | Germany | ME0000012221SFDAA00080 | MOUTH GAG | Widening Products | DENHARDT MOUTH GAG 12,5 CM -HEISTER MOUTH GAG 13 CM-MAUNDER ORAL SCREW OF WOOD-CLINIC HEISTER MOUTH GAG 13 CM-MOLT MOUTH GAG 11CM-DOYEN-JANSEN MOUTH GAG-JENNINGS MOUTH GAG 9 CM-JENNINGS MOUTH GAG 11 CM-JENNINGS MOUTH GAG 13 CM-JENNINGS MOUTH GAG 15 CM-DAVIS-MEYER FRAME-DINGMANN FRAME-DAVIS-BOYLE FRAME FOR ADULTS-DAVIS-BOYLE FRAME F CHILDREN-PROTECTIVE RUBBER-KILNER-DOUGHTY FRAME-MCIVOR GAG FRAME-CHEST SUPPORT F MOUTH GAGS-CHEST SUPPORT F MOUTH GAGS C.
Lawton GmbH & Co. KG | المانيا | Germany | ME0000012221SFDAA00078 | Spreaders | Widening Products | BENSON PYLORUS SEPARATOR 15,5 -MILLIN BLADDER NECK SPREADER-COOLEY RIB SPR 21X45X150 MM-COOLEY RIB SPR 35X50X175MM-MORSE RIB SPR/CHILD15X21X165MM-FINOCHIETTO RIB SP 35X44X150MM-FINOCHIETTO BABY HAI GHT SPR-BURFORD-FINOCHIETTO RIB SP 185 MM-BURFORD-FINOCHIETTO RIB SP 260 MM-FINOCHIETTO RIB SP 39X45X140MM-FINOCHIETTO RIB SP50X66X200MM-FINOCHIETTO RIB SP 50X66X250MM-FINOCHIETTO RIB SP 68X66X200MM-FINOCHIETTO RIB SP 68X66X250MM-BURFORD-FINOCHIETTO RIB SP 210MM-BURFORD-FINOCHIETTO RIB SP 300MM-FINOCHIETTO-BABY RIB SPREAD 85MM-DEBAKEY RIB SPREADER 150MM-SPREADER ONLY FOR 37-0200-LATERAL VALVES 30X30MM PAIR-LATERAL VALVES 40X40MM PAIR-LATERAL VALVES 50X50MM PAIR-DEBAKEY SET RIP SPREAD200MM-SPREADER ONLY FOR 37-0210-SEITENVALVEN 60X60MM PAIR-SEITENVALVEN 50X80MM PAIR-SEITENVALVEN 40X100MM PAIR-SEITENVALVEN 80X60MM PAIR-RIENHOFF FINOCH SP 30X32X155-TUFFIER RIB SPR GROOVED BL-HAIGHT RIP SPREAD 30X30X90MM-CHEVALIER RIP SPR 27X100X190-BAILEY-BABY RIB CONTRACTOR 15,5 CM-BAILEY RIP CONTRACTOR F/ CHILD 20CM-BAILEY-GIBBON RIP CONTRAC F/ADULT 20CM-WALTON CAST SPREADER 22,5 CM-HENNIG CAST SPREADER 27 CM-EASYSTITCH WOUND STR 15CM-CLINIC HENNIG CAST SPREADER 27 CM-LANDOLT SPREADER 21CM.
Lawton GmbH & Co. KG | المانيا | Germany | ME0000012221SFDAA00077 | Retractors | Widening Products | LAHEY THYROID RETR 20CM-SENN MILLER RETRACTOR SH 16CM-SENN MILLER RETRACTOR BL 16CM-MATHIEU RETR SHARP 16 CM-MATHIEU RETR BLUNT 16 CM-CRILE THYROID RETR 10,5 CM-LUER RETRACTOR 11 CM-ROSE RETRACTOR 13 CM-GREEN THYROID RETR 25X22MM-VICKERS FINGER RETR 8,0CM-VICKERS CARPAL TUNNEL RETR 9-VICKERS FOREARM RETR 10 CM-VICKERS CENTRAL VALVE 18X10-ADSON RETRACTOR 28,5CM6X6 SH P-ADSON RETRACTOR 28,5CM6X6 SH P-BECKMANN EATON RETR 7X7SH 32-BECKMANN RETRACTOR 31,5CM-GELPI RETRACTOR 18,5 CM-SELETZ-GELPI RETRACTOR 16 CM-GELPI RETR W/STOPS 19 CM-MEYERDING RETR 17CM 62X25 MM-MEYERDING RETR 17CM 52X25 MM-MEYERDING RETR 17CM 32X25 MM-MAYO ADAMS RETR 17 CM-BARR RECTAL RETRACTOR 18,5-ALAN-PARK RECTAL RETRACTOR-FRAME ONLY FOR 90-0115-LATERAL BLADE 75MM F 90-0115 -LATERAL BLADE 95MM F 90-0115 -CENTER BLADE 95 MM F 90-0115 -KRISTELLER VAG SPATULA 75X23 -KRISTELLER VAG SPATULA 85X26 -KRISTELLER VAG SPATULA 100X32 -KALLMORGEN SET NO.1, 70X40MM-KALLMORGEN VAGINAL RETRACTOR 75X33MM-KALLMORGEN SET NO.2, 90X40MM-KALLMORGEN VAG RETR 95X33MM-KRISTELLER VAG RETR 110X14MM-KRISTELLER VAG RETR 110X17MM-KRISTELLER VAG RETR 115X22MM-KRISTELLER VAG RETR 115X24MM-KRISTELLER VAG RETR 115X29MM-KRISTELLER VAG RETR SZ1 115X23-KRISTELLER VAG RETR SZ2 115X26-KRISTELLER VAG RETR SZ3 115X32CM-JACKSON RETRACTOR SMALL-JACKSON RETRACTOR MEDIUM-JACKSON RETRACTOR LARGE-MATHIEU VAG RETR 100X11-21MM -MATHIEU VAG RETR 100X14-27MM -MORSE RIB RETR ADULT22X27X200MM-CONE RETRACTOR SH 3X4T 25CM-PERKINS RETRACTOR SHARP 13CM-PERKINS RETRACTOR SHARP 13CM.
Lohmann & Rauscher International GmbH & Co.KG | المانيا | Germany | ME0000004591SFDAA00030 | Cellacast® Xtra | Casting Tape | Intended to be used for immobilization following fracture, surgery, orthopedic correction; treatment of joint and bone condition.
KARL STORZ SE & Co. KG | المانيا | Germany | ME0000003576SFDAA00858 | Cone | Cone | Cone
KARL STORZ SE & Co. KG | المانيا | Germany | ME0000003576SFDAA00852 | Battery Insert | Battery Insert, rechargeable | Battery Insert, rechargeable, length 12 cm,
KARL STORZ SE & Co. KG | المانيا | Germany | ME0000003576SFDAA00865 | GIERTZ-STILLE Rib Shears | GIERTZ-STILLE Rib Shears | GIERTZ-STILLE Rib Shears, length 25 cm
KARL STORZ SE & Co. KG | المانيا | Germany | ME0000003576SFDAA00855 | Knife | Knife | Surgical Knife
Lawton GmbH & Co. KG | المانيا | Germany | ME0000012221SFDAA00070 | CURETTE | Cutting Products | BECKMANN ADEN.CURETTE FIG 1-BECKMANN ADEN.CURETTE FIG 2-BECKMANN ADEN.CURETTE FIG 3-BECKMANN ADEN.CURETTE FIG 4-BECKMANN ADEN.CURETTE FIG 5-BECKMANN ADEN.CURETTE FIG 6-BECKMANN ADEN CUR F 1 CVD-BECKMANN ADEN CUR F 2 CVD-BECKMANN ADEN CUR F 3 CVD-BECKMANN ADEN CUR F 4 CVD-BECKMANN ADEN CUR F 5 CVD-BECKMANN ADEN CUR F 6 CVD-BARNHILL ADENOID CURETTE #0-BARNHILL ADENOID CURETTE #1-BARNHILL ADENOID CURETTE F 3-BARNHILL ADENOID CURETTE F 2-BARNHILL ADENOID CURETTE F 4-STUBBS ADENOID CUR#1 13X210M-STUBBS ADENOID CUR#3 17X210M-ST.CLAIR-THOMSON CURET.FIG1.
KARL STORZ SE & Co. KG | المانيا | Germany | ME0000003576SFDAA00864 | Grid | AIACH Grid | AIACH Grid
3M Deutschland GmbH, Health Care Business | المانيا | Germany | ME0000009306SFDAA00130 | Penta Mixing Tips - Red | Penta Mixing Tips - Red | Tips for Mixing Unit
KARL STORZ SE & Co. KG | المانيا | Germany | ME0000003576SFDAA00866 | Navigation Probe | EM Navigation Probe | EM Navigation Probe with atraumatic tip, straight
KARL STORZ SE & Co. KG | المانيا | Germany | ME0000003576SFDAA00854 | Ligature Instrument | Ligature Instrument | Ligature Instrument
Olympus Winter & IBE GmbH | المانيا | Germany | ME0000002711SFDAA00062 | Hytrack | Hytrack | Software License
Richard Wolf GmbH | المانيا | Germany | ME0000013693SFDAA00008 | CONE ADAPTOR | Endoscope assembly adaptor | CONE ADAPTOR
Richard Wolf GmbH | المانيا | Germany | ME0000013693SFDAA00004 | REMOTE FOOTSWITCH | Foot-switch, electrical | REMOTE FOOTSWITCH 2 PEDALS+2 BUTTONS
KARL STORZ SE & Co. KG | المانيا | Germany | ME0000003576SFDAA00859 | Suction and Irrigation Valve | B.I.O.H. Suction and Irrigation Valve | B.I.O.H. Suction and Irrigation Valve
KARL STORZ SE & Co. KG | المانيا | Germany | ME0000003576SFDAA00863 | Gouge | Gouge | Gouge, 19 cm, 4.5 mm
Streifeneder ortho.production GmbH | المانيا | Germany | ME0000008633SFDAA00164 | Go Relax Carbon Foot | Carbon Foot | The foot shell for carbon feet GO. Creates a natural and Inconspicuous appearance. The cover protects from scratches or impacts and nevertheless, is light-weight and comfortably to wear.
KARL STORZ SE & Co. KG | المانيا | Germany | ME0000003576SFDAA00853 | Obturator | Obturator | Obturator for 24981 & Obturator for 24995
KARL STORZ SE & Co. KG | المانيا | Germany | ME0000003576SFDAA00861 | Cleaning Adaptor | Cleaning Adaptor | Cleaning Adaptor, for connection to a washer/disinfector,
Lohmann & Rauscher International GmbH & Co.KG | المانيا | Germany | ME0000004591SFDAA00028 | Velpeau® Dorsamix®21cm | Velpeau® Dorsamix®21cm | "Velpeau® Dorsamix®21cm is a back orthosis of 21 cm in height. The product consists of elastic contention straps with 4 stays in the back (24 mm), two removable stays (lateral back stays) and an anatomically shaped back panel." | حزام للدعم القطني
Lohmann & Rauscher International GmbH & Co.KG | المانيا | Germany | ME0000004591SFDAA00023 | Velpeau® Rhiza Pro COMFORT | Velpeau® Rhiza Pro COMFORT | "Orthopaedic correction, hand-wrist, static orthosis, wrist-thumb. Three-dimensional knitted fabric, cotton interior. Lightweight and not bulky. Thermoformable plate. Thumb / Index clamping conserved. Ambidextrous." | مُقوِم ثابت للمعصم والإبھام
Richard Wolf GmbH | المانيا | Germany | ME0000013693SFDAA00002 | SHEATH TUBE Ø 2.5MM SL 350MM | Arthroscopic probe | SHEATH TUBE Ø 2.5MM SL 350MM
Richard Wolf GmbH | المانيا | Germany | ME0000013693SFDAA00005 | CONNECTION CABLE MONO | Electrical, reusable | CONNECTION CABLE MONO WL 3M
Streifeneder ortho.production GmbH | المانيا | Germany | ME0000008633SFDAA00162 | Go Free Carbon Foot | Carbon Foot | The foot shell for carbon feet GO. Creates a natural and Inconspicuous appearance. The cover protects from scratches or impacts and nevertheless, is light-weight and comfortably to wear.
Streifeneder ortho.production GmbH | المانيا | Germany | ME0000008633SFDAA00160 | Go Adventure Carbon Foot | Carbon Foot | The foot shell for carbon feet GO. Creates a natural and Inconspicuous appearance. The cover protects from scratches or impacts and nevertheless, is light-weight and comfortably to wear.
Richard Wolf GmbH | المانيا | Germany | ME0000013693SFDAA00006 | FIBER LIGHT CABLE | Fibreoptic light cable | FIBER LIGHT CABLE Ø 3.5MM TL 3M
HASOMED GmbH | المانيا | Germany | ME0000021763SFDAA00003 | RehaGait 2.0 | RehaGait 2.0 | "RehaGait is designed to strengthen subjective diagnosis by quantifying and refining what can be seen and helping to detect and track changes over time. The system comes with up to 7 straps and MotionSensors which can be fitted to the feet, lower legs, thighs and hip. "
Lohmann & Rauscher International GmbH & Co.KG | المانيا | Germany | ME0000004591SFDAA00013 | Velpeau® Cervix® 2 | Velpeau® Cervix® 2 | Supports stabilization of the cervical spine and helps to decrease neck muscle tension by keeping the musculature warm.
Lohmann & Rauscher International GmbH & Co.KG | المانيا | Germany | ME0000004591SFDAA00020 | Velpeau® Chevillére de contention anatomique (Anatomical Ankle Sleeve) CLASSIC | Velpeau® Chevillére de contention anatomique (Anatomical Ankle Sleeve) CLASSIC | Highly elastic (strong extensibility to facilitate slipping it on). Patented double-sided structure to facilitate moisture transfer. Closed heel.
Lohmann & Rauscher International GmbH & Co.KG | المانيا | Germany | ME0000004591SFDAA00014 | Velpeau® Materna CLASSIC | Velpeau® Materna CLASSIC | Velpeau® Materna CLASSIC is a pregnancy back orthosis which stabilises the lumbar spine by supporting the abdominal and back musculature, providing relief for the back and support for the belly.
Lohmann & Rauscher International GmbH & Co.KG | المانيا | Germany | ME0000004591SFDAA00025 | Velpeau® Ligaction® COMFORT | Velpeau® Ligaction® COMFORT | "• Removable straps, concomitantly increasing the action of stays. • Deformable multi-stretchable anterior zone on the quadriceps allowing an optimized maintaining of the knee pad during the flexion / extension move- ments. • Posterior zone of comfort without compression for popliteal fossa • Flat seams side assembly • Knitting in shape • Elasticity all directions • Patented double-sided structure to facilitate humidity transfer • Stays articulated in dual axis • Patellar guide"
Lohmann & Rauscher International GmbH & Co.KG | المانيا | Germany | ME0000004591SFDAA00026 | Velpeau® Ligaction® Pro COMFORT | Velpeau® Ligaction® Pro COMFORT | "Orthopaedic correction, knee, splint, and articulated orthosis. Open orthosis, with fastening and adjustment using four semi-circular straps, to avoid slippage when putting it on. Broad adjustment ranges. Clear popliteal fossa. Dual-axis articulated rigid stays permit physiological joint movements, anti-recurvatum. Removable reinforcement strips. Highly elastic. Anti-slip system. Contains latex."
Sirona Dental systems GmbH | المانيا | Germany | ME0000000443SFDAA00008 | Disposable sleeve Primescan | Sleeve | Accessory for primescan scanner.
Sirona Dental systems GmbH | المانيا | Germany | ME0000000443SFDAA00008 | Disposable sleeve Primescan | Sleeve | Accessory for primescan scanner.
Lawton GmbH & Co. KG | المانيا | Germany | ME0000012221SFDAA00081 | Syringes | Inserting Products | SYRINGE W LUER CONE 10ML-SYRINGE W LL-CONNECTION 5ML-SYRINGE W LL-CONNECTION 10ML-SYRINGE W LL-CONNECTION 20ML-BARREL ONLY FOR 77-0673 -BULBOUS TIP-SYRINGE W LL JOINT 2 ML-SYRINGE W LL JOINT 5 ML-SYRINGE W LL JOINT 10 ML-JANET BLADDER SYRINGE 150ML-RUBBER INFLATION BULB-CONNECTION CONE F 65-0197 -KABIERSKE POWDER BLOWER CPL-KABIERSKE VALVE RUBBER BULB-KABIERSKE BOTTLE-METAL CONNECT PIECE F65-0990 -UNIVERSAL POWDER BLOWER CPL-MOVABLE TUBE FOR 65-0985 -RUBBER BULB FOR 65-0985 -SCREW BOTTLE 30CCM F 65-0985 -METAL MOUNTING F 65-0985 -CATHETER TIP, STRAIGHT-BULBOUS TIP-METAL SHIELD-SELF-FILLING EAR SYRINGE 10ML-VALVE ATTACHMENT F 65-0361 -CATHETER TIP ONLY-SUCTION PIECE ONLY F 65-0361 -O-RING FOR PISTON 10 PIECES-PLASTIC BAG FOR 65-0361 -REINER ALEXAND EAR SYR.50 CC-REINER-ALEXAND EAR SYR.100CC-REINER-ALEXAND EAR SYR.150CC-SYRINGE ONLY FOR 65-0361 -REINER ALEXAND EAR SYR.75CC-SYRINGE ONLY FOR 65-0379.
Richard Wolf GmbH | المانيا | Germany | ME0000013693SFDAA00010 | DISSECTOR | Open-surgery dissector | DISSECTOR Ø 2.5MM WL 350MM
Richard Wolf GmbH | المانيا | Germany | ME0000013693SFDAA00018 | SHEATH TUBE PUNCH | Bone cutting forceps, reusable | SHEATH TUBE PUNCH Ø 4MM WL 357MM
Richard Wolf GmbH | المانيا | Germany | ME0000013693SFDAA00014 | SEALING MEMBRANE | Endoscope assembly adaptor | SEALING MEMBRANE Ø 17MM
Richard Wolf GmbH | المانيا | Germany | ME0000013693SFDAA00022 | FACE MILLER Ø 4MM WL 350MM | Spine non-active and reusable hand | FACE MILLER Ø 4MM WL 350MM
Richard Wolf GmbH | المانيا | Germany | ME0000013693SFDAA00019 | SPRING HANDLE | Arthroscopic probe | SPRING HANDLE
Richard Wolf GmbH | المانيا | Germany | ME0000013693SFDAA00015 | ENDOSCOPE ADAPTOR | Endoscope assembly adaptor | ENDOSCOPE ADAPTOR
Richard Wolf GmbH | المانيا | Germany | ME0000013693SFDAA00011 | RONGEUR | Orthopaedic joint/limb rongeur | RONGEUR Ø 2.6MM WL 360MM
Richard Wolf GmbH | المانيا | Germany | ME0000013693SFDAA00009 | MEMBRANE ATTACHMENT | Endoscope assembly adaptor | MEMBRANE ATTACHMENT
Richard Wolf GmbH | المانيا | Germany | ME0000013693SFDAA00013 | ACL HAMMER TL | Surgical mallet | ACL HAMMER TL 248MM
Richard Wolf GmbH | المانيا | Germany | ME0000013693SFDAA00017 | DILATOR ID 1.3MM OD 6.9MM | Endoscopic-access dilator, reusable | DILATOR ID 1.3MM OD 6.9MM
Richard Wolf GmbH | المانيا | Germany | ME0000013693SFDAA00021 | PROBE WITH FLEXIBLE TIP BNDL | Arthroscopic probe | PROBE WITH FLEXIBLE TIP BNDL
Richard Wolf GmbH | المانيا | Germany | ME0000013693SFDAA00007 | ADAPTER PROJECTOR SIDE | Light source adaptor | ADAPTER PROJECTOR SIDE
Richard Wolf GmbH | المانيا | Germany | ME0000013693SFDAA00003 | FOOTSWITCH 2 PEDALS | Foot-switch, electrical | FOOTSWITCH 2 PEDALS
Lohmann & Rauscher International GmbH & Co.KG | المانيا | Germany | ME0000004591SFDAA00017 | Velpeau® Genouillére anatomique (anatomical Knee Sleeve) CLASSIC | Velpeau® Genouillére anatomique (anatomical Knee Sleeve) CLASSIC | Frontal zone with multiple extensions, helping the knee sleeve to stay in place during flexion/extension. Rear comfort zone without compression for the popliteal fossa. Side seams. Shaped weave. Elasticity in all directions. Patented double-sided structure to facilitate moisture transfer. The top of the knee sleeve is finished with a flexible border. Kneecap window. | داعم للركبة
Lohmann & Rauscher International GmbH & Co.KG | المانيا | Germany | ME0000004591SFDAA00018 | Velpeau® Genu COMFORT | Velpeau® Genu COMFORT | "The Velpeau® Genu is a knee support with a compressive effect, which can improve proprioception. The Velpeau® Genu is available in different sizes." | دعامة مرنة للركبة
Richard Wolf GmbH | المانيا | Germany | ME0000013693SFDAA00020 | PROBE INSERT | Arthroscopic probe | PROBE INSERT Ø 2MM
Richard Wolf GmbH | المانيا | Germany | ME0000013693SFDAA00012 | PUNCH | Bone cutting forceps, reusable | PUNCH Ø 2.6MM WL 360MM
Streifeneder ortho.production GmbH | المانيا | Germany | ME0000008633SFDAA00158 | Go Smart Carbon Foot | Carbon Foot | The foot shell for carbon feet GO. Creates a natural and Inconspicuous appearance. The cover protects from scratches or impacts and nevertheless, is light-weight and comfortably to wear
TONTARRA MEDIZINTECHNIK GMBH | المانيا | Germany | ME0000006190SFDAA00049 | obturator visual | obturator visual | Obturators are intended to introduce shafts atraumatically at the operation site.
Richard Wolf GmbH | المانيا | Germany | ME0000013693SFDAA00016 | EXTENSION SLEEVE ID | Endoscope sheath, reusable | EXTENSION SLEEVE ID 7MM OD 8MM
Friedrich Bosch GmbH&Co.KG, | المانيا | Germany | ME0000013391SFDAA00006 | Pressure Cuff | Blood pressure cuff | Blood pressure cuff
Friedrich Bosch GmbH&Co.KG, | المانيا | Germany | ME0000013391SFDAA00005 | Stethoscope | Stethoscope | Stethoscope
W. Kromker GmbH | المانيا | Germany | ME0000006563SFDAA00004 | Flexarm | en- Retaining Claw for Adsorber | holder arm for Adsorber
DS Dental Supply GmbH | المانيا | Germany | ME0000022495SFDAA00019 | Appli Cord | Retraction paste for temporary gingiva displacement | Retraction paste for temporary gingiva displacement
TONTARRA MEDIZINTECHNIK GMBH | المانيا | Germany | ME0000006190SFDAA00044 | Mallet | Mallet | Standard Surgical Instruments
KARL STORZ SE & Co. KG | المانيا | Germany | ME0000003576SFDAA00872 | ARTip cruise | Endoscope/instrument holder, power-adjusted | Endoscope/instrument holder, power-adjusted
KARL STORZ SE & Co. KG | المانيا | Germany | ME0000003576SFDAA00884 | Holding device | Cartilage knife | Holding device for 523950
KARL STORZ SE & Co. KG | المانيا | Germany | ME0000003576SFDAA00871 | VITOM® 3D Adaptor | Endoscope/instrument holder, power-adjusted | VITOM 3D Adaptor for ARTip cruise
KARL STORZ SE & Co. KG | المانيا | Germany | ME0000003576SFDAA00878 | Trocar | Laparoscopic trocar blade, reusable | Laparoscopic trocar blade, reusable
KARL STORZ SE & Co. KG | المانيا | Germany | ME0000003576SFDAA00883 | Retractor | Hand-held surgical retractor, reusable | Hand-held surgical retractor, reusable
KARL STORZ SE & Co. KG | المانيا | Germany | ME0000003576SFDAA00873 | Tool | Flexible video duodenoscope | Tool 1.3mm for Albarran modul
KARL STORZ SE & Co. KG | المانيا | Germany | ME0000003576SFDAA00879 | Insert | Dressing/utility forceps, scissors-like, reusable | Dressing/utility forceps, scissors-like, reusable
KARL STORZ SE & Co. KG | المانيا | Germany | ME0000003576SFDAA00870 | Double valve Seal | Endoscope assembly adaptor | Double valve channel splitter
KARL STORZ SE & Co. KG | المانيا | Germany | ME0000003576SFDAA00877 | STOCKMANN Meatus Clamp | Surgical penis clamp, reusable | STOCKMANN Meatus Clamp
KARL STORZ SE & Co. KG | المانيا | Germany | ME0000003576SFDAA00881 | Rectoscope Tube | Rigid endoscope sheath, reusable | Rigid endoscope sheath, reusable
RUDOLF RIESTER GMBH | المانيا | Germany | ME0000009614SFDAA00123 | Percussion Hammer Buck | Percussion Hammer | Hammers for the exact testing of reflexes.
RUDOLF RIESTER GMBH | المانيا | Germany | ME0000009614SFDAA00123 | Percussion Hammer Buck | Percussion Hammer | Hammers for the exact testing of reflexes.
KARL STORZ SE & Co. KG | المانيا | Germany | ME0000003576SFDAA00875 | Sponge Holder | Dressing/utility forceps, scissors-like, reusable | Sponge Holder, 20 cm Sponge Holder, 30 cm
KARL STORZ SE & Co. KG | المانيا | Germany | ME0000003576SFDAA00880 | Wire tray | Sterilization container | Wire tray system for RotoCut
KARL STORZ SE & Co. KG | المانيا | Germany | ME0000003576SFDAA00885 | TELECAM C3 | Endoscopic video image processor | Endoscopic video image processor
KARL STORZ SE & Co. KG | المانيا | Germany | ME0000003576SFDAA00874 | Working Attachment | Rigid endoscope working guide | Working Attachment, for 24995
KARL STORZ SE & Co. KG | المانيا | Germany | ME0000003576SFDAA00876 | Forceps Insert | Gynaecological biopsy forceps, reusable | Forceps Insert for 26216
RUDOLF RIESTER GMBH | المانيا | Germany | ME0000009614SFDAA00122 | Pneumatic Tourniquet Komprimeter | Pneumatic Tourniquet Komprimeter for Causing Lack of Blood | Pneumatic Tourniquet Komprimeter for Causing Lack of Blood
P.J. Dahlhausen & Co. GmbH | المانيا | Germany | ME0000022653SFDAA00001 | Video Laryngoscope (3,5 inch) LED for single-use blades | Video Laryngoscope | The video laryngoscope for single-use blades REF 91.000.01.002 of the company P. J. Dahlhausen & Co. GmbH is an instrument that serves as an aid during endotracheal intubation. It provides the operator with a clear view of the larynx and trachea on the 3.5 LED screen. The device can be used in the hospital environment or in emergency medicine. Images and videos can be stored on the 4 GB SD card and transferred via cable later on. The video laryngoscope runs on a 3.7 V Lithium battery pack. The device can be used only in combination with the single-use blades.
joimax® GmbH | المانيا | Germany | ME0000002741SFDAA00116 | Semi-Flexible Grasper Forceps, curved, upbiting | Flexible endoscopic grasping forceps, reusable | Reusable flexible endoscopic grasping forceps
joimax® GmbH | المانيا | Germany | ME0000002741SFDAA00120 | Working Tube with handle | Rigid endoscope sheath | Rigid endoscope sheath
TONTARRA MEDIZINTECHNIK GMBH | المانيا | Germany | ME0000006190SFDAA00051 | Scissors | Scissors | Scissors for endoscopy are intended to cut tissues or suture material during endoscopic surgery.
Hermann Medizintechnik GmbH | المانيا | Germany | ME0000011454SFDAA00002 | Hermann Medizintechnik Surgical Scissors | scissors | Instruments and accessories are made exclusively from stainless steel.
3M Deutschland GmbH, Health Care Business | المانيا | Germany | ME0000009306SFDAA00137 | 3M ESPE Imprint 4 Super Quick Light VPS Impression Materials | 3M ESPE Imprint 4 Super Quick Light VPS Impression Materials | new generation of addition type silicones with improved hydrophilicity and peppermint flavor
3M Deutschland GmbH, Health Care Business | المانيا | Germany | ME0000009306SFDAA00141 | 3M ESPE Imprint 4 Penta Putty VPS Impression Materials | 3M ESPE Imprint 4 Penta Putty VPS Impression Materials | new generation of addition type silicones with improved hydrophilicity and peppermint flavor
3M Deutschland GmbH, Health Care Business | المانيا | Germany | ME0000009306SFDAA00134 | 3M ESPE Imprint 4 Light VPS Impression Materials | 3M ESPE Imprint 4 Light VPS Impression Materials | new generation of addition type silicones with improved hydrophilicity and peppermint flavor
3M Deutschland GmbH, Health Care Business | المانيا | Germany | ME0000009306SFDAA00140 | 3M ESPE Imprint 4 Penta Heavy VPS Impression Materials | 3M ESPE Imprint 4 Penta Heavy VPS Impression Materials | new generation of addition type silicones with improved hydrophilicity and peppermint flavor
Thomas GmbH & Co. Technik + Innovation KG | المانيا | Germany | ME0000000903SFDAA00001 | Recaro Monza Nova 2 Reha | Recaro Monza Nova 2 Reha | Car Seats
KARL STORZ SE & Co. KG | المانيا | Germany | ME0000003576SFDAA00892 | Forceps | Endoscopic Forceps | Endoscopic forceps for minimal invasive surgery
3M Deutschland GmbH, Health Care Business | المانيا | Germany | ME0000009306SFDAA00136 | 3M ESPE Imprint 4 Super Quick Heavy VPS Impression Materials | 3M ESPE Imprint 4 Super Quick Heavy VPS Impression Materials | new generation of addition type silicones with improved hydrophilicity and peppermint flavor
KARL STORZ SE & Co. KG | المانيا | Germany | ME0000003576SFDAA00891 | Suction Valve | Check valve, inline, for single use | Check valve, inline, for single use
TONTARRA MEDIZINTECHNIK GMBH | المانيا | Germany | ME0000006190SFDAA00040 | MANDRIN NEEDLE | MANDRIN NEEDLE | MANDRIN NEEDLE, OUTER TUBE Ø 2.6 MM MANDRIN Ø 1.0 MM POINTED, METALTIP CONICAL, 180 CM, WITH LL,WITHOUT HANDLE
3M Deutschland GmbH | المانيا | Germany | ME0000009306SFDAA00131 | 3M Nexcare Transparent | 3M Nexcare Transparent | Transparent water-resistant plasters | شريط لاصق للأغراض العامة
3M Deutschland GmbH, Health Care Business | المانيا | Germany | ME0000009306SFDAA00135 | 3M ESPE Imprint 4 Regular VPS Impression Materials | 3M ESPE Imprint 4 Regular VPS Impression Materials | new generation of addition type silicones with improved hydrophilicity and peppermint flavor
3M Deutschland GmbH, Health Care Business | المانيا | Germany | ME0000009306SFDAA00132 | 3M ESPE Imprint 4 Bite VPS Bite Registration Materials | 3M ESPE Imprint 4 Bite VPS Bite Registration Materials | fast-setting vinyl polysiloxane (A-silicone) bite registration material with high final hardness
Thomas GmbH & Co. Technik + Innovation KG | المانيا | Germany | ME0000000903SFDAA00002 | Recaro Sport Hero Reha | Recaro Sport Hero Reha | Car Seat
REBOTEC Rehabilitationsmittel GmbH | المانيا | Germany | ME0000012322SFDAA00020 | walking frames | walk on | walking aid | عصا المشي
REBOTEC Rehabilitationsmittel GmbH | المانيا | Germany | ME0000012322SFDAA00019 | Net-/bath sling | Net bath | Sling systems in connection with patient hoist and standing up hoist can be used in home or healthcare areas and are only suitable for lifting and moving persons. | يمكن استخدام أنظمة الرافعة لرفع المريض في المنزل أو مناطق الرعاية الصحية وهي مناسبة فقط لرفع الأشخاص وتحريكهم.
REBOTEC Rehabilitationsmittel GmbH | المانيا | Germany | ME0000012322SFDAA00021 | Genf | Shower and commode chairs | shower/commode wheelchair | كرسي متحرك للاستحمام
Hermann Medizitechnik GmbH | المانيا | Germany | ME0000000640SFDAA00002 | HERMANN MEDIZINTECHNIK Sterilsation Container | Container | Container made from stainless steel | حاوية من الفولاذ الذي لا يصدأ
AMNOTEC International Medical GmbH | المانيا | Germany | ME0000001335SFDAA00002 | AMNOLED Examination Lights | AMNOLED Examination Lights | Examination Lights
AMNOTEC International Medical GmbH | المانيا | Germany | ME0000001342SFDAA00001 | AMNOTABLE COMPACT | AMNOTABLE COMPACT | Operating Table
AMNOTEC International Medical GmbH | المانيا | Germany | ME0000001338SFDAA00001 | AMNOLED OR-Light | AMNOLED OR-Light | OR-Light
Lawton GmbH & Co. KG | المانيا | Germany | ME0000012221SFDAA00079 | STRIPPER | Stripping products | OLIVE 6 MM FOR NABATOFF -NABATOFF VEIN STRIPPER SET -CASE F NABATOFF VEIN STRIPP -HANDLE FOR 15-0602 -PROBE TIP3MM ONLY F NABATOFF -OLIVE ONLY 9 MM F NABATOFF -OLIVE ONLY 12 MM F NABATOFF -OLIVE ONLY 15 MM F NABATOFF -CORD ONLY F NABATOFF -FILIFORM ONLY F NABATOFF -ENDART STRIPPER 50CM 4MM -WALTON END STRIPPER 50CM 6MM -WALTON END STRIPPER 50CM 7MM -WALTON END STRIPPER 50CM 8,5 -WALTON END STRIPPER 50CM10MM -WALTON END STRIPPER 50CM12MM -WALTON END STRIPPER 50CM14MM -HANDLE F STRIPPERS 31-0620 -ENDART STRIPPER 2,0MM 50CM -ENDART STRIPPER 3,0MM 50CM -BUNNELL TENDON STRIPPER 4 MM -BUNNELL TENDON STRIPPER 5 MM -BUNNELL TENDON STRIPPER 6 MM -BUNNELL TENDON PASSER 23 CM -FISCHER TENDON STRIP 4MM31CM .
AMNOTEC International Medical GmbH | المانيا | Germany | ME0000001344SFDAA00002 | AMNOTABLE PREMIUM | AMNOTABLE PREMIUM | Operating Table
3M Deutschland GmbH | المانيا | Germany | ME0000009306SFDAA00138 | 3M ESPE Imprint 4 Super Quick Regular VPS Impression Materials | 3M ESPE Imprint 4 Super Quick Regular VPS Impression Materials | new generation of addition type silicones with improved hydrophilicity and peppermint flavor
3M Deutschland GmbH | المانيا | Germany | ME0000009306SFDAA00142 | 3M ESPE Imprint 4 Penta Super Quick Heavy VPS Impression Materials | 3M ESPE Imprint 4 Penta Super Quick Heavy VPS Impression Materials | new generation of addition type silicones with improved hydrophilicity and peppermint flavor
Lawton GmbH & Co. KG | المانيا | Germany | ME0000012221SFDAA00086 | Snares | Stripping products | KRAUSE NASAL SNARE 26 CM -KRAUSE-VOSS NASAL SNARE 26 -LANGE-WILDE NASAL SNARE 23 -SNARE WIRE 0,3 MM PER DOZEN -SNARE WIRE 0,35 MM PER DOZEN.
AMNOTEC International Medical GmbH | المانيا | Germany | ME0000001346SFDAA00005 | AMNOTABLE COMFORT | AMNOTABLE COMFORT | Operating Table
AMNOTEC International Medical GmbH | المانيا | Germany | ME0000001341SFDAA00010 | AMNOLED OT-Light | AMNOLED OT-Light | OT-Light
3M Deutschland GmbH, Health Care Business | المانيا | Germany | ME0000009306SFDAA00133 | 3M ESPE Imprint 4 Heavy VPS Impression Materials | 3M ESPE Imprint 4 Heavy VPS Impression Materials | new generation of addition type silicones with improved hydrophilicity and peppermint flavor
3M Deutschland GmbH, Health Care Business | المانيا | Germany | ME0000009306SFDAA00139 | 3M ESPE Imprint 4 Super Quick Ultra-Light VPS Impression Materials | 3M ESPE Imprint 4 Super Quick Ultra-Light VPS Impression Materials | new generation of addition type silicones with improved hydrophilicity and peppermint flavor
Hermann Medizitechnik GmbH | المانيا | Germany | ME0000001090SFDAA00019 | Hermann Medizitechnik Forceps | Forceps | Forceps | ملقط
Lawton GmbH & Co. KG | المانيا | Germany | ME0000012221SFDAA00087 | Adenotome | Stripping products | BEACHAM AMNIOTOME 26,5CM -LA FORCE ADENOTOME #1 23,5 -LA FORCE ADENOTOME#2 23,5 -LA FORCE ADENOTOME#3 23,5 -SHAMBAUGH ADENOTOM FIG1 13MM -SHAMBAUGH ADENOTOM FIG2 16MM -SHAMBAUGH ADENOTOM FIG3 19MM -SHAMBAUGH BLADE FIG1 13MM -SHAMBAUGH BLADE FIG 3 19MM -SHAMBAUGH BLADE FIG2 16MM .
Lawton GmbH & Co. KG | المانيا | Germany | ME0000012221SFDAA00084 | Forceps | Stripping products | THOMS GAYLOR BIOP FCPS 24CM -SCHUBERT BIOP FCPS AN -VAN DOREN FCPS 25 CM -SCHUBERT BIOPSY FCPS 28,5CM -WITTNER BIOP FCPS ANG 185MM -WITTNER BIOP FCPS STR 200MM -BERGER BIOPSY FORCEPS 20CM -KEVORKIAN-YOUNGE BIOP FCPS -ALEXANDER BIOPSY FCPS 19CM -SCHUMACHER FCPS SMALL 23CM -SCHUMACHER FCPS LARGE 23CM -BURKE BIOPSY FORCEPS 18CM -KEVOURKIAN-PACIFIC FCPS 19CM -BABY-TISCHLER BIOPSY FCPS 19 -TISCHLER-MORGAN FCPS 20CM -TOWNSEND FCPS STR COMPL 23CM -TIP WITH TUBE FOR 95-0680 -TOWNSEND FCPS ANGL UPW 23CM -TIP WITH TUBE FOR 95-0682 -TOWNSEND FCPS ANGL DOWNW23CM -TIP WITH TUBE FOR 95-0684 -TISCHLER FCPS STR COMPL 23CM -TIP WITH TUBE FOR 95-0686 -TISCHLER FCPS ANGL UPW 23CM -TIP WITH TUBW FOR 95-0688 -TISCHLER FCPS ANGL DOWNW23CM -TIP WITH TUBE FOR 95-0690 -KEVOURKIAN-YOUNGE FCPS 23CM -TIP WITH TUBE FOR 95-0692 -HANDLE F 95-0680 - 95-0692 -BONE HOLDING FORCEPS 20CM -LEMPERT FORCEPS CVD 15.5CM -JANSEN FORCEPS BAY 19CM -LISTON BONE CUT FCPS CVD 24CM -FCPS 70 UP VERT 3MM 120MM -FCPS 70 UP HORIZ 3MM 120MM -FCPS 90 UP VERT 3MM 120MM -FCPS 90 UP HORIZ 3MM 120MM -FCPS 110 UP VERT 3MM 120MM -FCPS 110 UP HORIZ 3MM 120MM -GRUENW FORCEPS STR 3X7.5MM120 -GRUENW FORCEPS 45° 3X7.5MM120 -OPTICAL BIOPSY FCPS CVD 0/12D -BIOPSY FCPS FLEX 400MM 7CH -BIOPSY FCPS FLEX 400MM 5CH -BIOPSY FCPS FLEX 400MM 5CH -BIOP FCPS SEMI-RIG 400MM 5 -BIOPSY FCPS 400MM 7CH - OVAL SPOON -BIOP FCPS SEMI-RIG 400MM 7 -BIOP FCPS SEMI-RIG 400MM 5 -BIOP FCPS SEMI-RIG 400MM 7 -BIOPSY FCPS FLEX 600MM 5CH -BIOP FCPS SEMI-RIG 600MM 5.
AMNOTEC International Medical GmbH | المانيا | Germany | ME0000001347SFDAA00002 | AMNOBED Hospital bed | AMNOBED Hospital bed | Hospital bed
HUM Gesellschaft fur Homecare und Medizintechnik mbH | المانيا | Germany | ME0000000716SFDAA00004 | AEROsuc® Rescue | AEROsuc® Rescue Manual Suction Pump | Hand-Use Suction Pump Manual
Hermann Medizitechnik GmbH | المانيا | Germany | ME0000000847SFDAA00018 | Scalpels Handle | Scalpels Handle | H106-30213 | مقبض فروة الرأس
Lawton GmbH & Co. KG | المانيا | Germany | ME0000012221SFDAA00085 | Excavators | Stripping products | FISCH EXCAVATOR SMALL RIGHT -FISCH EXCAVATOR SMALL LEFT -AUSTIN EXCAVATOR 0.8MM 45DEG -FISCH EXCAVATOR CVD RIGHT -FISCH EXCAVATOR CVD LEFT -HOUSE EXCAVATOR 0.8MM 90DEG .
Medical Intelligence Medizintechnik GmbH | المانيا | Germany | ME0000001830SFDAA00064 | iBEAM® evo CT Overlay | iBeam | To support the patient during CT imaging procedures for radiation therapy applications
Medical Index GmbH | المانيا | Germany | ME0000000007SFDAA00001 | Double Sided Apron | X-Ray Protection Aprons | Medical Aprons
Provita medical gmbh & co. kg | المانيا | Germany | ME0000004089SFDAA00012 | IV Stand "Premium Care" | IV Stand "Premium Care" | Effective infusion care by hanging safely IV-bottles and bags, mobile use at the right time at the right place and very high load capacity due to the processing of high quality material.
Lohmann & Rauscher International GmbH & Co. KG | المانيا | Germany | ME0000001996SFDAA00135 | Silkafix® | Adhesive tape, silk acetate | Silkafix® Adhesive Tape is a product of a white acetate fabric coated adhesive, cut with serrated knives and wound on a polystyrene oar cardboard spool.
BSN medical GmbH | المانيا | Germany | ME0000004305SFDAA00074 | Leukoplast eye occlusor | Leukoplast eye occlusor | "Leukoplast® eye occlusor consists of a chemically bonded flesh coloured, crosswise stretchable non-woven substrate based on polyester, which is porous coated on one side with an acrylic adhesive. A light occluding synthetic pad is applied centrally on the coated side of the dressing. The adhesive mass of Leukoplast® eye occlusor is fully covered with two white, one side siliconized release papers. The lower release paper has got a fold which is overlapped by the upper release paper. Leukoplast® eye occlusor is a non-sterile, single use device. Leukoplast® eye occlusor is precut to oval shapes, sealed into printed paper and packed into folding boxes."
Lawton GmbH & Co. KG | المانيا | Germany | ME0000012221SFDAA00089 | Bowls | Accessories and others | STORING CUP -JAR W/O LID 30X90 MM -JAR W/O LID 50X125MM -JAR W/O LID 75X175 MM -JAR W/O LID 100X200 MM -JAR W/O LID 50X100MM -JAR W/O LID 50X175MM -JAR W/O LID 75X100MM -JAR W/O LID 75X130MM -CONTAINER, LID W KNOB 100X60MM -CONTAINER, LID W KNOB 100X100MM -CONTAINER, LID W KNOB 125X80MM -CONTAINER, LID W KNOB 125X125MM -CONTAINER, LID W KNOB 150X150MM -UNIVERSAL TRAY 450X300X50MM -UNIVERSAL TRAY 350X240X36MM -TRAY 235X190X40MM -UNIVERSAL TRAY 300X175X40MM -UNIVERSAL TRAY 300X175X30MM -UNIVERSAL TRAY 230X155X30MM -INSTR STOR TRAY 420X280X10MM -INSTR STOR TRAY 350X240X10MM -INSTR STOR TRAY 310X210X10MM -INSTR STOR TRAY 310X150X10MM -INSTR STOR TRAY 240X180X10MM -INSTR STOR TRAY 210X160X10MM -METAL BOWL 0,1 LTR 80X35 MM -METAL BOWL 0,2 LTR 95X50 MM -METAL BOWL 0,3 LTR 105X60 MM -METAL BOWL 0,5 LTR 130X70 MM -METAL BOWL0,7 LTR 150X75 MM -METAL BOWL 1 LTR 175X70 MM -METAL BOWL 2 LTR 225X100MM -METAL BOWL 2,7 LTR 240X95 MM -METAL BOWL 4 LTR 260X120MM -METAL BOWL 5.5 LTR 315X105MM -METAL BOWL 325X135MM 8.0 L -METAL BOWL 360X165 MM 12L -METAL BOWL 405X150 MM 14.0L -ROUND BOWL 116X35MM 0,3L -ROUND BOWL 187X85MM 1,6L -ROUND BOWL 167X75MM 1,1L -ROUND BOWL 147X65MM 0,7L -ROUND BOWL 128X55MM 0,45L -ROUND BOWL 116X50MM 0,35L -ROUND BOWL 80X40MM 0,14L -ROUND BOWL 61X30MM 0,07L -ROUND BOWL 40X19MM 0,05L -ROUND BOWL 187X45MM 1,0L -ROUND BOWL 157X45MM 0,75L -ROUND BOWL 147X40MM 0,5L -ROUND BOWL 128X38MM 0,4L -WASH BOWL 330X115MM 8L -WASH BOWL 330X90MM 6L -KIDNEY BOWL 170X100X35MM -KIDNEY BOWL 200X100X40MM -KIDNEY BOWL 250X140X40 -KIDNEY BOWL 275X150X45 -TRIANGULAR BASIN -TRIANGULAR BASIN -GRADUATED MEASURE 0.5 L -GRADUATED MEASURE 1.0 L -GRADUATED MEASURE 1,5 L -GRADUATED MEAS W HANDLE 0,5L -GRADUATED MEAS W HANDLE 1.0 -GRADUATED MEAS W HANDLE 1.5 -GRADUATED MEAS W HANDLE 2.0 -MEDICINE CUP 30CC -MEDICINE CUP 50CC -SPUTUM CUP D92X87MM -FUNNEL 90 MM DIAM -MEASURING JUG 0,25L -WOODEN CASE F/92-0510 .
Provita medical gmbh & co. kg | المانيا | Germany | ME0000004089SFDAA00015 | Urology Stand "Lifter" | Urology Stand "Lifter" | Back-friendly handling and height adjustment thanks to an electrical, drive and a comfortable foot switch, mobile use through a long battery life, no sinking during power cut.
Lawton GmbH & Co. KG | المانيا | Germany | ME0000012221SFDAA00090 | Punches | Cutting Products | HAJEK-KOFLER PUNCH UP-BITE -HAJEK-KOFLER PUNCH DOWN-BITE -HAJEK-KOFLER PUNCH UP BITE -HAJEK-KOFLER PUNCH DOWN-BITE -HAJEK PUNCH ROTAT 90D 3MM -AC PUNCH STR/STR 1,65/3,20MM -AC PUNCH 15°R/STR 1,65/3,20MM -AC PUNCH 15°L/STR 1,65/3,20MM -AC PUNCH 15°CVD/STR 1,65/3,20MM -AC PUNCH 15°/STR 1,65/3,20MM -AC PUNCH 15°/15L1,65/3,20MM -AC PUNCH 15°/STR 2,15/3,80MM -AC PUNCH STR 3,20 / 4,90MM -AC PUNCH 15°/CVD 3,20 / 4,90MM -AC PUNCH 15°/STR 3,20/4,90MM -AC PUNCH 15°/15°R 3,20/4,90MM -AC PUNCH 15°/15°L 3,20 / 4,90MM -AC PUNCH 15°/STR 4,40/6,80MM -AC-C PUNCH STR/STR 1,65/3,20MM -AC-C PUNCH 15°R/GD 1,65/3,20MM -AC-C PUNCH 15°L/GD 1,65/3,20MM -AC-C PUNCH 15°CVD/STR 1,65 / 3,20MM -AC-C PUNCH 15°CVD/STR 1,65 / 3,20MM -AC-C PUNCH 15°/STR 2,15/3,80MM -AC-C PUNCH STR 3,20 / 4,90MM -AC-C PUNCH 15°/CVD 3,20/4,90MM -AC-C PUNCH 15°/STR 3,20/4,90MM -AC-C PUNCH 15°/15°R 3,20 / 4,90MM -AC-C PUNCH 15°/15°L 3,20/4,90MM -AC-C PUNCH 15°/STR 4,40/6,80MM -PUNCH STR 3,50X1,50MM -PUNCH 3,5 30D CVD R 1,5 SL -PUNCH 3,5 30D CVD L 1,5 SL -PUNCH 3,5 15D CVD 1,5 SLO -PUNCH W SLOPE 90°LEFT 1,5 -PUNCH W SLOPE 90°RIGHT 1,5 -PUNCH W SLOPE 45°RIGHT 1,5 -PUNCH W SLOPE 45°LEFT 1,5 -PUNCH STR 3,50X1,50MM -PUNCH 30°R/STR 3,5X1,5MM -PUNCH 30°L/STR 3,5X1,5MM -PUNCH 15°CRV/STR 3,5X1,5MM -PUNCH 45°R/STR 3,5X1,5MM -PUNCH 45°L/STR 3,5X1,5MM -PUNCH 90°R/STR 3,5X1,5MM -PUNCH 90°L/STR 3,5X1,5MM -PUNCH STR/STR 3,5X2,5MM -PUNCH STR/30°R 3,5X2,5MM -PUNCH STR/30°L 3,5X2,5MM -PUNCH STR/15°CRV 3,5X2,5MM -PUNCH 15°CRV/STR 3,5X2,5MM -PUNCH 90°RIGHT 2,5 MM -PUNCH 90°L/STR 3,5X2,5MM -PUNCH STR/STR 3,5X3,0MM -PUNCH 15°CRV/STR 3,5X3,0MM -PUNCH 90°R/STR 3,5X3,0 MM -PUNCH 90°L/STR 3,5X3,0MM -PUNCH STR/STR 3,5X5,0MM -AC RETROGR PUNCH 3,5 MM 2,5 R -AC RETROGR PUNCH 3,5 MM 2,5 L -RETROGR SUCT PUNCH UPBITE -KELLY MEMBRANE PUNCH 135MM -LUNTZ GLAUC PUNCH 1X0.5 -BEYER RONGEUR 95 MM 1 MM -BEYER RONGEUR 95 MM 2 MM -CITELLI RONGEUR 95 MM 2 MM -CITELLI RONGEUR 95 MM 3 MM -DIETER MALLEUS PUNCH CUT UP -DIETER MALLEUS PUNCH CUT UP -DIETER MALLEUS PUNCH CUT DOWN -DIETER MALLEUS PUNCH CUT DOWN -DIETER MALLEUS PUNCH CUT RIGHT -DIETER MALLEUS PUNCH CUT RIGHT -DIETER MALLEUS PUNCH CUT LEFT -DIETER MALLEUS PUNCH CUT LEFT -CIRCULAR CUT PUNCH STR 3.5MM -CIRCULAR CUT PUNCH CVD 4.5MM -CIRCULAR CUT PUNCH STR 4.5MM -CIRCULAR CUT PUNCH CVD 3.5MM -FRONTAL SINUS PUNCH 70 UP 2.5 -FRONTAL SINUS PUNCH 70 UP 3.5 -FRONTAL SINUS PUNCH 70 UP 4.5 -KEYES PUNCH 2 MM SS -KEYES PUNCH 3 MM SS -KEYES PUNCH 4 MM SS -KEYES PUNCH 5 MM SS.
Provita medical gmbh & co. kg | المانيا | Germany | ME0000004089SFDAA00014 | IV Stand "Normal Care" | IV Stand "Normal Care" | Effective infusion care by hanging safely IV-bottles and bags. Mobile use at the right time at the right place.
Lawton GmbH & Co. KG | المانيا | Germany | ME0000012221SFDAA00093 | LABEL | Signs instrument | IDENT LABEL 50X17MM -IDENT LABEL 50X17MM -IDENT LABEL 50X17MM -IDENT LABEL 50X17MM -IDENT LABEL 50X17MM -IDENT LABEL 50X17MM -IDENT LABEL W HOOK 71X27MM -IDENT LABEL W HOOK 71X27MM - IDENT LABEL W HOOK 71X27MM -IDENT LABEL W HOOK 71X27MM -IDENT LABEL W HOOK 71X27MM -IDENT LABEL W HOOK 71X27MM -IDENT LABEL W HOOK 71X27MM -IDENT LABEL W HOOK 71X27MM -IDENT LABEL W HOOK 71X27MM -IDENT LABEL W HOOK 71X27MM -IDENT LABEL W HOOK 71X27MM -IDENT LABEL W HOOK 71X27MM -IDENT LABEL 50X17MM -IDENT LABEL 50X17MM -IDENT LABEL 50X17MM -IDENT LABEL 50X17MM -IDENT LABEL 50X17MM -IDENT LABEL 50X17MM -INDICATOR LABELS 100X -INDICATOR LABELS 100X.
Lohmann & Rauscher International GmbH & Co. KG | المانيا | Germany | ME0000001996SFDAA00137 | tg® soft | Tubular Padding Bandage | The tg® soft padded tubular bandage is a transversely elastic terry cloth tubular band-age produced on the circular knitting machine.
Lohmann & Rauscher International GmbH & Co. KG | المانيا | Germany | ME0000001996SFDAA00134 | Porotape® | Adhesive Tape | "POROTAPE® is an off-white adhesive tape with serrated edges, wound on a plastic core. The adhesive tape made of viscose is coated on one side with a rubber adhesive containing zinc oxide."
TONTARRA MEDIZINTECHNIK GMBH | المانيا | Germany | ME0000006190SFDAA00053 | MYOMA | MAYOMA DRILL | MAYOMA DRILL
3M Deutschland GmbH | المانيا | Germany | ME0000009274SFDAA00003 | 3M Nexcare Heel Blister Plasters | 3M Nexcare Heel Blister Plasters | Heel Blister | لصقات البثور
Provita medical gmbh & co. kg | المانيا | Germany | ME0000004089SFDAA00013 | Children IV Stand "Rainbow" | Children IV Stand "Rainbow" | Effective infusion care by hanging safely IV-bottles and bags. Child-fairly design stimulates the recovery process and provides a friendly atmosphere.
Gebrüder Martin GmbH & Co. KG | المانيا | Germany | ME0000012709SFDAA00032 | Rongeur, Caspar | Spinal Rongeur | Slide shaft instruments are used for preparation of cartilage and bones as well as tissue removal. The instruments may be used only according to their intended use in the medical specialties by adequately trained and qualified personnel.
Lawton GmbH & Co. KG | المانيا | Germany | ME0000012221SFDAA00088 | Containers | Sterilization Containers | EL STD BOTTOM 297X274X88MM -EL STD BOTTOM 297X274X123MM -EL STD BOTTOM 297X274X138MM -EL STD BOTTOM 297X274X188MM -EL STD BOTTOM 297X274X248MM -EL STD BOTTOM 462X274X88MM -EL STD BOTTOM 462X274X123MM -EL STD BOTTOM 462X274X138MM -EL STD BOTTOM 462X274X188MM -EL STD BOTTOM 585X274X88MM -EL STD BOTTOM 585X274X123MM -EL STD BOTTOM 585X274X138MM -EL STD BOTTOM 585X274X188MM -EL STD BOTTOM 585X274X248MM -EL STD BOTTOM PERF 297X274X88 -EL STD BOTTOM PERF297X274X123 -EL STD BOTTOM PERF297X274X138 -EL STD BOTTOM PERF297X274X188 -EL STD BOTTOM PERF297X274X248 -EL STANDARD LID 299X278MM -EL STANDARD LID 299X278MM -EL STANDARD LID 299X278MM -EL STANDARD LID 299X278MM -EL STANDARD LID 299X278MM -EL STANDARD LID 299X278MM - EL SAFETY LID 287X287MM -EL SAFETY LID 287X287MM -EL SAFETY LID 287X287MM -EL SAFETY LID 287X287MM -EL SAFETY LID 287X287MM -EL SAFETY LID 287X287MM -EL STD BOTTOM PERF 462X274X88 -EL STD BOTTOM PERF462X274X123 -EL STD BOTTOM PERF462X274X138 -EL STD BOTTOM PERF462X274X188 -EL STANDARD LID 462X278MM -EL STANDARD LID 462X278MM -EL STANDARD LID 462X278MM -EL STANDARD LID 462X278MM -EL STANDARD LID 462X278MM -EL STANDARD LID 462X278MM -EL SAFETY LID 458X287MM -EL SAFETY LID 458X287MM -EL SAFETY LID 458X287MM -EL SAFETY LID 458X287MM -EL SAFETY LID 458X287MM -EL SAFETY LID 458X287MM -EL STD BOTTOM PERF 585X2 74X88 -EL STD BOTTOM PERF585X274X123 -EL STD BOTTOM PERF585X274X138 -EL STD BOTTOM PERF585X274X188 -EL STD BOTTOM PERF585X274X248 EL STANDARD LID 585X278MM-EL STANDARD LID 585X278MM -EL STANDARD LID 585X278MM -EL STANDARD LID 585X278MMEL STANDARD LID 585X278MM -EL STANDARD LID 585X278MM -EL SAFETY LID 583X287MM -EL SAFETY LID 583X287MM -EL SAFETY LID 583X287MM -EL SAFETY LID 583X287MM -EL SAFETY LID 583X287MM -EL SAFETY LID 583X287MM -PL STD BOTTOM 297X274X88MM -PL STD BOTTOM 297X274X88MM -PL STD BOTTOM 297X274X88MM -PL STD BOTTOM 297X274X88MM -PL STD BOTTOM 297X274X88MM -PL STD BOTTOM 297X274X88MM -PL STD BOTTOM 297X274X123MM -PL STD BOTTOM 297X274X123MM -PL STD BOTTOM 297X274X123MM -PL STD BOTTOM 297X274X123MM -PL STD BOTTOM 297X274X123MM -PL STD BOTTOM 297X274X123MM -PL STD BOTTOM 297X274X138MM -PL STD BOTTOM 297X274X138MM -PL STD BOTTOM 297X274X138MM -PL STD BOTTOM 297X274X138MM -PL STD BOTTOM 297X274X138MM -PL STD BOTTOM 297X274X138MM -PL STD BOTTOM 297X274X188MM -PL STD BOTTOM 297X274X188MM -PL STD BOTTOM 297X274X188MM -PL STD BOTTOM 297X274X188MM -PL STD BOTTOM 297X274X188MM -PL STD BOTTOM 297X274X188MM -PL STD BOTTOM 297X274X248MM -PL STD BOTTOM 297X274X248MM -PL STD BOTTOM 297X274X248MM -PL STD BOTTOM 297X274X248MM -PL STD BOTTOM 297X274X248MM -PL STD BOTTOM 297X274X248MM -PL STD BOTTOM 462X274X88MM -PL STD BOTTOM 462X274X88MM -PL STD BOTTOM 462X274X88MM -PL STD BOTTOM 462X274X88MM -PL STD BOTTOM 462X274X88MM -PL STD BOTTOM 462X274X88MM -PL STD BOTTOM 462X274X123MM -PL STD BOTTOM 462X274X123MM -PL STD BOTTOM 462X274X123MM -PL STD BOTTOM 462X274X123MM -PL STD BOTTOM 462X274X123MM -PL STD BOTTOM 462X274X123MM -PL STD BOTTOM 462X274X138MM -PL STD BOTTOM 462X274X138MM -PL STD BOTTOM 462X274X138MM -PL STD BOTTOM 462X274X138MM-PL STD BOTTOM 462X274X138MM -PL STD BOTTOM 462X274X138MM -PL STD BOTTOM 462X274X188MM -PL STD BOTTOM 462X274X188MM -PL STD BOTTOM 462X274X188MM -PL STD BOTTOM 462X274X188MM -PL STD BOTTOM 462X274X188MM -PL STD BOTTOM 462X274X188MM -PL STD BOTTOM 585X274X88MM -PL STD BOTTOM 585X274X88MM -PL STD BOTTOM 585X274X88MM -PL STD BOTTOM 585X274X88MM -PL STD BOTTOM 585X274X88MM -PL STD BOTTOM 585X274X88MM -PL STD BOTTOM 585X274X123MM -PL STD BOTTOM 585X274X123MM -PL STD BOTTOM 585X274X123MM -PL STD BOTTOM 585X274X123MM -PL STD BOTTOM 585X274X123MM -PL STD BOTTOM 585X274X123MM -PL STD BOTTOM 585X274X138MM -PL STD BOTTOM 585X274X138MM -PL STD BOTTOM 585X274X138MM -PL STD BOTTOM 585X274X138MM -PL STD BOTTOM 585X274X138MM -PL STD BOTTOM 585X274X138MM -PL STD BOTTOM 585X274X188MM -PL STD BOTTOM 585X274X188MM -PL STD BOTTOM 585X274X188MM -PL STD BOTTOM 585X274X188MM -PL STD BOTTOM 585X274X188MM -PL STD BOTTOM 585X274X188MM -PL STD BOTTOM 585X274X248MM -PL STD BOTTOM 585X274X248MM -PL STD BOTTOM 585X274X248MM -PL STD BOTTOM 585X274X248MM -PL STD BOTTOM 585X274X248MM -PL STD BOTTOM 585X274X248MM -PL STD BOTTOM PERF 297X274X88 -PL STD BOTTOM PERF 297X274X88 -PL STD BOTTOM PERF 297X274X88 -PL STD BOTTOM PERF 297X274X88 -PL STD BOTTOM PERF 297X274X88 -PL STD BOTTOM PERF 297X274X88 -PL STD BOTTOM PERF297X274X123 -PL STD BOTTOM PERF297X274X123-PL STD BOTTOM PERF297X274X123 -PL STD BOTTOM PERF297X274X123 -PL STD BOTTOM PERF297X274X123 -PL STD BOTTOM PERF297X274X123 -PL STD BOTTOM PERF297X274X138 -PL STD BOTTOM PERF297X274X138 -PL STD BOTTOM PERF297X274X138 -PL STD BOTTOM PERF297X274X138 -PL STD BOTTOM PERF297X274X138 -PL STD BOTTOM PERF297X274X138 -PL STD BOTTOM PERF297X274X188 -PL STD BOTTOM PERF297X274X188 -PL STD BOTTOM PERF297X274X188 -PL STD BOTTOM PERF297X274X188 -PL STD BOTTOM PERF297X274X188 -PL STD BOTTOM PERF297X274X188 -PL STD BOTTOM PERF297X274X248 -PL STD BOTTOM PERF297X274X248 -PL STD BOTTOM PERF297X274X248 -PL STD BOTTOM PERF297X274X248 -PL STD BOTTOM PERF297X274X248 -PL STD BOTTOM PERF297X274X248 -PL STANDARD LID 299X278MM -PL STANDARD LID 299X278MM -PL STANDARD LID 299X278MM -PL STANDARD LID 299X278MM -PL STANDARD LID 299X278MM -PL STANDARD LID 299X278MM -PL STD BOTTOM PERF 462X274X88 -PL STD BOTTOM PERF 462X274X88 -PL STD BOTTOM PERF 462X274X88 -PL STD BOTTOM PERF 462X274X88 -PL STD BOTTOM PERF 462X274X88 -PL STD BOTTOM PERF 462X274X88 -PL STD BOTTOM PERF462X274X123 -PL STD BOTTOM PERF462X274X123 -PL STD BOTTOM PERF462X274X123 -PL STD BOTTOM PERF462X274X123 -PL STD BOTTOM PERF462X274X123 -PL STD BOTTOM PERF462X274X123 -PL STD BOTTOM PERF462X274X138 -PL STD BOTTOM PERF462X274X138 -PL STD BOTTOM PERF462X274X138 -PL STD BOTTOM PERF462X274X138 -PL STD BOTTOM PERF462X274X138 -PL STD BOTTOM PERF462X274X138 -PL STD BOTTOM PERF462X274X188 -PL STD BOTTOM PERF462X274X188 -PL STD BOTTOM PERF462X274X188 -PL STD BOTTOM PERF462X274X188 -PL STD BOTTOM PERF462X274X188 -PL STD BOTTOM PERF462X274X188 -PL STANDARD LID 462X278MM -PL STANDARD LID 462X278MM -PL STANDARD LID 462X278MM -PL STANDARD LID 462X278MM -PL STANDARD LID 462X278MM -PL STANDARD LID 462X278MM -PL STD BOTTOM PERF 585X274X88 -PL STD BOTTOM PERF 585X274X88 -PL STD BOTTOM PERF 585X274X88 -PL STD BOTTOM PERF 585X274X88 -PL STD BOTTOM PERF 585X274X88 -PL STD BOTTOM PERF 585X274X88 -PL STD BOTTOM PERF585X274X123 -PL STD BOTTOM PERF585X274X123 -PL STD BOTTOM PERF585X274X123 -PL STD BOTTOM PERF585X274X123 -PL STD BOTTOM PERF585X274X123 -PL STD BOTTOM PERF585X274X123 -PL STD BOTTOM PERF585X274X138 -PL STD BOTTOM PERF585X274X138 -PL STD BOTTOM PERF585X274X138 -PL STD BOTTOM PERF585X274X138 -PL STD BOTTOM PERF585X274X138 -PL STD BOTTOM PERF585X274X138 -PL STD BOTTOM PERF585X274X188 -PL STD BOTTOM PERF585X274X188 -PL STD BOTTOM PERF585X274X188 -PL STD BOTTOM PERF585X274X188 -PL STD BOTTOM PERF585X274X188 -PL STD BOTTOM PERF585X274X188 -PL STD BOTTOM PERF585X274X248 -PL STD BOTTOM PERF585X274X248 -PL STD BOTTOM PERF585X274X248 -PL STD BOTTOM PERF585X274X248 -PL STD BOTTOM PERF585X274X248 -PL STD BOTTOM PERF585X274X248 -PL STANDARD LID 585X278MM -PL STANDARD LID 585X278MM -PL STANDARD LID 585X278MM -PL STANDARD LID 585X278MM -PL STANDARD LID 585X278MM -PL STANDARD LID 585X278MM -EL COMBI LID PTFE 299X278MM -EL COMBI LID PTFE 299X278MM -EL COMBI LID PTFE 299X278MM -EL COMBI LID PTFE 299X278MM -EL COMBI LID PTFE 299X278MM -EL COMBI LID PTFE 299X278MM -EL COMBI LID PTFE 462X278MM -EL COMBI LID PTFE 462X278MM -EL COMBI LID PTFE 462X278MM -EL COMBI LID PTFE 462X278MM -EL COMBI LID PTFE 462X278MM -EL COMBI LID PTFE 462X278MM -EL COMBI LID PTFE 585X278MM -EL COMBI LID PTFE 585X278MM -EL COMBI LID PTFE 585X278MM -EL COMBI LID PTFE 585X278MM -EL COMBI LID PTFE 585X278MM -EL COMBI LID PTFE 585X278MM -EL COMBI LID BARR 299X278MM -EL COMBI LID BARR 299X278MM -EL COMBI LID BARR 299X278MM -EL COMBI LID BARR 299X278MM -EL COMBI LID BARR 299X278MM -EL COMBI LID BARR 299X278MM -EL COMBI LID VALVE 299X278MM -EL COMBI LID VALVE 299X278MM -EL COMBI LID VALVE 299X278MM -EL COMBI LID VALVE 299X278MM -EL COMBI LID VALVE 299X278MM -EL COMBI LID VALVE 299X278MM -EL COMBI LID BARR 462X278MM -EL COMBI LID BARR 462X278MM -EL COMBI LID BARR 462X278MM -EL COMBI LID BARR 462X278MM -EL COMBI LID BARR 462X278MM -EL COMBI LID BARR 462X278MM -EL COMBI LID VALVE 462X278MM -EL COMBI LID VALVE 462X278MM -EL COMBI LID VALVE 462X278MM -EL COMBI LID VALVE 462X278MM -EL COMBI LID VALVE 462X278MM -EL COMBI LID VALVE 462X278MM -EL COMBI LID BARR 585X278MM -EL COMBI LID BARR 585X278MM -EL COMBI LID BARR 585X278MM -EL COMBI LID BARR 585X278MM -EL COMBI LID BARR 585X278MM -EL COMBI LID BARR 585X278MM -EL COMBI LID VALVE 585X278MM -EL COMBI LID VALVE 585X278MM-EL COMBI LID VALVE 585X278MM -EL COMBI LID VALVE 585X278MM -EL COMBI LID VALVE 585X278MM -EL COMBI LID VALVE 585X278MM -PL COMBI LID PTFE 299X278MM -PL COMBI LID PTFE 299X278MM -PL COMBI LID PTFE 299X278MM -PL COMBI LID PTFE 299X278MM -PL COMBI LID PTFE 299X278MM -PL COMBI LID PTFE 299X278MM -PL COMBI LID PTFE 462X278MM -PL COMBI LID PTFE 462X278MM -PL COMBI LID PTFE 462X278MM -PL COMBI LID PTFE 462X278MM -PL COMBI LID PTFE 462X278MM -PL COMBI LID PTFE 462X278MM - PL COMBI LID PTFE 585X278MM -PL COMBI LID PTFE 585X278MM -PL COMBI LID PTFE 585X278MM -PL COMBI LID PTFE 585X278MM -PL COMBI LID PTFE 585X278MM -PL COMBI LID PTFE 585X278MM -PL COMBI LID BARR 299X278MM -PL COMBI LID BARR 299X278MM -PL COMBI LID BARR 299X278MM -PL COMBI LID BARR 299X278MM -PL COMBI LID BARR 299X278MM -PL COMBI LID BARR 299X278MM -PL COMBI LID VALVE 299X278MM -PL COMBI LID VALVE 299X278MM -PL COMBI LID VALVE 299X278MM -PL COMBI LID VALVE 299X278MM -PL COMBI LID VALVE 299X278MM -PL COMBI LID VALVE 299X278MM -PL COMBI LID BARR 462X278MM -PL COMBI LID BARR 462X278MM -PL COMBI LID BARR 462X278MM -PL COMBI LID BARR 462X278MM -PL COMBI LID BARR 462X278MM -PL COMBI LID BARR 462X278MM -PL COMBI LID VALVE 462X278MM -PL COMBI LID VALVE 462X278MM -PL COMBI LID VALVE 462X278MM -PL COMBI LID VALVE 462X278MM -PL COMBI LID VALVE 462X278MM -PL COMBI LID VALVE 462X278MM -PL COMBI LID BARR 585X278MM -PL COMBI LID BARR 585X278MM -PL COMBI LID BARR 585X278MM -PL COMBI LID BARR 585X278MM -PL COMBI LID BARR 585X278MM-PL COMBI LID BARR 585X278MM -PL COMBI LID VALVE 585X278MM -PL COMBI LID VALVE 585X278MM -PL COMBI LID VALVE 585X278MM -PL COMBI LID VALVE 585X278MM -PL COMBI LID VALVE 585X278MM -PL COMBI LID VALVE 585X278MM -TRAY 253X243X31MM -TRAY 253X243X47MM -LID 254X244 FOR TRAYS -TRAY 253X243X67MM -TRAY 253X243X97MM -TRAY 405X253X31MM -TRAY 405X253X47MM -TRAY 405X253X67MM -TRAY 405X253X97MM -LID 406X254 FOR TRAYS -TRAY 480X253X31MM -TRAY 480X253X47MM -TRAY 480X253X67MM -TRAY 480X253X97MM -LID 481X254 FOR TRAYS -TRAY 540X253X31MM -TRAY 540X253X47MM -TRAY 540X253X67MM -TRAY 540X253X97MM -LID 541X254 FOR TRAYS -EL WIDE BOTTOM 584X362X105MM -EL WIDE BOTTOM 584X362X165MM -EL WIDE BOTTOM PER584X362X105 -EL WIDE BOTTOM PER584X362X165 -EL WIDE LID 585X368MM -EL WIDE LID 585X368MM -EL WIDE LID 585X368MM -EL WIDE LID 585X368MM -EL WIDE LID 585X368MM -EL WIDE LID 585X368MM -EL FLACH BOTTOM 303X275X40 -EL FLACH BOTTOM 303X275X70 -EL FLACH BOTTOM PER303X275X70 -EL FLACH LID 301X280MM -EL FLACH LID 301X280MM -EL FLACH LID 301X280MM -EL FLACH LID 301X280MM -EL FLACH LID 301X280MM -EL FLACH LID 301X280MM -TRAY 265X118X42MM -LID 267X120 FOR TRAYS -TRAY 268X124X22MM -EL MINI BOTTOM 310X131X28MM -EL MINI BOTTOM 310X131X56MM -EL MINI BOTTOM 310X131X85MM - EL MINI BOTTOM PERF310X131X28 -EL MINI BOTTOM PERF310X131X56 -EL MINI BOTTOM PERF310X131X85 -EL MINI LID 305X140MM -EL MINI LID 305X140MM -EL MINI LID 305X140MM -EL MINI LID 305X140MM -EL MINI LID 305X140MM -EL MINI LID 305X140MM -TRAY 270X175X45MM -LID 275X177 FOR TRAYS -TRAY 265X175X43MM -EL DENTAL BOTTOM 312X183X36MM -EL DENTAL BOTTOM 312X183X54MM -EL DENTAL BOTTOM 312X183X72MM -EL DENTAL BOTTOM 312X183X85MM -EL DENTAL BOTTOM 312X183X122 -EL DENT BOTTOM PERF312X183X36 -EL DENT BOTTOM PERF312X183X54 -EL DENT BOTTOM PERF312X183X72 -EL DENT BOTTOM PERF312X183X85 -EL DENT BOTTOM PER312X183X122 -EL DENTAL LID 310X189MM -EL DENTAL LID 310X189MM -EL DENTAL LID 310X189MM -EL DENTAL LID 310X189MM -EL DENTAL LID 310X189MM -EL DENTAL LID 310X189MM -STORAGE FRAME 460X232X155MM -STORAGE FRAME 231X227X155MM -TRAY 272X83X44 F 1 SCOPE -TRAY 452X83X44 F 1 SCOPE -TRAY 272X103X44 F 2 SCOPES -TRAY 452X103X44 F 2 SCOPES -RHOTON STERI TRAY F19INSTR -TRAY 455X255X55MM -TRAY 528X254X40MM 58CL -TRAY 528X254X40MM 23CL -METAL-CASE FOR 08-0910 -RACK FOR DILATORS 4-12M M -RACK FOR DILATORS 13-17MM -METAL CASE FOR 95-0360 -RACK FOR DILATORS 1-17MM -RACK FOR DILATORS 18-26MM -METAL CASE FOR 95-0362 -PLATE FOR TIPS ONLY -CASE 550X115X35MM F 31-0870 -STERILIZING CASE 235X135X35 -SILICON BOTTOM PLATE F07-1066 -STER RACK FOR 8 MICRO INSTR -LID W TRIANGLE HOLE F 07-1051 -LID W TRIANGLE HOLE F 07-1061 -STER.CONTAINER 295X215X70 MM -STER.CONTAINER 280X275X70 MM -STER.CONTAINER 400X280X70 MM -STER.CONTAINER 490X270X70 MM -STORAGE FRAME 320X235X140.
BSN medical GmbH | المانيا | Germany | ME0000004305SFDAA00078 | Hypafix® | Adhesive non-woven fabric | Extensible non-woven fabric coated on one side with a pressure sensitive acrylic adhesive.
Hermann Medizitechnik GmbH | المانيا | Germany | ME0000000853SFDAA00018 | HERMANN MEDIZINTECHNIK | NEEDLE HOLDER | NEEDLE HOLDER | ماسك إبرة
KARL STORZ SE & Co. KG | المانيا | Germany | ME0000003576SFDAA00900 | Suture Attachment | Endoscopic suturing unit, reusable | Endoscopic suturing unit, reusable
Lawton GmbH & Co. KG | المانيا | Germany | ME0000012221SFDAA00092 | SNARE | Cutting Products | EVES TONSIL SNARE W/O RATCHE -EVES TONSIL SNARE W/RATCHET -BRUENINGS TONS.SNARE W/RATCH -WIRE LOOPS 0,4 MM PER 100 -WIRE LOOPS 0,4 MM PER 100 -PREPARED SNARE WIRE PCKG12SZ -TYDING SNARE STR TIP -STRAIGHT TIP FOR TYDING SNAR -KRAUSE EAR SNARE 18 CM -SNARE WIRE 0,3 MM 10 M -SNARE WIRE 0,4 MM 10 M -SNARE WIRE 0,2 MM P DOZ -SNARE WIRE 0,3 MM P DOZ -LANGE-WILDE NASAL SNARE 18 -SNARE WIRE 0,2 MM 10 M.
Lawton GmbH & Co. KG | المانيا | Germany | ME0000012221SFDAA00094 | Filter | Filter Papers | FILTER DISPENSER -FILTER HOLDER 185MM -PAPER FILTERS 190MM 100X -TEXTILE FILTER 190MM -PTFE FILTER 190MM -EL COMBI FILTER HOUSING PTFE -EL COMBI FILTER HOUSING BARR -EL COMBI FILTER HOUSING VENT -PL COMBI FILTER HOUSING PTFE -PL COMBI FILTER HOUSING BARR -PL COMBI FILTER HOUSING VENT -PAPER FILTERS 235X118MM 100X -TEXTILE FILTER 210X95MM -PTFE FILTER 215X95MM -FILTER HOLDER 245X100MM -SET OF FILTERS 07-0710 5 UNID -SET OF FILTERS 5PAIRS -SET OF FILTERS 07-0712 -SET OF FILTERS 5 PAIRS -SET OF FILTERS 5 PAIRS -SET OF FILTERS 5 PAIR.
KARL STORZ SE & Co. KG | المانيا | Germany | ME0000003576SFDAA00897 | Cleaning Adaptor | Surgical instrument cleaning adaptor | Surgical instrument cleaning adaptor
KARL STORZ SE & Co. KG | المانيا | Germany | ME0000003576SFDAA00893 | Wire Tray | Sterilization Container | Wire Tray for TIPCAM
KARL STORZ SE & Co. KG | المانيا | Germany | ME0000003576SFDAA00903 | Punch | Endoscopic Punch | Endoscopic Punch for minimal invasive surgery
KARL STORZ SE & Co. KG | المانيا | Germany | ME0000003576SFDAA00901 | Biter | Endoscopic Biter | Endoscopic Biter
Lawton GmbH & Co. KG | المانيا | Germany | ME0000012221SFDAA00095 | Distractors | Widening Products | CASPAR DISTRACTOR LEFT-CASPAR DISTRACTOR RIGHT-CASPAR DISTRACTOR LEFT-CASPAR DISTRACTOR RIGHT-CASPAR DRILL GUIDE LEFT-CASPAR DRILL GUIDE RIGHT-CASPAR DIST SCREW 12MM 2PCS-CASPAR DIST SCREW 14MM 2PCS-CASPAR DIST SCREW 16MM 2PCS-CASPAR DIST SCREW 18MM 2PCS.
Carl Zeiss Meditec AG | المانيا | Germany | ME0000003615SFDAA00132 | SL 130 | SL 130 | Slit Lamp
Carl Zeiss Meditec AG | المانيا | Germany | ME0000003615SFDAA00131 | SL 120 | SL 120 | Slit Lamp
Lohmann & Rauscher International GmbH & Co. KG | المانيا | Germany | ME0000001996SFDAA00133 | Komprex® | Foam Rubber Bandage | KOMPREX® Foam Rubber Bandages are available in different lengths (1 and 2 m), widths (8 and 10 cm) and thicknesses (0,5 and 1 cm)
KARL STORZ SE & Co. KG | المانيا | Germany | ME0000003576SFDAA00895 | Handle | Surgical instrument handle | Surgical instrument handle
Lohmann & Rauscher International GmbH & Co. KG | المانيا | Germany | ME0000001996SFDAA00138 | Velpeau® Gilet Orthopedique | Gilet orthopedic | Vest made of a reversible micro-aerated fabric for a left or right using. The adjustment is made by hook and loop fasteners.
KARL STORZ SE & Co. KG | المانيا | Germany | ME0000003576SFDAA00902 | Nipper | Endoscopic Nipper | Endoscopic Nipper
TONTARRA MEDIZINTECHNIK GMBH | المانيا | Germany | ME0000006190SFDAA00047 | Retractor | Self Retaining Retractor | Standard Surgical Instruments
HEINE Optotechnik GmbH & Co. KG | المانيا | Germany | ME0000004869SFDAA00169 | Mini 3000 F.O Set | Otoscope | Mini 3000 F.O Set
Streifeneder ortho.production GmbH | المانيا | Germany | ME0000008633SFDAA00165 | S.A.C.H. Foot Connection Disc | Connection Disc | To be bonded to cosmetic soft foam cover and affixed onto the S.A.C.H. foot adapter
Lawton GmbH & Co. KG | المانيا | Germany | ME0000012221SFDAA00096 | Tuning Forks | Examinating Products | TUNING FORK A1 440 -RYDEL-SEIFFER TUNING FORK -LUCAE TUNING FORK C128 -LUCAE TUNING FORK C128 -LUCAE TUNING FORK C1 256 -LUCAE TUNING FORK C2 512 -LUCAE TUNING FORK C3 1024 -HARTMANN TUNING FORK ADJUSTABLE -HARTMAN TUN FORK SET IN CAS -HARTMANN TUNING FORK C64 -HARTMANN TUNING FORK C128 -HARTMANN TUNING FORK C256 -HARTMANN TUNING FORK C512 -HARTMANN TUNING FORK C1024 -HARTMANN TUNING FORK C2048 -HARTMANN TUNING FORK C4096 -HARTMANN TUNING FORK C128 -HARTMANN TUNING FORK C256 -HARTMAN TUN FORK SET IN CAS -HARTMAN TUN FORK SET IN CAS -HARTMANN TUNING FORK C-1 32 -ALLOY TUNING FORK SET - TUNING FORKC128 - TUNING FORKC256 -TUNING FORK C512 -TUNING F. C1024 -TUNING F. C2048.
HEINE Optotechnik GmbH & Co. KG | المانيا | Germany | ME0000004869SFDAA00170 | F.O. BLADE MILLER CLASSIC+ | Laryngoscope blade | Laryngoscope blade
Streifeneder Ortho. Production GmbH | المانيا | Germany | ME0000008764SFDAA00003 | PrimoSil.basic | Silicone Liner | well-suited also for difficult residual limb conditions
Drive Medical GmbH & Co. KG | المانيا | Germany | ME0000000703SFDAA00015 | Kidswalker Nimbo | Walking Aid | Walking Aid | مساعدة المشي للأطفال
HEINE Optotechnik GmbH & Co. KG | المانيا | Germany | ME0000004869SFDAA00168 | Mini 3000 F.O. Otoscope | Otoscope | Mini 3000 F.O. Otoscope
Drive Medical GmbH & Co. KG | المانيا | Germany | ME0000000348SFDAA00021 | Standard wheelchair Rotec | wheelchair | wheelchair
Streifeneder Ortho. Production GmbH | المانيا | Germany | ME0000008764SFDAA00002 | Tube With Seat Ring | Tube | Tube With Seat Ring for valves
Provita medical gmbh & co. kg | المانيا | Germany | ME0000017852SFDAA00005 | IV-Pole Intensive care | Mobile IV-stands and accessories | Mobile stands for infusion bottles/bags & attachemnt of infusion pumps
Medigma Biomedical GmbH | المانيا | Germany | ME0000017324SFDAA00017 | TMA Plastic casting sleeve w/ prosthetic screw | TMA Plastic casting sleeve w/ prosthetic screw | use with dental implant for temporary restoration of single crowns and bridges in the anterior and posterior region for use up to six months.
Medigma Biomedical GmbH | المانيا | Germany | ME0000017324SFDAA00013 | Plastic Cylinder Casting Abutment | Plastic Cylinder Casting Abutment | use to support single and multiple tooth prosthesis in the mandible or maxilla
E.Hahnenkratt GmbH | المانيا | Germany | ME0000001420SFDAA00004 | Handle for Mouth Mirrors | Dental Hand Instruments | Handle for Mouth Mirrors
pro med instruments GmbH | المانيا | Germany | ME0000004765SFDAA00156 | DORO LUNA™ Quick−Clamp for Quick−Rail | DORO LUNA™ Quick−Clamp for Quick−Rail | DORO LUNA™ Quick−Clamp for Quick−Rail
pro med instruments GmbH | المانيا | Germany | ME0000001428SFDAA00023 | DORO COBRA™ Flexible Rotary Arm 200 mm | DORO COBRA™ Flexible Rotary Arm 200 mm | DORO COBRA™ Flexible Rotary Arm
pro med instruments GmbH | المانيا | Germany | ME0000004765SFDAA00161 | DORO® Halo Pattie Tray | DORO® Halo Pattie Tray | DORO® Halo Pattie Tray
Medigma Biomedical GmbH | المانيا | Germany | ME0000017324SFDAA00011 | Slim Open Tray Transfer | Slim Open Tray Transfer | to support single and multiple tooth prosthesis in the mandible or maxilla.
Medigma Biomedical GmbH | المانيا | Germany | ME0000017324SFDAA00015 | Plastic cylinder abutment hex | plastic cylinder abutment hex | use to support single and multiple tooth prosthesis in the mandible or maxilla
Medigma Biomedical GmbH | المانيا | Germany | ME0000017324SFDAA00019 | TMA Closed Tray Transfer | TMA Closed Tray Transfer | use with dental implant for temporary restoration of single crowns and bridges in the anterior and posterior region for use up to six months.
joimax® GmbH | المانيا | Germany | ME0000002741SFDAA00129 | Endo-Flexprobe Handle | Surgical instrument handle | Surgical instrument handle
joimax® GmbH | المانيا | Germany | ME0000002741SFDAA00123 | Guiding Rod | Reusable Endoscopic dilator | Reusable Endoscopic dilator
Gebruder Martin GmbH & Co KG | المانيا | Germany | ME0000002645SFDAA00128 | Dressing/utility forceps, reus | Dressing/utility forceps, reus | Dressing/utility forceps, reus
Gebruder Martin GmbH & Co KG | المانيا | Germany | ME0000002645SFDAA00133 | Clip Applying Fcps. | Surgical instrument clip | Surgical instrument clip
Gebruder Martin GmbH & Co KG | المانيا | Germany | ME0000002645SFDAA00135 | Surgical mallet | Surgical mallet | Surgical mallet
Gebruder Martin GmbH & Co KG | المانيا | Germany | ME0000002645SFDAA00132 | Soft-tissue Surg.forceps, reus | Soft-tissue Surg.forceps, reus | Soft-tissue Surg.forceps, reus
Gebruder Martin GmbH & Co KG | المانيا | Germany | ME0000002645SFDAA00127 | Cast cutter, line-powered | Cast cutter, line-powered | Cast cutter, line-powered
joimax® GmbH | المانيا | Germany | ME0000002741SFDAA00121 | Working Tube Shaft, iLESSYS DELTA | Rigid endoscope sheath | Rigid endoscope sheath
joimax® GmbH | المانيا | Germany | ME0000002741SFDAA00132 | Multifunctional Palm Handle with Quick-Lock | Surgical instrument handle | Surgical instrument handle
joimax® GmbH | المانيا | Germany | ME0000002741SFDAA00127 | Grasper Forceps | Reusable Rigid endoscopic biopsy forceps | Reusable Rigid endoscopic biopsy forceps
joimax® GmbH | المانيا | Germany | ME0000002741SFDAA00135 | Hook Scissor | Rigid endoscopic scissors | Rigid endoscopic scissors
joimax® GmbH | المانيا | Germany | ME0000002741SFDAA00137 | Reamer Push-Ejector | Orthopaedic instrument cleaning tool | Orthopaedic instrument cleaning tool
3M Deutschland GmbH, Health Care Business | المانيا | Germany | ME0000009306SFDAA00143 | 3M Penta Cartridge for Pentamix 3 | 3M Penta Cartridge for Pentamix 3 | Mixer
Dr. Schumacher GmbH | المانيا | Germany | ME0000004320SFDAA00002 | thermoShield Xtreme | thermoShield Xtreme | thermoShield Xtreme | هو مُنظف لمعالجة الأدوات الطبية والجراحية في أجهزة التنظيف والتعقيم. THERMOSHIELD XTREME
Lohmann & Rauscher International GmbH & Co. KG | المانيا | Germany | ME0000001996SFDAA00140 | Velpeau® Cervix®2 | Velpeau® Cervix®2 | Orthosis for support and stabilization of the cervical spine | دعامة للرقبة
Sirona Dental systems GmbH | المانيا | Germany | ME0000000443SFDAA00013 | CEREC SW | CAD/CAM Software | cad/ cam software
Dr. Schumacher GmbH | المانيا | Germany | ME0000004320SFDAA00004 | PLURAZYME® EXTRA | PLURAZYME® EXTRA | PLURAZYME® EXTRA | مُنظف لمعالجة الأدوات الطبية والجراحية في أجهزة التنظيف والتعقيم
Drive Medical GmbH & Co. KG | المانيا | Germany | ME0000000348SFDAA00020 | Standard wheelchair Ecotec 2G | wheelchair | Standard wheelchair | كرسي متحرك قياسي
novacare GmbH | المانيا | Germany | ME0000001940SFDAA00018 | Smartline Hybrid System | Mattress | It is a flexible mattress replacement system which combines the benefits of high specification foam technology and sensor- controlled air pumps.
Sirona Dental Systems GmbH | المانيا | Germany | ME0000003048SFDAA00015 | Disposable Sleeve Omnicam | Disposable Sleeve | Disposable Sleeve
Lohmann & Rauscher International GmbH & Co. KG | المانيا | Germany | ME0000001996SFDAA00146 | Velpeau® Manu Control Classic | Velpeau® Manu Control Classic | Wrist orthosis | داعم للمعصم
Lohmann & Rauscher International GmbH & Co. KG | المانيا | Germany | ME0000001996SFDAA00142 | Velpeau® Epi COMFORT | Velpeau® Epi COMFORT | Elbow Support | داعم للكوع
Lohmann & Rauscher International GmbH & Co. KG | المانيا | Germany | ME0000001996SFDAA00144 | Velpeau® Genouillére anatomique (anatomical Knee Sleeve) | Velpeau® Genouillére anatomique (anatomical Knee Sleeve) | Knee orthosis | داعم للركبة
Lohmann & Rauscher International GmbH & Co. KG | المانيا | Germany | ME0000001996SFDAA00150 | Velpeau® Dorsamix® CLASSIC | Velpeau® Dorsamix® CLASSIC | Back orthosis | حزام للدعم القطني
Lohmann & Rauscher International GmbH & Co. KG | المانيا | Germany | ME0000001996SFDAA00141 | Velpeau® Chevillére de contention anatomique | Velpeau® Chevillére de contention anatomique | Ankle support | داعم للكاحل
Lohmann & Rauscher International GmbH & Co. KG | المانيا | Germany | ME0000001996SFDAA00143 | Velpeau® Freecast® Adjust CLASSIC | Velpeau® Freecast® Adjust CLASSIC | Ankle orthosis | دعامة لتثبيت الكاحل
Lohmann & Rauscher International GmbH & Co. KG | المانيا | Germany | ME0000001996SFDAA00147 | Velpeau® Materna CLASSIC | Velpeau® Materna CLASSIC | Maternity back orthosis | ُمقوِم للظهر للسيدة الحامل
Lohmann & Rauscher International GmbH & Co. KG | المانيا | Germany | ME0000001996SFDAA00148 | Velpeau® Vertélibre® COMFORT | Velpeau® Vertélibre® COMFORT | Lumbar support belt | حزام دعم للفقرات
Lohmann & Rauscher International GmbH & Co. KG | المانيا | Germany | ME0000001996SFDAA00149 | Velpeau® Xpro CLASSIC | Velpeau® Xpro CLASSIC | Knee orthosis | 'مثبت للركبة
Lohmann & Rauscher International GmbH & Co. KG | المانيا | Germany | ME0000001996SFDAA00145 | Velpeau® Genu COMFORT | Velpeau® Genu COMFORT | Knee Support | دعامة مرنة للركبة
HEBU medical Gmbh | المانيا | Germany | ME0000009637SFDAA00004 | Saw blade for plaster, Ø 65mm, 2 1/2” | Saw blade for plaster, Ø 65mm, 2 1/2" | Cutting plasters
HEBU medical Gmbh | المانيا | Germany | ME0000009637SFDAA00003 | x-bite saw blade Synthetic-Dressings, Ø65mm, 2 1/2” | x-bite saw Blade for Synthetic-Dressings Ø 65mm, 2 1/2" | Cutting synthetic casts
Hermann Medizintechnik GmbH | المانيا | Germany | ME0000011454SFDAA00004 | HERMANN MEDIZINTECHNIK DILATOR | HERMANN MEDIZINTECHNIK DILATOR | HERMANN MEDIZINTECHNIK DILATOR
Sirona Dental systems GmbH | المانيا | Germany | ME0000000443SFDAA00014 | CEREC SW | Software | CAD/CAM Software
Hermann Medizitechnik GmbH | المانيا | Germany | ME0000001372SFDAA00008 | HERMANN MEDIZINTECHNIK retractor | retractor | retractor | كامشة
Hermann Medizitechnik GmbH | المانيا | Germany | ME0000002235SFDAA00070 | HERMANN MEDIZINTECHNIK GUIDE NEEDLE | GUIDE NEEDLE | GUIDE NEEDLE
Dr. Jean Bausch GmbH & Co. KG | المانيا | Germany | ME0000003201SFDAA00006 | Arti-Fol | Dental Articulating paper | Arti-Fol Occlusion films are especially suitable for representing static and dynamic occlusion in several colors. The first step is to inspect the static occlusion in red and the second step to inspect the dynamic occlusion in black. The color sequence can always be alternated. Several different colors can be used for a much more precise representation of dynamic occlusion. Arti-Fol is available in four different colors.
Hermann Medizitechnik GmbH | المانيا | Germany | ME0000000847SFDAA00019 | HERMANN MEDIZINTECHNIK VEIN -STRIPPER | VEIN -STRIPPER | VEIN -STRIPPER
Hermann Medizitechnik GmbH | المانيا | Germany | ME0000000847SFDAA00020 | HERMANN MEDIZINTECHNIK HOOK | HOOK | HOOK
RUDOLF RIESTER GMBH | المانيا | Germany | ME0000009614SFDAA00124 | metpak | Pressure infusion instruments | Pressure cuffs in combination with a manometer for producing pressure provide for optimal pressure infusions
Lohmann & Rauscher International GmbH & Co. KG | المانيا | Germany | ME0000001996SFDAA00154 | Velpeau® Manus | Velpeau® Manus | Wrist support | داعم للمعصم
Lohmann & Rauscher International GmbH & Co. KG | المانيا | Germany | ME0000001996SFDAA00152 | Velpeau® Dorsaft®26 cm COMORT | Velpeau® Dorsaft®26 cm COMORT | Back orthosis | حزام للدعم القطني
Lohmann & Rauscher International GmbH & Co. KG | المانيا | Germany | ME0000001996SFDAA00151 | Velpeau® Collier Cervical Cervix® 1 | Velpeau® Collier Cervical Cervix® 1 | Cervical collar for light support | طوق دعامة الرقبة
novacare GmbH | المانيا | Germany | ME0000001940SFDAA00020 | LAS Turn UK | Low Air Loss System | It is designed for the treatment of pressure ulcers up to grade IV according to EPUAP
Dr. Schumacher GmbH | المانيا | Germany | ME0000004320SFDAA00003 | thermoShield BASIX | thermoShield BASIX | thermoShield BASIX | مُنظف لمعالجة الأدوات الطبية والجراحية في أجهزة التنظيف والتعقيم
SURGIWELL GmbH | المانيا | Germany | ME0000016492SFDAA00003 | Retracting Instruments | Retracting Instruments | Hook Retractor Instruments
DENTSPLY DeTrey | المانيا | Germany | ME0000001656SFDAA00002 | DeTrey Conditioner 36 Applicator Needles | Applicator needles | DeTrey Conditioner 36 Applicator Needles
Lohmann & Rauscher International GmbH & Co. KG | المانيا | Germany | ME0000001996SFDAA00156 | Velpeau® EpBloc classic | Velpeau® EpBloc classic | Shoulder joint orthosis | مثبت للكتف
Lohmann & Rauscher International GmbH & Co. KG | المانيا | Germany | ME0000001996SFDAA00139 | Velpeau® Ligaction® | Ankle Orthosis | Ankle orthosis.Elasticity all direction (high extensibility for easy threading). Patented double-sided structure to facilitate humidity transfer. Closed heel. Removable straps. | دعم الكاحل
WEVOSYS medical technology GmbH | المانيا | Germany | ME0000006536SFDAA00002 | WEVOSYS lingWAVES | WEVOSYS lingWAVES | Software for human voice analysis
DENTSPLY DeTrey | المانيا | Germany | ME0000001656SFDAA00003 | Blueprint 20 + | Dust- Free Alginate Impression Material | Blueprint 20 +
SURGIWELL GmbH | المانيا | Germany | ME0000016492SFDAA00002 | Gynecological and Obstetrics Instruments | Gynecological and Obstetrics Instruments | Gynecological and Obstetrics Instruments
pro med instruments GmbH | المانيا | Germany | ME0000004765SFDAA00134 | DORO® Swivel Adaptor Navigation | Neuro surgical headrest system and accessories | DORO® Swivel Adaptor Navigation
ITD GmbH | المانيا | Germany | ME0000001987SFDAA00035 | Compact-Cart W500 35U | Medical Cart | Mobile and Stationary Equipment carts for Medical Technology
KARL STORZ SE & Co. KG | المانيا | Germany | ME0000003576SFDAA00911 | Base unit | Endoscope/instrument holder, power-adjusted | ARTIP BASE Base Unit
Schmitz u. Sohne GmbH & Co. KG | المانيا | Germany | ME0000001208SFDAA00054 | arco | Examination and treatment chair for gynaecology | The arco examination and treatment chair, in combination with the approved accessories, serves to position the patient for gynaecological and urological examination and treatment.
KARL STORZ SE & Co. KG | المانيا | Germany | ME0000003576SFDAA00909 | Clamping Jaw | Endoscope / instrument holder, manual-adjusted | Laparoscope Holders
IBA Dosimetry GmbH | المانيا | Germany | ME0000006584SFDAA00022 | Gantry Sensor+ | Hardware | Gantry Sensor+ is a gantry angle measurement device which is used during verification of patient treatment plans (patient QA) and the verification of the treatment unit performance (machien QA) by qualified and trained clinical personal. It is not a standalone device, but an accessory to dose measurement devices.
Schmitz u. Sohne GmbH & Co. KG | المانيا | Germany | ME0000001208SFDAA00053 | arco-matic | Examination and treatment chair for gynaecology | The arco-matic examination and treatment chair, in combination with the approved accessories, serves to position the patient for gynaecological and urological examination and treatment.
Schmitz u. Sohne GmbH & Co. KG | المانيا | Germany | ME0000001208SFDAA00055 | Partura | Delivery Bed | The delivery bed is intended exclusively for supporting the expectant mother before and during childbirth.
Schmitz u. Sohne GmbH & Co. KG | المانيا | Germany | ME0000001208SFDAA00057 | Medi-matic | Examination and treatment chair for gynaecology, rectoscopy/proctology and urology | The medi-matic examination and treatment chair, in combination with the approved accessories, serves to position the patient for gynaecological, urological and proctological examination and treatment.
Schmitz u. Sohne GmbH & Co. KG | المانيا | Germany | ME0000001208SFDAA00056 | vidan | Video Colposcope | The vidan2 video colposcope is used for visualization of the vulva, vagina and portio aof adults and children in the field of gynecology.
IBA Dosimetry GmbH | المانيا | Germany | ME0000006584SFDAA00021 | miniPhantom R | Hardware | The miniPhantom R is a solid phantom used for the treatment plan verification with the Matrixx resolution detetor, film and ionization chambers. It is an accessory to simulate measurements at a certain material depth. It is mainly used by medical physicist, dosimetrists and technicians.
Alfred Becht GmbH | المانيا | Germany | ME0000004352SFDAA00001 | Articulating Paper | Articulating Paper | The diagnostic tool used in dentistry to highlight occlusal contacts and the distribution of occlusal forces. It is routinely used to check the occlusal surfaces of newly placed dental restorations (e.g. fillings or crowns) and dental prostheses (e.g. dentures or bridges). It is also used to highlight occlusal interferences, e.g. in persons with bruxism
Lohmann & Rauscher International GmbH & Co. KG | المانيا | Germany | ME0000001996SFDAA00160 | Rosidal® soft | Foam Bandage | The ROSIDAL® soft is a white and fine porous foam bandage.
PAUL HARTMANN AG | المانيا | Germany | ME0000001558SFDAA00490 | DermaPlast® Universal | Antimicrobial Skin Cover Adhesive Strip | Antimicrobial Skin Cover Adhesive Strip | شريط لاصق مضاد للميكروبات لتغطية الجلد
Gebruder Martin GmbH & Co KG | المانيا | Germany | ME0000002645SFDAA00136 | Surgical vice grip | Surgical vice grip | Surgical vice grip
Medigma Biomedical GmbH | المانيا | Germany | ME0000017324SFDAA00016 | Plastic Cylinder Casting Abutment w/o hex | Plastic Cylinder Casting Abutment w/o hex | use to support single and multiple tooth prosthesis in the mandible or maxilla
Medigma Biomedical GmbH | المانيا | Germany | ME0000017324SFDAA00012 | Internal Hex Implant Analog | Internal Hex Implant Analog | to protect the inner configuration of the implant and maintain, stabilize and form the soft tissue during the healing process.
Maquet GmbH | المانيا | Germany | ME0000003539SFDAA00211 | Flat Head Rest | Flat Head Rest | Flat Head Rest
Maquet GmbH | المانيا | Germany | ME0000003539SFDAA00209 | Head Rest Adapter | Head Rest Adapter | Head Rest Adapter
KARL STORZ SE & Co. KG | المانيا | Germany | ME0000003576SFDAA00910 | Holding arm | Endoscope/instrument holder, power-adjusted | ARTip base, Holding Arm Long / short
Hermann Medizintechnik GmbH | المانيا | Germany | ME0000011454SFDAA00006 | Hermann Medizintechnik bowl | bowl | bowl | وعاء
KIRCHNER & WILHELM GmbH + Co. KG | المانيا | Germany | ME0000004567SFDAA00001 | Infusion Stand | Infusion Stand | Infusion stand, 5-foot, stainless steel
IBA Dosimetry GmbH | المانيا | Germany | ME0000006584SFDAA00023 | myQA SRS Phantom | Hardware | The myQA SRS Phantom is an accessory which is intended for the placement of SBRT device or other measurement devices such as ionization chambers and fils durint the Patient QA workflow including, but not limited to CT, 2D-MV, 2d-kv, mv cbct and kv cbct imaging, treatment setup and irradiation on radiotherapy treatment devices.
Maquet GmbH | المانيا | Germany | ME0000003539SFDAA00210 | Horseshoe Head Rest | Horseshoe Head Rest | Horseshoe Head Rest
Hermann Medizintechnik GmbH | المانيا | Germany | ME0000011454SFDAA00005 | Hermann Medizintechnik Rongeur | Rongeur | Rongeur | قارض
Maquet GmbH | المانيا | Germany | ME0000003539SFDAA00212 | Padded Plate for joint module | Padded Plate for joint module | Padded Plate for joint module
Hermann Medizintechnik GmbH | المانيا | Germany | ME0000011454SFDAA00007 | Hermann Medizintechnik GmbH speculum | speculum | speculum surgical instrument
Sirona Dental systems GmbH | المانيا | Germany | ME0000000443SFDAA00025 | Disposable Sleeve Omnicam | Disposable Sleeve Omnicam | Accessory for Omnicam scanner.
HEINE Optotechnik GmbH & Co. KG. | المانيا | Germany | ME0000012888SFDAA00001 | EN 200 WALL TRANSFORMER | EN 200 WALL TRANSFORMER | EN 200 WALL TRANSFORMER
Hermann Medizintechnik GmbH | المانيا | Germany | ME0000011454SFDAA00008 | Hermann Medizintechnik Probe buttoned , BOWMAN , PRATT probe | Probe | Surgical instrument made of stainless steel
SIRONA Dental Systems GmbH | المانيا | Germany | ME0000004497SFDAA00106 | CEREC SW | CEREC SW | CEREC dental software
Streifeneder ortho.production GmbH | المانيا | Germany | ME0000008633SFDAA00166 | BK Suspender | BK Prostheses | For fixation of the BK-prosthesis at the leg; prevents slipping of the prosthesis of the residual limb
RUDOLF RIESTER GMBH | المانيا | Germany | ME0000009614SFDAA00125 | RCS-100 | Riester Camera System | DIGITAL, PORTABLE AND MULTIFUNCTIONAL MEDICAL CAMERA SYSTEM
Hermann Medizintechnik GmbH | المانيا | Germany | ME0000011454SFDAA00020 | HERMANN MEDIZINTECHNIK CASTROViEJO marker | HERMANN MEDIZINTECHNIK CASTROViEJO marker | marker
Hermann Medizintechnik GmbH | المانيا | Germany | ME0000011454SFDAA00009 | Hermann Medizintechnik Measure graduated | Measure graduated | Measure graduated BOWL | زبدية
BSN medical GmbH | المانيا | Germany | ME0000004305SFDAA00084 | Leukopor® | Skin adhesive tape | Skin adhesive tape
BSN medical GmbH | المانيا | Germany | ME0000004305SFDAA00083 | Leukofix® | Skin adhesive tape | Skin adhesive tape
Maquet GmbH | المانيا | Germany | ME0000003539SFDAA00213 | pair of adapters | pair of adapters | Adapter to mount the traction device
Albert Heiss GmbH & Co. KG | المانيا | Germany | ME0000011010SFDAA00004 | Albert Heiss specula, eye | Eye Speculum | Surgical instrument for retraction of the eyelids or other eye tissue during ophthalmological examination, treatment or surgery.
Philips Medizin Systeme Boeblingen GmbH | المانيا | Germany | ME0000003253SFDAA00042 | IntelliVue CL Charging Station | Battery Charger | The IntelliVue CL Charging Station is used for charging IntelliVue Cableless Measurement Devices, Avalon Cableless Measurement Devices and the battery of the MX40 wearable patient monitor
proxomed Medizintechnik GmbH | المانيا | Germany | ME0000003666SFDAA00001 | Compass 600 | Compass 600 leg press | -The system is designed to be used in the following fields of application: -Orthopaedic and physiotherapy departments in clinics, hospitals and care facilities -Rehabilitation clinics -Works clinics and outpatient clinics -Careers advisory and training centres -Medical research facilities -Industrial medicine -Health centres and health insurance companies -Fitness and prevention centres -Leisure sport counselling centres -Professional sports training centres -Sports medicine
Ottobock SE & Co. KGaA | المانيا | Germany | ME0000006161SFDAA00206 | Sport knee joint | Sport knee joint | Sport knee joint
pjur group Luxembourg S.A. | المانيا | Germany | ME0000005195SFDAA00007 | pjur superhero Long-Lasting Glide | Personal Lubricant, Silicone-based | Silicone based lubricant | مزلق شخصي ذو اساس سيليكوني للاستعمال مع او بدون الواقي الذكري
pjur group Luxembourg S.A. | المانيا | Germany | ME0000005195SFDAA00007 | pjur superhero Long-Lasting Glide | Personal Lubricant, Silicone-based | Silicone based lubricant | مزلق شخصي ذو اساس سيليكوني للاستعمال مع او بدون الواقي الذكري
BSN medical GmbH | المانيا | Germany | ME0000004305SFDAA00086 | Actimove® Heel lite | Heel protector | Heel protector | حامي لكعب القدم
BSN medical GmbH | المانيا | Germany | ME0000004305SFDAA00085 | Actimove® Abdominal | Abdominal support | Abdominal support | مشد للبطن، يعمل علي تثبيت منطقة البطن بعد الجراحة او الصدمة
BSN medical GmbH | المانيا | Germany | ME0000004305SFDAA00087 | Leukosilk® | Skin adhesive tape | Skin adhesive tape
Albert Heiss GmbH & Co. KG | المانيا | Germany | ME0000011010SFDAA00002 | Albert Heiss Mallet | Mallet | A surgical hammer is a manually powered instrument, which is used together e.g. with a chisel for contouring, ablation, or the like, of bone. Here the hammer is used, depending on the location of the application, to apply heavy strokes e.g to the chisel.
Maquet GmbH | المانيا | Germany | ME0000003539SFDAA00215 | TRIMANO FORTIS ADAPTER | ADAPTER | TRIMANO FORTIS ADAPTER
Albert Heiss GmbH & Co. KG | المانيا | Germany | ME0000011010SFDAA00003 | Albert Heiss cannulas | cannulas | Tube to deliver or aspirate liquids or air to the eye.
Renfert GmbH | المانيا | Germany | ME0000000707SFDAA00009 | help:ex | Denture Cleanser | Cleaning agents for dental prosthesis
Renfert GmbH | المانيا | Germany | ME0000000707SFDAA00008 | Sympro | Cleaning device | Needle cleaning device for dental prothesis
Albert Heiss GmbH & Co. KG | المانيا | Germany | ME0000011010SFDAA00005 | Albert Heiss Dilator, lachrymal | Dilator | An ophthalmic instrument for use during ophthalmic interventions to widen a cavity, canal or opening. Eye dilators also include instruments that are used for procedures on the lacrimal gland or tear duct
SUNRISE MEDICAL GMBH | المانيا | Germany | ME0000008136SFDAA00036 | q400 power wheel chair | q400 power wheel chair | كرسي متحرك كهربائي لدوي الاعاقه | كرسي متحرك لدوي الاعاقه
Albert Heiss GmbH & Co. KG | المانيا | Germany | ME0000011010SFDAA00011 | Albert Heiss Retractor, eye | Retractor | Ophthalmic surgical instrument for spreading the edges of an incision in the eye and its adjacent structures during a surgical procedure
Dr. Schumacher GmbH | المانيا | Germany | ME0000004320SFDAA00005 | Special oilspray 500 ml aerosol spray | Special oilspray 500 ml aerosol spray | Special oilspray 500 ml aerosol spray | تشحيم حركة المعدات والاجهزة قبل التعقيم البخاري
Albert Heiss GmbH & Co. KG | المانيا | Germany | ME0000011010SFDAA00006 | Albert Heiss Scissors | Scissors | A surgical instrument used to cut tissue during a surgical procedure. It consists of two movable blades, which are usually provided with ring handles or spring loaded handle. The distal end of the leaves can be designed differently.
Albert Heiss GmbH & Co. KG | المانيا | Germany | ME0000011010SFDAA00010 | Albert Heiss Spatula, eye | Spatula | A surgical instrument used to manipulate tissue or to remove material from a surface. The instrument consists of a proximal handle and a flat sheet with no sharp edges at the distal end. The shaft or the blade of the instrument can be straight, curved or angled
SIRONA Dental Systems GmbH | المانيا | Germany | ME0000004497SFDAA00107 | CEREC Guide Drill Key Set | CEREC Guide 2 | Precise surgical guide
Albert Heiss GmbH & Co. KG | المانيا | Germany | ME0000011010SFDAA00007 | Albert Heiss Forceps | Forceps | A surgical instrument to hold / grap, and/or squeeze tissue, sutures, or other objects during a surgical procedure. There are typically two versions: 1) a self-locking design with a lock; or 2) a large tweezer-like design with straight or curved branches
MEYRA GmbH | المانيا | Germany | ME0000012304SFDAA00017 | Ichair Orbit | wheelchair | power wheelchair | كرسي متحرك
Albert Heiss GmbH & Co. KG | المانيا | Germany | ME0000011010SFDAA00014 | Albert Heiss Loop | Loop | Handheld ophthalmic surgical instrument for removal i.e. the lens during an enucleation.
Albert Heiss GmbH & Co. KG | المانيا | Germany | ME0000011010SFDAA00015 | Albert Heiss Curettes | Spoon | An ophthalmic surgical instrument with a windowed, spoon-like, or ring-shaped working end that is either sharp or blunt. It is used to scrape out eye tissue
Albert Heiss GmbH & Co. KG | المانيا | Germany | ME0000011010SFDAA00016 | Albert Heiss Punches, corneoscleral | Glaucoma Punch | Instrument for use in trabeculoplasty in which a mini punch is removed from the wall of the eyeball. The defect is covered with a tissue cover that is only loosely sutured to allow the aqueous humor to seep through
REBOTEC Rehabilitationsmittel GmbH | المانيا | Germany | ME0000012322SFDAA00022 | Yano | Walker | Walker | مشاية
Maquet GmbH | المانيا | Germany | ME0000003539SFDAA00214 | Double Lateral Support | Double Lateral Support | Double Lateral Support
Albert Heiss GmbH & Co. KG | المانيا | Germany | ME0000011010SFDAA00012 | Albert Heiss Needle Holders | Needle Holders | A hand-held surgical instrument for grasping surgical needles during a suture to guide the needle and suture through tissue
Albert Heiss GmbH & Co. KG | المانيا | Germany | ME0000011010SFDAA00008 | Albert Heiss Hook | Hook | An ophthalmic surgical instrument. A shaft-like surgical instrument, the proximal end of which forms a handle that can be shaped in different designs. At the distal end, the shaft merges into one or more parallel hooks that apply tension to the skin.
Albert Heiss GmbH & Co. KG | المانيا | Germany | ME0000011010SFDAA00013 | Albert Heiss nasal speculum | Nasal Speculum | A surgical instrument that typically consists of two articulated industries and is available in different sizes, shapes, and contours. It has a blunt distal end and is used at insertion and opening to stretch or stretch tissue from the nostril.
Albert Heiss GmbH & Co. KG | المانيا | Germany | ME0000011010SFDAA00009 | Albert Heiss Knives | Knife | An ophthalmic, surgical instrument for making precise cuts in the eye tissue during an ophthalmic procedure on the eye and the surrounding structures. It is usually designed as a one-piece instrument with a sharp, single-edged blade at the distal end and handle at the proximal end
Albert Heiss GmbH & Co. KG | المانيا | Germany | ME0000011010SFDAA00019 | Albert Heiss Clips, drape | Clip | nstrument to pinch or clamp surgical drapes
Albert Heiss GmbH & Co. KG | المانيا | Germany | ME0000011010SFDAA00017 | Albert Heiss calipers, ophthalmic | Calipers | Surgical instrument for the non-dimensional measurement of distances during an ophthalmological intervention or in preoperative treatment
Albert Heiss GmbH & Co. KG | المانيا | Germany | ME0000011010SFDAA00020 | Albert Heiss Punches, bone | Punch | Manual surgical instrument for taking soft tissue or bone samples during surgery
Albert Heiss GmbH & Co. KG | المانيا | Germany | ME0000011010SFDAA00018 | Albert Heiss Clamps | Clamp | nstrument to pinch or clamp tissue
DENTSPLY DeTrey | المانيا | Germany | ME0000001656SFDAA00005 | Neo Spectra ST Shade Guide | Original Material Shade Guide | Neo Spectra ST Shade Guide .
TONTARRA MEDIZINTECHNIK GMBH | المانيا | Germany | ME0000006190SFDAA00061 | obturator | obturator | metal Obturator used with a Sheath to insert it in a surgical cavity
TONTARRA MEDIZINTECHNIK GMBH | المانيا | Germany | ME0000006190SFDAA00059 | Biopsy forceps | Biopsy forceps | Biopsy Forceps with several diameters and lengths used to take tissue biopsy during surgery
Gebrüder Martin GmbH & Co. KG | المانيا | Germany | ME0000012709SFDAA00038 | Needle Case, Perforated | Needle Case, Perforated | The needle box is used for storage and reprocessing of surgical needles
TONTARRA MEDIZINTECHNIK GMBH | المانيا | Germany | ME0000006190SFDAA00058 | BASKET PUNCH | BASKET PUNCH | Surgical punch with basket tip used to cut the bone cartilages during arthroscopy
TONTARRA MEDIZINTECHNIK GMBH | المانيا | Germany | ME0000006190SFDAA00057 | wire basket | wire basket | Metal Wire basket to sterilize surgical instruments
Gebrüder Martin GmbH & Co. KG | المانيا | Germany | ME0000012709SFDAA00037 | Tray, Wire Mesh | Tray, Wire Mesh | Sterilization containers are used to pack, sterilize, transport and store sterile products and for sterile of sterile products
wilamed GmbH | المانيا | Germany | ME0000005670SFDAA00001 | WILAflow G2 Headgear | Headgear | Headgear
Gebrüder Martin GmbH & Co. KG | المانيا | Germany | ME0000012709SFDAA00039 | Reposition Forceps | Bone Holding Forceps | Bone Holding Pliers/Forceps are used for fixation of bones
Gebrüder Martin GmbH & Co. KG | المانيا | Germany | ME0000012709SFDAA00040 | Bone Holding Forceps | Bone Holding Forceps | Bone Holding Pliers/Forceps are used for fixation of bones
REBOTEC Rehabilitationsmittel GmbH | المانيا | Germany | ME0000012322SFDAA00023 | Quick Easy Soft | shoulder crutch | shoulder crutch to help people | عكاز يساعد على المشي بعد الاصابة او اجراء العملية
Gebrüder Martin GmbH & Co. KG | المانيا | Germany | ME0000012709SFDAA00041 | FLAT NOSE PLIERS, HACKSTOCK, 16CM | Pliers Instruments | Forceps / Pliers are used to hold, grasp, position and prepare tissue and rounded sticks and auxiliary surgical materials. The products are non-surgically invasive, but are used in conjunction with natural body orifices.
Gebrüder Martin GmbH & Co. KG | المانيا | Germany | ME0000012709SFDAA00042 | Bone Cutt. Forceps, Liston, CVD. | Bone Cutting Forcerps | Bone cutting forceps are used for cutting of bone parts
Gebrüder Martin GmbH & Co. KG | المانيا | Germany | ME0000012709SFDAA00044 | Plaster Spreader | Cast Spreader | Forceps / Pliers are used to hold, grasp, position and prepare tissue and rounded sticks and auxiliary surgical materials.
Gebrüder Martin GmbH & Co. KG | المانيا | Germany | ME0000012709SFDAA00045 | Plaster Knife, Hopkins, 20cm | Cast/plaster knife | Plaster knives are used for cutting plasters.
Hoffmann Dental Manufakture GmbH | المانيا | Germany | ME0000011840SFDAA00001 | Hoffmann's Impression Compound Green | Impression Compound | Dental impression compound
Gebrüder Martin GmbH & Co. KG | المانيا | Germany | ME0000012709SFDAA00043 | Chisel, Hibbs, Str. | Orthopaedic Chisel | Chisels, osteotomes, raspatories and elevatories are used for preparation work on bone and/or bone-like materials.
Gebrüder Martin GmbH & Co. KG | المانيا | Germany | ME0000012709SFDAA00047 | Osteotome, Lambotte | Orthopaedic osteotome | Chisels, osteotomes, raspatories and elevatories are used for preparation work on bone and/or bone-like materials.
Gebrüder Martin GmbH & Co. KG | المانيا | Germany | ME0000012709SFDAA00046 | Hook, Rhoton | General-purpose surg.dissector | Wound retractors are used for holding of tissues, organs and bones as well as spreading of wound edges.
Ottobock SE & Co. KGaA | المانيا | Germany | ME0000006161SFDAA00216 | Syst.-Free Motion Jt. Head | Syst.-Free Motion Jt. Head | Orthotic Joint
Ottobock SE & Co. KGaA | المانيا | Germany | ME0000006161SFDAA00215 | SACH+ foot | SACH+ foot | Prosthetic Feet
Gebrüder Martin GmbH & Co. KG | المانيا | Germany | ME0000012709SFDAA00048 | Osteotome, Mini-lexer | Orthopaedic osteotome | Chisels, osteotomes, raspatories and elevatories are used for preparation work on bone and/or bone-like materials.
Gebrüder Martin GmbH & Co. KG | المانيا | Germany | ME0000012709SFDAA00052 | Tissue Forceps, Allis 5x6 T., 25.5cm | Soft-Tissue surg. Forceps, reus | Forceps/pliers are used to hold, grasp, position and prepare tissue and rounded sticks and auxiliary surgical materials.
Gebrüder Martin GmbH & Co. KG | المانيا | Germany | ME0000012709SFDAA00049 | Osteotome, Lexer | Orthopaedic osteotome | Chisels, osteotomes, raspatories and elevatories are used for preparation work on bone and/or bone-like materials.
Sirona Dental systems GmbH | المانيا | Germany | ME0000000443SFDAA00026 | SiroCam AF | Dental Intraoral Camera | Dental Intraoral Camera
Gebrüder Martin GmbH & Co. KG | المانيا | Germany | ME0000012709SFDAA00051 | Needle Case, Round, Closed, 67x18mm | Surgical Instrum,/Implant Rack | The needle box is used for storage and reprocessing of surgical needles
RUDOLF RIESTER GMBH | المانيا | Germany | ME0000009614SFDAA00127 | Latex bulb with air release valve | Latex bulb with air release valve | To supply air to the cuff
BSN medical GmbH | المانيا | Germany | ME0000004305SFDAA00092 | Co-Plus® LF | medical fibre pandding | medical fibre pandding
BSN medical GmbH | المانيا | Germany | ME0000004305SFDAA00090 | Actimove®Limb Restraint | Limb restraint | Limb restraint
Ottobock SE & Co. KGaA | المانيا | Germany | ME0000006161SFDAA00218 | Connection plate | Connection plate | Spare parts/accessories for foot adapter
SUNRISE MEDICAL GMBH | المانيا | Germany | ME0000008136SFDAA00045 | Youngster 3 | wheelchair | wheelchair
BSN medical GmbH | المانيا | Germany | ME0000004305SFDAA00091 | Co-Plus® | Medical fibre padding | Medical fibre padding
Ottobock SE & Co. KGaA | المانيا | Germany | ME0000006161SFDAA00217 | Dynamic Foot | Dynamic Foot | Prosthetic Feet
SUNRISE MEDICAL GMBH | المانيا | Germany | ME0000008136SFDAA00046 | quickie | wheelchair | Wheelchair | كرسي متحرك لمساعدة ذوي الاحتياجات الخاصة
BSN medical GmbH | المانيا | Germany | ME0000004305SFDAA00089 | Actimove® Genu Eco/ Genu Clips | Extension tabs for Knee | Extension tabs for Knee
Ottobock SE & Co. KGaA | المانيا | Germany | ME0000006161SFDAA00220 | Cosmetic foam cover | Cosmetic foam cover | Foam Cover
Ottobock SE & Co. KGaA | المانيا | Germany | ME0000006161SFDAA00219 | Polycntr. Knee Joint | Polycntr. Knee Joint | Knee Joint
Ottobock SE & Co. KGaA | المانيا | Germany | ME0000006161SFDAA00225 | ProSeal SIL Liner | ProSeal SIL Liner | Skeo liners improve shock absorption and wearer comfort.
Ottobock SE & Co. KGaA | المانيا | Germany | ME0000006161SFDAA00227 | Lock Set | Lock Set | The Lock with Release Button attaches the Silicone ArmLiner to the prosthesis.
Ottobock SE & Co. KGaA | المانيا | Germany | ME0000006161SFDAA00226 | Quickchange | Quickchange | The product allows to quickly change the distal prosthetic components without tools.
Lohmann & Rauscher International GmbH & Co. KG | المانيا | Germany | ME0000001996SFDAA00169 | Lenkelast® color | All Purpose Bandage, medium stretch | All Purpose Bandage, medium stretch
EMOS Technology GmbH | المانيا | Germany | ME0000001887SFDAA00002 | Flexible Fiber-Nasopharyngoscope | Naso-Pharyngo-Laryngoscope | Naso-Pharyngo-Laryngoscope
Ottobock SE & Co. KGaA | المانيا | Germany | ME0000006161SFDAA00224 | ProSeal Ring | ProSeal Ring | The ProSeal ring is suitable for the proximal sealing of transfemoral vacuum sockets with the ProSeal liner.
Ottobock SE & Co. KGaA | المانيا | Germany | ME0000006161SFDAA00221 | Adjust | Adjust | Prosthetic feet
Hermann Medizintechnik GmbH | المانيا | Germany | ME0000011454SFDAA00022 | HERMANN MEDIZINTECHNIK STERILIZATION TRAY | HERMANN MEDIZINTECHNIK STERILIZATION TRAY TRAY | HERMANN MEDIZINTECHNIK STERILIZATION TRAY
Ottobock SE & Co. KGaA | المانيا | Germany | ME0000006161SFDAA00228 | Lamination Anchor | Lamination Anchor | The Lamination anchors are laminated into a prosthetic socket. They serve to connect the prosthetic socket to the distal prosthetic components.
Gebrüder Martin GmbH & Co. KG | المانيا | Germany | ME0000012709SFDAA00054 | Bending Pliers | Bone Fixation Plate Pliers | An instrument designed to manipulate implants. Example actions include cutting, bending or deburring.
Gebrüder Martin GmbH & Co. KG | المانيا | Germany | ME0000012709SFDAA00055 | Lindorf Plate holding instrument | Bone Fixation Plate Pliers | An instrument designed to manipulate implants. Example actions include cutting, bending or deburring.
Gebrüder Martin GmbH & Co. KG | المانيا | Germany | ME0000012709SFDAA00056 | Mini Plate holding forceps | Bone Fixation Plate Pliers | An instrument designed to manipulate implants. Example actions include cutting, bending or deburring.
Gebrüder Martin GmbH & Co. KG | المانيا | Germany | ME0000012709SFDAA00059 | Raspatory, Deep v-shape, 17.5cm | Bone Raspatory | Chisels, osteotomes, raspatories and elevatories are used for preparation work on bone and/or bone-like materials. The instruments may be used only according to their intended use in the medical specialties by adequately trained and qualified personnel. The user, e.g. the attending physician, is responsible for selection of the instruments for specific applications and operative use, adequate training and information and adequate experience for handling the instruments.
Gebrüder Martin GmbH & Co. KG | المانيا | Germany | ME0000012709SFDAA00058 | Osteotom, Dr. Iglhaut, crv | Dental Osteotome | Chisels, osteotomes, raspatories and elevatories are used for preparation work on bone and/or bone-like materials. The instruments may be used only according to their intended use in the medical specialties by adequately trained and qualified personnel. The user, e.g. the attending physician, is responsible for selection of the instruments for specific applications and operative use, adequate training and information and adequate experience for handling the instruments.
Gebrüder Martin GmbH & Co. KG | المانيا | Germany | ME0000012709SFDAA00053 | Univ bend cutt pliers | Orthodontic Pliers | Forceps/pliers are used to hold, grasp, position and prepare tissue and rounded sticks and auxiliary surgical materials.
Gebrüder Martin GmbH & Co. KG | المانيا | Germany | ME0000012709SFDAA00057 | Modelling Pliers | Bone Fixation Plate Pliers | An instrument designed to manipulate implants. Example actions include cutting, bending or deburring.
Hermann Medizintechnik GmbH | المانيا | Germany | ME0000011454SFDAA00021 | HERMANN MEDIZINTECHNIK FARABEUF / DOYEN /LAMBOTTE PERIOSTEAL | HERMANN MEDIZINTECHNIK PERIOSTEAL | HERMANN MEDIZINTECHNIK PERIOSTEAL ELEVATOR
SUNRISE MEDICAL GMBH | المانيا | Germany | ME0000008136SFDAA00043 | Cirrus G5wheel chair | Cirrus G5wheel chair | Manual wheel chair | كرسي متحرك لدوي الاعاقه
Ottobock SE & Co. KGaA | المانيا | Germany | ME0000006161SFDAA00223 | Terion K2 | Terion K2 | Prosthetic feet
Ottobock SE & Co. KGaA | المانيا | Germany | ME0000006161SFDAA00234 | Knee Orthosis Genu Arexa | Knee Orthosis Genu Arexa | The knee braces guide and stabilise the knee in all planes In addition, they help to limit knee movement to the necessary extent and this allows a controlled transition to full loading.
Ottobock SE & Co. KGaA | المانيا | Germany | ME0000006161SFDAA00236 | Voluntary closing system hand | Voluntary closing system hand | These system hands close by pulling the cable – a subsequent adjustment pull increases the gripping force – and lock in any gripping position (active).
Ottobock SE & Co. KGaA | المانيا | Germany | ME0000006161SFDAA00233 | Elbow Set-up | Elbow Set-up | The Elbow component with manual elbow locking (13 locking positions in approx. 8° increments) and upper arm rotation joint (humeral rotation feature).
Ottobock SE & Co. KGaA | المانيا | Germany | ME0000006161SFDAA00230 | Derma Seal Trans Ped | Derma Seal Trans Ped | The product is a stump sock of highly expandable Lycra®-spandex fabric. This seamlessly knitted stump sock offers fit without wrinkles to the foot stump.
Ottobock SE & Co. KGaA | المانيا | Germany | ME0000006161SFDAA00222 | Standard Pro | Standard Pro | Skeo liners
joimax® GmbH | المانيا | Germany | ME0000002741SFDAA00082 | joimax® Vitegra® Control Unit | Medical image management system | Hosting the hardware for the documentation system
Carl Zeiss Meditec AG | المانيا | Germany | ME0000003967SFDAA00005 | EyeMag Light II | EyeMag Light II | LED Illumination Device
Ottobock SE & Co. KGaA | المانيا | Germany | ME0000006161SFDAA00229 | Below-Elbow Harness | Below-Elbow Harness | The triple-control above-elbow harness and below-elbow harness provide supplementary fixation of the prosthetic socket as well as control of body-powered and hybrid prostheses.
Ottobock SE & Co. KGaA | المانيا | Germany | ME0000006161SFDAA00237 | Pre-Shaped, Cored, Flexed AK Cover | Pre-Shaped, Cored, Flexed AK Cover | The foam covers are suitable as cosmetic coverings for modular prostheses and they are intended to give the prosthesis a natural, inconspicuous shape.
Ottobock SE & Co. KGaA | المانيا | Germany | ME0000006161SFDAA00235 | Otto Bock Friction Wrist Unit | Otto Bock Friction Wrist Unit | The Ottobock Friction Wrist Units provide connection between prosthetic hand and forearm socket.
Ottobock SE & Co. KGaA | المانيا | Germany | ME0000006161SFDAA00232 | Eccentric Adapter -titanium | Eccentric Adapter -titanium | The socket adapters serve as the connection between prosthetic sockets and other compatible components of modular prostheses.
KARL STORZ SE & Co. KG | المانيا | Germany | ME0000003576SFDAA00919 | AIDA C | Physician-practice-management information system | Documentation solution for recording of images and videos in full HD
Ottobock SE & Co. KGaA | المانيا | Germany | ME0000006161SFDAA00238 | Walk On Flex | Walk On Flex | Orthotic fittings of the lower limbs
Ottobock SE & Co. KGaA | المانيا | Germany | ME0000006161SFDAA00231 | Angled Tube Adapter for Bathing Prosthes | Angled Tube Adapter for Bathing Prosthes | Tube adapters are used as components for modular lower limb prostheses and they connect the prosthetic foot to the proximal components.
Ottobock SE & Co. KGaA | المانيا | Germany | ME0000006161SFDAA00240 | Caleo 3D | Caleo 3D | Caleo liners are made of a thermoplastic gel. They effectively reduce shear forces and contribute to skin care by releasing a medical grade mineral oil.
Hermann Medizintechnik GmbH | المانيا | Germany | ME0000011454SFDAA00024 | HERMANN MEDIZINTECHNIK WIRE WITH TWISTER JAW | WIRE WITH TWISTER JAW | WIRE WITH TWISTER JAW
joimax® GmbH | المانيا | Germany | ME0000002741SFDAA00083 | joimax® Vitegra®Visual lntegration System | Medical image management system. | Fully integrated Full HD documentation system with tablet control and multiple video inputs
KARL STORZ SE & Co. KG | المانيا | Germany | ME0000003576SFDAA00920 | ORI SmartScreen | Physician-practice-management information system | multi-touch OR1 Smart Screen
BSN medical GmbH | المانيا | Germany | ME0000004305SFDAA00093 | Fixomull® transparent | Transparent film dressing | Transparent film dressing
Ottobock SE & Co. KGaA | المانيا | Germany | ME0000006161SFDAA00245 | Socket attachment block for thermoplast socket | Socket attachment block for thermoplast socket | The Product is suitable for transtibial [below-knee] and transfemoral (above-knee) prostheses. It is used to create a detachable connectionbetween thermoplastic sockets or frames and the Modular System components.
Ottobock SE & Co. KGaA | المانيا | Germany | ME0000006161SFDAA00252 | Double Act. Ankle Jt.Child | Double Act. Ankle Jt.Child | Orthotic Joint
Ottobock SE & Co. KGaA | المانيا | Germany | ME0000006161SFDAA00248 | Ak Suspension | Ak Suspension | The product secures the prosthesis to the patient and It reduces rotational and lift movements between the prosthetic socket and the residual limb.
HEBUmedical GmbH | المانيا | Germany | ME0000009975SFDAA00002 | Sterilization Containers | sterilization container systems | sterilization container systems
Ottobock SE & Co. KGaA | المانيا | Germany | ME0000006161SFDAA00250 | Lamination Ring up to 150 kg | Lamination Ring up to 150 kg | The lamination disc is laminated into the prosthetic socket and serves to connect the prosthetic socket to a socket adapter.
Ottobock SE & Co. KGaA | المانيا | Germany | ME0000006161SFDAA00247 | System-Limit Mot Ankle Jt. | System-Limit Mot Ankle Jt. | The product is intended exclusively for use in pairs for orthotic treatment of the lower limbs.
Ottobock SE & Co. KGaA | المانيا | Germany | ME0000006161SFDAA00242 | Aqua Knee | Aqua Knee | The Aqua knee is a knee joint component intended for use in a waterproof modular prosthesis and can be used to walk and stand in wet areas.
Ottobock SE & Co. KGaA | المانيا | Germany | ME0000006161SFDAA00244 | Sliding adapter | Sliding adapter | The Sliding Adapters permit the distal components of the modular prosthesis to be shifted in parallel and the Sliding Adapter increases the adjustment capabilities for modular lower limb prostheses.
Ottobock SE & Co. KGaA | المانيا | Germany | ME0000006161SFDAA00251 | MovoHook | MovoHook | The product are designed for the fabrication of a cable-controlled arm prosthesis.
3M Deutschland GmbH, Health Care Business | المانيا | Germany | ME0000009306SFDAA00145 | Nexcare Bandages Happy Kids | Nexcare Bandages Happy Kids | first aid dressings | لصقات جروح
Ottobock SE & Co. KGaA | المانيا | Germany | ME0000006161SFDAA00253 | MovoWrist Flex | MovoWrist Flex | The MovoWrist Flex is to be used solely for the fitting of upper limb prostheses in conjunction with the Ottobock system hands or Ottobock cable-activated hooks.
Ottobock SE & Co. KGaA | المانيا | Germany | ME0000006161SFDAA00241 | Cosmetic Light Foot with Toes | Cosmetic Light Foot with Toes | The lightweight cosmetic foot is a prosthetic foot designed for use with modular prostheses.
Ottobock SE & Co. KGaA | المانيا | Germany | ME0000006161SFDAA00246 | MagnoFlex Lock | MagnoFlex Lock | The MagnoFlex Lock is a shuttle lock with a flexible pin and a magnet integrated in the housing. It serves to secure a suitable liner in the prosthetic socket.
Ottobock SE & Co. KGaA | المانيا | Germany | ME0000006161SFDAA00249 | Otto Bock System Hand -voluntary closing | Otto Bock System Hand -voluntary closing | The System Hands can be used for any residual limb length. The System Hands – voluntary opening – are opened by a harness control system.
Ottobock SE & Co. KGaA | المانيا | Germany | ME0000006161SFDAA00254 | Wrist Unit | Wrist Unit | The Wrist Units are to be used solely for the exoprosthetic fitting of the upper extremities in combination with Ottobock arm components and can be used in combination with an Ottobock Cable-Activated Hook, an All-Purpose Hook or an Ottobock System Hand.
KARL KAPS GMBH & CO. KG | المانيا | Germany | ME0000004852SFDAA00002 | Kaps Surgical microscopes | ENT examination microscopes | ENT examination microscopes from Kaps’ series , ENT SDM Microscopes ,ENT SOM® Microscopes ,ENT SOM® Operating Microscopes
KARL KAPS GMBH & CO. KG | المانيا | Germany | ME0000004852SFDAA00002 | Kaps Surgical microscopes | ENT examination microscopes | ENT examination microscopes from Kaps’ series , ENT SDM Microscopes ,ENT SOM® Microscopes ,ENT SOM® Operating Microscopes
Renfert GmbH | المانيا | Germany | ME0000006633SFDAA00001 | Dynamix®speed 2 (EU) 66093755(230V) | Mixing device | Mixing device for dental impression materials
BSN medical GmbH | المانيا | Germany | ME0000004305SFDAA00094 | Tensogrip® | Elastic tubular support bandage | Elastic tubular support bandage
GS Elektromedizinische Geräte G. Stemple GmbH | المانيا | Germany | ME0000006133SFDAA00009 | Li-Ion Rechargeable Battery | Secondary batteries for corpuls cpr | Secondary batteries for corpuls cpr
Maquet GmbH | المانيا | Germany | ME0000003539SFDAA00216 | Screw tension Device | Screw tension Device | Extension Device for OR
IBA Dosimetry GmbH | المانيا | Germany | ME0000006584SFDAA00025 | myQA Phoenix | Hardware | The intended use of the myQA Phoenix is to perform quality assurance activities on 2D high resolution Particle Therapy measurements. The myQA Phoenix is not intended to be used in direct contact or direct relation with a patient.
Maquet GmbH | المانيا | Germany | ME0000003539SFDAA00217 | Mobile Charger Unit | Mobile Charger Unit | Charger for Mobile Column
IBA Dosimetry GmbH | المانيا | Germany | ME0000006584SFDAA00026 | Sphinx Compact | Hardware | The intended use of the Sphinx Compact device is to perform and document quality assurance activities for Pencil Beam Scanning Beam type delivery.
KARL STORZ SE & Co. KG | المانيا | Germany | ME0000003576SFDAA00995 | Micro hook | Soft-tissue surgical hook, reusable | Micor Hook, 2.5 mm, 45°, 16 cm
KARL STORZ SE & Co. KG | المانيا | Germany | ME0000003576SFDAA00939 | Micro Gouge | Nasal chisel | Gouges
KARL STORZ SE & Co. KG | المانيا | Germany | ME0000003576SFDAA00948 | C-MAC Video Laryngoscope D-BLADE | Rigid non-bladed video intubation laryngoscope | Laryngoscopes, Flexible
KARL STORZ SE & Co. KG | المانيا | Germany | ME0000003576SFDAA00968 | Window for Esophagoscope | Rigid oesophagoscope | Window for Esophagoscope 12016 E
KARL STORZ SE & Co. KG | المانيا | Germany | ME0000003576SFDAA00981 | Vein Press | Surgical material compression device | Vein Press, LÜBECK model
KARL STORZ SE & Co. KG | المانيا | Germany | ME0000003576SFDAA00952 | Obturator | Rigid endoscope obturator | Obturators, Endoscopic
KARL STORZ SE & Co. KG | المانيا | Germany | ME0000003576SFDAA00992 | Baby Dissecting and Ligature Forceps | Soft-tissue surgical forceps, scissors-like, reusable | Baby Dissecting and Ligature Forceps
KARL STORZ SE & Co. KG | المانيا | Germany | ME0000003576SFDAA00996 | Nasal Retractor | Soft-tissue surgical hook, reusable | Nasal Retractor
KARL STORZ SE & Co. KG | المانيا | Germany | ME0000003576SFDAA00991 | Septum Morcelizer | Soft-tissue surgical forceps, scissors-like, reusable | Septum Morcelizer, 8.5 cm
KARL STORZ SE & Co. KG | المانيا | Germany | ME0000003576SFDAA00965 | Cotton Applicator | Endoscopic sponge forceps | Cotton Applicator, Ø 1.7 mm, 17.5 cm
KARL STORZ SE & Co. KG | المانيا | Germany | ME0000003576SFDAA00955 | Headband | Head-worn lamp | Headlights
KARL STORZ SE & Co. KG | المانيا | Germany | ME0000003576SFDAA00950 | Proctoscope Tube | Proctoscope, reusable | Proctoscopes
KARL STORZ SE & Co. KG | المانيا | Germany | ME0000003576SFDAA00975 | Wheel | Suture/needle passer, reusable | Wheel
KARL STORZ SE & Co. KG | المانيا | Germany | ME0000003576SFDAA00970 | Outer tube | Rigid endoscope sheath, reusable | Outer tube
KARL STORZ SE & Co. KG | المانيا | Germany | ME0000003576SFDAA00960 | Battery Insert | Secondary battery | Headlights
KARL STORZ SE & Co. KG | المانيا | Germany | ME0000003576SFDAA00944 | Knife | Ear knife | Knives, Ear
KARL STORZ SE & Co. KG | المانيا | Germany | ME0000003576SFDAA00985 | Fiber Fixation | Laser fibre stripper | Fiber Fixation
KARL STORZ SE & Co. KG | المانيا | Germany | ME0000003576SFDAA00943 | Perforator | Ear knife | Knives, Ear
KARL STORZ SE & Co. KG | المانيا | Germany | ME0000003576SFDAA00974 | Wheel Attachment | Suture/needle passer, reusable | Wheel Attachment
KARL STORZ SE & Co. KG | المانيا | Germany | ME0000003576SFDAA00949 | C-MAC Video Laryngoscope | Rigid non-bladed video intubation laryngoscope | Laryngoscopes, Flexible
KARL STORZ SE & Co. KG | المانيا | Germany | ME0000003576SFDAA00983 | Bullet | Orthopaedic implant aiming arm | Bullet
KARL STORZ SE & Co. KG | المانيا | Germany | ME0000003576SFDAA00988 | Trocar only | Laparoscopic trocar blade, reusable | Trocar only, with pyramidal tip
KARL STORZ SE & Co. KG | المانيا | Germany | ME0000003576SFDAA00962 | Elevator | ENT elevator | Periosteal Knife, 13 cm
KARL STORZ SE & Co. KG | المانيا | Germany | ME0000003576SFDAA00957 | Handle Sleeve | Surgical instrument handle, non-torque-limiting | Handpieces, Surgical
KARL STORZ SE & Co. KG | المانيا | Germany | ME0000003576SFDAA00947 | Wire Tray | Sterilization container | Sterilization Containers
KARL STORZ SE & Co. KG | المانيا | Germany | ME0000003576SFDAA00941 | Retractor | Open-surgery dissector | Retractors
KARL STORZ SE & Co. KG | المانيا | Germany | ME0000003576SFDAA00945 | Microphone Holder | Laryngostroboscope | Laryngostroboscopes
KARL STORZ SE & Co. KG | المانيا | Germany | ME0000003576SFDAA00951 | Tuning fork | Tuning fork | Tuning Forks
KARL STORZ SE & Co. KG | المانيا | Germany | ME0000003576SFDAA00961 | Bone Crusher | Bone approximation clamp | RETTINGER-TOLSDORFF Bone Crusher
KARL STORZ SE & Co. KG | المانيا | Germany | ME0000003576SFDAA00966 | Postnasal Applicator | Endoscopic sponge forceps | Postnasal Applicator
KARL STORZ SE & Co. KG | المانيا | Germany | ME0000003576SFDAA00976 | Gum Scissors | General-purpose surgical scissors, reusable | Gum Scissors, serrated, 16 cm
KARL STORZ SE & Co. KG | المانيا | Germany | ME0000003576SFDAA00986 | OR1 Table Interface Unit | Operating room audiovisual data/device management system | OR1 Table Interface Unit
KARL STORZ SE & Co. KG | المانيا | Germany | ME0000003576SFDAA00980 | Pick | Soft-tissue surgical hook, reusable | Pick 45°, 16 cm, 2 mm
KARL STORZ SE & Co. KG | المانيا | Germany | ME0000003576SFDAA00959 | Probe | ENT probe, reusable | KOCHER Probe, length 16.5 cm
KARL STORZ SE & Co. KG | المانيا | Germany | ME0000003576SFDAA00964 | Knife Insert | Scalpel, reusable | Knife Insert
KARL STORZ SE & Co. KG | المانيا | Germany | ME0000003576SFDAA00958 | Mallet | Mallet | Mallets
KARL STORZ SE & Co. KG | المانيا | Germany | ME0000003576SFDAA00963 | Knife | Scalpel, reusable | Periosteal Knife, 13 cm
KARL STORZ SE & Co. KG | المانيا | Germany | ME0000003576SFDAA00953 | Sealing Cap | Laparoscopic access cannula seal, single-use | Valves, Medical Gas and Vacuum
KARL STORZ SE & Co. KG | المانيا | Germany | ME0000003576SFDAA00987 | Irrigation Adaptor | Surgical instrument cleaning adaptor | Irrigation Adaptor
KARL STORZ SE & Co. KG | المانيا | Germany | ME0000003576SFDAA00973 | Knife | Body aspiration needle, reusable | Ear Knife, angular, 7.5cm
KARL STORZ SE & Co. KG | المانيا | Germany | ME0000003576SFDAA00954 | Ala retractor | Soft-tissue surgical hook, reusable | Tenaculums, Other
KARL STORZ SE & Co. KG | المانيا | Germany | ME0000003576SFDAA00969 | Rectoscope Tube | Rigid endoscope sheath, reusable | Rectoscope Tube, 16 mm, 30 cm
KARL STORZ SE & Co. KG | المانيا | Germany | ME0000003576SFDAA00967 | Clip Applicator | Ligation clip applier | Clip Applicator
KARL STORZ SE & Co. KG | المانيا | Germany | ME0000003576SFDAA00977 | Forceps | Flexible endoscopic biopsy forceps, reusable | Biopsy Forceps, flexible, 1 mm
KARL STORZ SE & Co. KG | المانيا | Germany | ME0000003576SFDAA00994 | Insert | Soft-tissue surgical forceps, scissors-like, reusable | Insert for 25216
KARL STORZ SE & Co. KG | المانيا | Germany | ME0000003576SFDAA00972 | Handle | Rigid endoscope sheath, reusable | Handle with Outer Sheath, size 3 mm
KARL STORZ SE & Co. KG | المانيا | Germany | ME0000003576SFDAA00956 | Headlight | Head-worn fibreoptic light | Headlights
KARL STORZ SE & Co. KG | المانيا | Germany | ME0000003576SFDAA00971 | Pusher | Rigid endoscope sheath, reusable | Pusher
KARL STORZ SE & Co. KG | المانيا | Germany | ME0000003576SFDAA00982 | Cannula | General-purpose syringe, single-use | JOUSSEN Larynx Cannula, package of 3
KARL STORZ SE & Co. KG | المانيا | Germany | ME0000003576SFDAA00993 | Wire Crimper | Soft-tissue surgical forceps, scissors-like, reusable | Wire Crimper, short jaws, 8 cm
KARL STORZ SE & Co. KG | المانيا | Germany | ME0000003576SFDAA00940 | Dissector Pick | Open-surgery dissector | Dissectors
KARL STORZ SE & Co. KG | المانيا | Germany | ME0000003576SFDAA00942 | Sponge Holder | Dressing/utility forceps, scissors-like, reusable | Forceps, Sponge
KARL STORZ SE & Co. KG | المانيا | Germany | ME0000003576SFDAA00984 | Handle | Surgical instrument handle, non-torque-limiting | Handle
KARL STORZ SE & Co. KG | المانيا | Germany | ME0000003576SFDAA00978 | Cannula | General-purpose endoscopic needle, reusable | Injection Cannula, 6 Fr.
KARL STORZ SE & Co. KG | المانيا | Germany | ME0000003576SFDAA00990 | Clamp | Soft-tissue surgical forceps, scissors-like, reusable | DERLACKI Clamp, Ossicle Holding
Ottobock SE & Co. KGaA | المانيا | Germany | ME0000006161SFDAA00256 | System-Splint Stirrup | System-Splint Stirrup | Shoe stirrup
Ottobock SE & Co. KGaA | المانيا | Germany | ME0000006161SFDAA00262 | Foot for water resistant prothesis | Foot for water resistant prothesis | The Aqua Foot is intended exclusively for use in a waterproof prosthesis used as a secondary prosthesis.
Ottobock SE & Co. KGaA | المانيا | Germany | ME0000006161SFDAA00263 | Socket Adapter | Socket Adapter | The lamination anchors are laminated into a TT prosthetic socket. They provide the connection with the distal prosthetic components and are equipped with a pyramid.
TONTARRA MEDIZINTECHNIK GMBH | المانيا | Germany | ME0000006190SFDAA00063 | CASPAR DISC RONGEUR | CASPAR DISC RONGEUR | Disc rongeur with Casper tip that is used to remove the disc from the spinal cord
TONTARRA MEDIZINTECHNIK GMBH | المانيا | Germany | ME0000006190SFDAA00062 | KERRISON PUNCH | KERRISON PUNCH | KERRISON PUNCH USED TO REMOVE BONE & LIGAMNETS
Hermann Medizintechnik GmbH | المانيا | Germany | ME0000011454SFDAA00026 | HERMANN MEDIZINTECHNIK BARRAQUER EYE SPECULA | EYE SPECULA | EYE SPECULA
Hermann Medizintechnik GmbH | المانيا | Germany | ME0000011454SFDAA00028 | HERMANN MEDIZINTECHNIK GROOVED DIRECTOR | GROOVED DIRECTOR | GROOVED DIRECTOR
Hermann Medizintechnik GmbH | المانيا | Germany | ME0000011454SFDAA00025 | HERMANN MEDIZINTECHNIK VARDY PHLEBODISSECTOR | DISSECTOR | DISSECTOR | قاطع
Hermann Medizintechnik GmbH | المانيا | Germany | ME0000011454SFDAA00029 | HERMANN MEDIZINTECHNIK KIRSCHNER BOW | KIRSCHNER BOW | KIRSCHNER BOW
Maquet GmbH | المانيا | Germany | ME0000003539SFDAA00218 | Arm Support | Arm Support | Arm support One-hand operation
Maquet GmbH | المانيا | Germany | ME0000003539SFDAA00225 | Fixture | Connection Fixture | Fixture For positioning the head
Maquet GmbH | المانيا | Germany | ME0000003539SFDAA00221 | Pubis/Sternum Support | Pubis/Sternum Support | Body support for patients
Maquet GmbH | المانيا | Germany | ME0000003539SFDAA00224 | Anesthesia Screen | Anesthesia Screen | Anaesthesia screen To mount the sterile covers
Maquet GmbH | المانيا | Germany | ME0000003539SFDAA00226 | Radial Setting Clamp | Radial Setting Clamp | "Radial Setting Clamp with quick radial adjustment Simultaneously fixation of accessories and radial adjustment"
Maquet GmbH | المانيا | Germany | ME0000003539SFDAA00220 | Shoulder Support | Shoulder Support | Shoulder support fitted to a side rail
Hermann Medizintechnik GmbH | المانيا | Germany | ME0000011454SFDAA00010 | clamp | Clamp | Clamp
Dreve Dentamid GmbH | المانيا | Germany | ME0000006484SFDAA00003 | FotoDent® tray | FotoDent® tray | for manufacturing a custom impression tray
For Life Produktions- und Vertriebsgesellschaft für Heil- und Hilfsmittel mbH | المانيا | Germany | ME0000001837SFDAA00114 | STOMOCUR® Urostomy Pouch Safe | Urostomy Pouch Safe | Urostomy pouch
Hermann Medizintechnik GmbH | المانيا | Germany | ME0000011454SFDAA00027 | HERMANN MEDIZINTECHNIK HARTMANN EAR SPECULA | EAR SPECULA | EAR SPECULA
Gebrüder Martin GmbH & Co. KG | المانيا | Germany | ME0000012709SFDAA00064 | MATRIXBAND MOLARS FG8 | MATRIXBAND MOLARS FG8 | Drilling holes into the bone (orthopedic and hand surgery)
TONTARRA MEDIZINTECHNIK GMBH | المانيا | Germany | ME0000006190SFDAA00064 | CASPAR DISC RONGEUR | CASPAR DISC RONGEUR | Disc rongeur with Casper tip that is used to remove the disc from the spinal cord
Gebrüder Martin GmbH & Co. KG | المانيا | Germany | ME0000012709SFDAA00065 | MATRIXBD BICUSPID FIG11 | MATRIXBD BICUSPID FIG11 | Drilling holes into the bone (orthopedic and hand surgery)
BSN medical GmbH | المانيا | Germany | ME0000004305SFDAA00095 | Actimove® Rhizo Forte | Thumb orthosis | To provide immobilization of the thumb | تقویم الإبھام
tic Medizintechnik GmbH & Co. KG | المانيا | Germany | ME0000008464SFDAA00007 | UroPort | urological diagnostic system | Uroflowmetry device for the determination of urinary flow
Hermann Medizintechnik GmbH | المانيا | Germany | ME0000011454SFDAA00030 | Hermann Medizintechnik bone curette | Hermann Medizintechnik bone curette | bone curette | مكشطة عظام
Chemische Fabrik Dr. Weigert GmbH & Co. KG | المانيا | Germany | ME0000007534SFDAA00002 | Neodisher IP Konz | Neodisher IP Konz | cleaning liquid concentrate used as a care product for surgical instruments for used in washer disinfectors | سائل تنظيف مركز يستخدم مع الأدوات الجراحية في ماكينات الغسيل المطهرة
RZ Medizintechnik GmbH | المانيا | Germany | ME0000018066SFDAA00004 | 4K 3Chip Digital Camera System K4000 | Camera | Digital Camera
Maquet GmbH | المانيا | Germany | ME0000003539SFDAA00240 | Arm Rest with articulated arm | Arm Rest with articulated arm | Arm Rest with Joint Arm
Maquet GmbH | المانيا | Germany | ME0000003539SFDAA00279 | Counter traction post for Femur | Counter traction post for Femur | countertraction post Radiolucent pad
Maquet GmbH | المانيا | Germany | ME0000003539SFDAA00232 | Mobile Operating Table Meera ST | Mobile Operating Table Meera ST | Mobile Operating Table
Maquet GmbH | المانيا | Germany | ME0000003539SFDAA00228 | Otesus operating table system | Otesus operating table system | operating table system
Maquet GmbH | المانيا | Germany | ME0000003539SFDAA00284 | Seat plate extension | Seat plate extension | "Seat plate extension For extending the table top for radiolucency of the pelvic area, e. g. for urological interventions"
Maquet GmbH | المانيا | Germany | ME0000003539SFDAA00288 | Upper Arm Posturing Plate | Upper Arm Posturing Plate | Arm Support for patients
Maquet GmbH | المانيا | Germany | ME0000003539SFDAA00297 | Device for pelvis plaster cast | Device for pelvis plaster cast | Pelvis plaster cast device Can be used for both children and adults
Maquet GmbH | المانيا | Germany | ME0000003539SFDAA00244 | Head rest with Double Articulation | Head rest with Double Articulation | Head Rest for patients
Maquet GmbH | المانيا | Germany | ME0000003539SFDAA00270 | Carbon-Fibre Back Plate, Pain Management | Carbon-Fibre Back Plate, Pain Management | Back Plate
Maquet GmbH | المانيا | Germany | ME0000003539SFDAA00301 | Lateral Support | Lateral Support | Body Support for patients
Maquet GmbH | المانيا | Germany | ME0000003539SFDAA00292 | Traction Strirrup Clamp | Traction Strirrup Clamp | mounting and positioning of tension bars for traction
Maquet GmbH | المانيا | Germany | ME0000003539SFDAA00248 | Pair of leg plates, 4-part | Pair of leg plates, 4-part | Leg Plates for patient support
Maquet GmbH | المانيا | Germany | ME0000003539SFDAA00253 | Extension deice | Extension deice | "Extension device Simple transportation and mounting using the trolley"
Maquet GmbH | المانيا | Germany | ME0000003539SFDAA00257 | Back-Buttock Support | Back-Buttock Support | Body Support for patients
Maquet GmbH | المانيا | Germany | ME0000003539SFDAA00261 | Sliding Clamp YUNO EU | Sliding Clamp YUNO EU | The side rail to mount accessories
Maquet GmbH | المانيا | Germany | ME0000003539SFDAA00236 | Leg Strap | Leg Strap | Leg strap For quickly and securely fixing the thigh
Maquet GmbH | المانيا | Germany | ME0000003539SFDAA00266 | Humerous Postioning Device | Humerous Postioning Device | Mounting Support
Brainlab Robotics GmbH | المانيا | Germany | ME0000007408SFDAA00009 | Surgical Base System | Surgical Base System | Positioning Arm
MAVIG GmbH | المانيا | Germany | ME0000003360SFDAA00014 | Storage system | Storage system | Storage systems are for the appropriate storage of X ray protective aprons when not in use
Maquet GmbH | المانيا | Germany | ME0000003539SFDAA00229 | MAGNUS OR-table column, indepen | MAGNUS OR-table column, indepen | Operating table column
MAVIG GmbH | المانيا | Germany | ME0000003360SFDAA00013 | Radiation Shields | Radiation Shields | The system is a spring supported rotating and swivelling suspension system for use in climate controlled rooms in medical facilities
Maquet GmbH | المانيا | Germany | ME0000003539SFDAA00241 | Rotating and Tilting Clamp | Rotating and Tilting Clamp | "Rotating and tilting clamp Precise setting of the shoe using rotation and tilt function"
Maquet GmbH | المانيا | Germany | ME0000003539SFDAA00245 | Head rest | Head rest | Head rest for patient support
Maquet GmbH | المانيا | Germany | ME0000003539SFDAA00250 | Corded Control Device | Corded Control Device | Remote Control for OR Table
Maquet GmbH | المانيا | Germany | ME0000003539SFDAA00254 | Corded Control Device | Corded Control Device | Remote Control for OR Table
Maquet GmbH | المانيا | Germany | ME0000003539SFDAA00258 | Head Support | Head Support | Head support for shoulder operations Staple fixation of the head
Maquet GmbH | المانيا | Germany | ME0000003539SFDAA00262 | Counter traction post for Tibia | Counter traction post for Tibia | "Countertraction post for tibia and fibula For positioning and securing in the event of calf fractures"
Maquet GmbH | المانيا | Germany | ME0000003539SFDAA00267 | Adapter for spine surgery frame | Adapter for spine surgery frame | Adapter for the radiolucent spine surgery frame
Maquet GmbH | المانيا | Germany | ME0000003539SFDAA00271 | Back plate | Back plate | Back plate with Easy mounting with Easy Click technology
Maquet GmbH | المانيا | Germany | ME0000003539SFDAA00276 | Guiding Bar | Guiding Bar | Guiding bar For correction of tensile direction on the calf
Maquet GmbH | المانيا | Germany | ME0000003539SFDAA00280 | Device for Spinal Surgery | Device for Spinal Surgery | Knee Support for patients
Maquet GmbH | المانيا | Germany | ME0000003539SFDAA00285 | Pair of legplates | Pair of legplates | Pair of leg plates Double joint abduction enables very good access between the legs of the patient
Maquet GmbH | المانيا | Germany | ME0000003539SFDAA00289 | Multipurpose plate for arm surgery | Multipurpose plate for arm surgery | Hand operating table with Metal-free radiolucent in middle section
Maquet GmbH | المانيا | Germany | ME0000003539SFDAA00294 | PAD | PAD | Padded roll for countertraction post
Maquet GmbH | المانيا | Germany | ME0000003539SFDAA00298 | Foot Plates, pair | Foot Plates, pair | Leg support for patients
Maquet GmbH | المانيا | Germany | ME0000003539SFDAA00233 | Meera Mobile Operating Table | Meera Mobile Operating Table | Mobile Operating Table
Maquet GmbH | المانيا | Germany | ME0000003539SFDAA00237 | Goepel Knee Crutch | Goepel Knee Crutch | Leg Support for patients
Maquet GmbH | المانيا | Germany | ME0000003539SFDAA00275 | Foot Plate | Foot Plate | OR table Accessory
Maquet GmbH | المانيا | Germany | ME0000003539SFDAA00227 | Alphamaxx mobile operating table | mobile operating table | ALPHAMAXX 460 mm longit shift EU
Maquet GmbH | المانيا | Germany | ME0000003539SFDAA00235 | Body Strap | Body Strap | Strap to hold patients on the OR table
Maquet GmbH | المانيا | Germany | ME0000003539SFDAA00239 | Width Extender 200 mm | Width Extender 200 mm | Table width extension with side rail for the mounting of additional accessories
Maquet GmbH | المانيا | Germany | ME0000003539SFDAA00243 | Leg Plates, pair | Leg Plates, pair | Leg Plate for Patient support
Maquet GmbH | المانيا | Germany | ME0000003539SFDAA00247 | Extension Plate | Extension Plate | Extension for OR Table
Maquet GmbH | المانيا | Germany | ME0000003539SFDAA00252 | Dual-Joint Head Plate | Dual-Joint Head Plate | head rest for Patients
Maquet GmbH | المانيا | Germany | ME0000003539SFDAA00256 | Traction Boot, Child | Traction Boot, Child | Foot Support for Children
Maquet GmbH | المانيا | Germany | ME0000003539SFDAA00300 | Wristlet | Wristlet | Arm Restraint Cuff
Maquet GmbH | المانيا | Germany | ME0000003539SFDAA00296 | Traction Boots, pair | Traction Boots, pair | Traction support in pair
Maquet GmbH | المانيا | Germany | ME0000003539SFDAA00291 | Arm Positioning element with SFC padding | Arm Positioning element with SFC padding | Arm Support for patients
Maquet GmbH | المانيا | Germany | ME0000003539SFDAA00287 | PAD | PAD | Padded roll for countertraction post
Maquet GmbH | المانيا | Germany | ME0000003539SFDAA00283 | Connection Bracket | Connection Bracket | "Connection bracket Accommodates special head rests e g accessories for neurosurgery"
Maquet GmbH | المانيا | Germany | ME0000003539SFDAA00278 | Knee Postioniong Device | Knee Postioniong Device | Wrist Support for patients
Maquet GmbH | المانيا | Germany | ME0000003539SFDAA00273 | Four Section Leg Plates, PUR Polster | Four Section Leg Plates, PUR Polster | Leg Plates for Patient Support
Maquet GmbH | المانيا | Germany | ME0000003539SFDAA00269 | Head rest | Head rest | Head rest for patient support
Maquet GmbH | المانيا | Germany | ME0000003539SFDAA00265 | Condyle Fixation | Condyle Fixation | Condyle fixation For exact fixation of the knee
Maquet GmbH | المانيا | Germany | ME0000003539SFDAA00260 | X ray Cassette Holder | X ray Cassette Holder | X ray Cassette Holder
Hermann Medizintechnik GmbH | المانيا | Germany | ME0000011454SFDAA00031 | Hermann Medizintechnik septum elevator | septum elevator | septum elevator
Maquet GmbH | المانيا | Germany | ME0000003539SFDAA00231 | Joint Module | Joint Module | Motorised Joint Module
Maquet GmbH | المانيا | Germany | ME0000003539SFDAA00230 | Basic Table Top | Basic Table Top | Universal table top
Maquet GmbH | المانيا | Germany | ME0000003539SFDAA00234 | Arm Posturing Device | Arm Posturing Device | Arm support for patients
Maquet GmbH | المانيا | Germany | ME0000003539SFDAA00238 | Pair of width Extender 300mm | Pair of width Extender 300mm | Table width extension With side rail for mounting of additional accessories
Maquet GmbH | المانيا | Germany | ME0000003539SFDAA00242 | Countertraction post for humerus | Countertraction post for humerus | Humerus countertraction post Radiolucent pad
Maquet GmbH | المانيا | Germany | ME0000003539SFDAA00251 | Leg Plates, double section | Leg Plates, double section | Leg plates for patient support
Maquet GmbH | المانيا | Germany | ME0000003539SFDAA00259 | Support bar | Support bar | Support bar, Stainless steel, height adjustable
Maquet GmbH | المانيا | Germany | ME0000003539SFDAA00268 | Corded Control Device | Corded Control Device | Hand Control with Cable
Maquet GmbH | المانيا | Germany | ME0000003539SFDAA00272 | Connection bracket for head | Connection bracket for head | "Connection bracket Enables variable use of a variety of head positioning accessories"
Maquet GmbH | المانيا | Germany | ME0000003539SFDAA00277 | Extension plate | Extension plate | Extension plate Removable pad makes cleaning easier
Maquet GmbH | المانيا | Germany | ME0000003539SFDAA00282 | Meniscus Positioning Device | Meniscus Positioning Device | Meniscus Positioning Device for Patients leg
Maquet GmbH | المانيا | Germany | ME0000003539SFDAA00290 | Adjustable Head Rest Adapter | Adjustable Head Rest Adapter | Head rest adapter with High stability and safety for patients
Maquet GmbH | المانيا | Germany | ME0000003539SFDAA00295 | Leg Restraint Cuff | Leg Restraint Cuff | Leg Support for patients
Maquet GmbH | المانيا | Germany | ME0000003539SFDAA00246 | Head rest adapter pair | Head rest adapter pair | "Head rest adapter Enables the accommodation of head rests on the lower back plate"
Maquet GmbH | المانيا | Germany | ME0000003539SFDAA00255 | Foot Plate for Children | Foot Plate for Children | Foot Plate for patient support
Maquet GmbH | المانيا | Germany | ME0000003539SFDAA00302 | Carbon-fibre back plate for shoulder | Carbon-fibre back plate for shoulder | Carbon Fibre Back Plate for Shoulder operations
BSN medical GmbH | المانيا | Germany | ME0000004305SFDAA00096 | Actimove® Cervical Collar medium density | Cervical Collar | cervical collar offering anatomical fit and circular support for the cervical spine. | طوق عنقي متوسط الكثافة
Hermann Medizintechnik GmbH | المانيا | Germany | ME0000011454SFDAA00034 | Hermann Medizintechnik bone chisel | bone chisel | bone chise
Hermann Medizintechnik GmbH | المانيا | Germany | ME0000011454SFDAA00037 | Hermann Medizintechnik lung spatula | lung spatula | lung spatula
Maquet GmbH | المانيا | Germany | ME0000003539SFDAA00281 | Infusion Stand | Infusion Stand | Infusion stand Practical one-handed adjustment of height
Hermann Medizintechnik GmbH | المانيا | Germany | ME0000011454SFDAA00035 | Hermann Medizintechnik amputation saw | amputation saw | amputation saw
Lohmann & Rauscher International GmbH & Co. KG | المانيا | Germany | ME0000001996SFDAA00162 | Rosidal® K Short stretch bandage | Rosidal® K Short stretch bandage | Short Stretch Bandage
Lohmann & Rauscher International GmbH & Co. KG | المانيا | Germany | ME0000001996SFDAA00163 | Sentinex® Scrub Suits | Sentinex® Scrub Suits | OR Clothing
Maquet GmbH | المانيا | Germany | ME0000003539SFDAA00263 | Wrist Support | Wrist Support | Wrist Support
Maquet GmbH | المانيا | Germany | ME0000003539SFDAA00299 | Lateral Support | Lateral Support | Body Support for patients
Hermann Medizintechnik GmbH | المانيا | Germany | ME0000011454SFDAA00036 | Hermann Medizintechnik neutral aluminium plates | neutral aluminium | neutral aluminum plates
Hermann Medizintechnik GmbH | المانيا | Germany | ME0000011454SFDAA00033 | Hermann Medizintechnik paper label | paper label | paper label
Maquet GmbH | المانيا | Germany | ME0000003539SFDAA00305 | Magnus OP table column - surface mounted | Magnus OP table column - surface mounted | Operating Table System
KARL STORZ SE & Co. KG | المانيا | Germany | ME0000003576SFDAA01013 | Cutting Block | Surgical implant template, reusable | FISCH Cutting Block, 0.4 mm
KARL STORZ SE & Co. KG | المانيا | Germany | ME0000003576SFDAA01009 | Adaptor | Endoscope assembly adaptor | Adaptor for Battery Handles
KARL STORZ SE & Co. KG | المانيا | Germany | ME0000003576SFDAA01011 | Speculum | Self-retaining surgical retractor, reusable | Speculum f.Gallbladder Extraction
KARL STORZ SE & Co. KG | المانيا | Germany | ME0000003576SFDAA01007 | Battery Charger | External device battery charger | Battery Charger Li-Ion, for 094124
KARL STORZ SE & Co. KG | المانيا | Germany | ME0000003576SFDAA01010 | Retractor | Soft-tissue surgical hook, reusable | Retractor, 14.5 cm, 10 mm
Maquet GmbH | المانيا | Germany | ME0000003539SFDAA00286 | Padded roll for countertraction post | Padded roll for countertraction post | Countertraction post Radiolucent Makes C-arm access easier
KARL STORZ SE & Co. KG | المانيا | Germany | ME0000003576SFDAA01012 | Retractor | Hand-held surgical retractor, reusable | PLESTER-HELMS Retractor, 11cm
KARL STORZ SE & Co. KG | المانيا | Germany | ME0000003576SFDAA01008 | Stopcock with tube | Stopcock | Stopcock with tube, for 12016 E/F
Maquet GmbH | المانيا | Germany | ME0000003539SFDAA00307 | Corded Control Device | Corded Control Device | Remote Control for OR Table
Maquet GmbH | المانيا | Germany | ME0000003539SFDAA00303 | Back Plate | Back Plate | Back Plate for Patient support
KARL STORZ SE & Co. KG | المانيا | Germany | ME0000003576SFDAA01014 | Battery Box | Head-worn lamp | Battery Box for LED-Headlight
Maquet GmbH | المانيا | Germany | ME0000003539SFDAA00306 | Transporter | Transporter | Transporter without inclination adjustment, without height adjustment,
Maquet GmbH | المانيا | Germany | ME0000003539SFDAA00308 | IR Remote Control | IR Remote Control | Cordless Remote Control for OR Table
Maquet GmbH | المانيا | Germany | ME0000003539SFDAA00304 | Standard Back Plate | Standard Back Plate | Plate to position the patient
Maquet GmbH | المانيا | Germany | ME0000003539SFDAA00309 | Fixture for body Supports | Fixture for body Supports | body support for patients
DIXION VERTRIEB MEDIZINISCHER GERATE GMBH | المانيا | Germany | ME0000014610SFDAA00005 | OPERATING TABLE | OPERTING TABLE | OPERATING TABLE FOR SURGERIES
Gebruder Martin GmbH & Co KG | المانيا | Germany | ME0000002645SFDAA00041 | Endodontic Plugger | Endodontic Plugger | Endodontic Plugger
Gebruder Martin GmbH & Co KG | المانيا | Germany | ME0000002645SFDAA00063 | Skin Tissue Hook -Obsolete | Skin Tissue Hook -Obsolete | Skin Tissue Hook -Obsolete
Gebruder Martin GmbH & Co KG | المانيا | Germany | ME0000002645SFDAA00056 | Orthop Impl.-Device Cutter | Orthop Impl.-Device Cutter | Orthop Impl.-Device Cutter
Gebruder Martin GmbH & Co KG | المانيا | Germany | ME0000002645SFDAA00052 | Nasal Snare, Reusable | Nasal Snare, Reusable | Nasal Snare, Reusable
Gebruder Martin GmbH & Co KG | المانيا | Germany | ME0000002645SFDAA00048 | Laryngoscope | Laryngoscope | Laryngoscope
Gebruder Martin GmbH & Co KG | المانيا | Germany | ME0000002645SFDAA00044 | General-Purpose Bowl, Reusable | General-Purpose Bowl, Reusable | General-Purpose Bowl, Reusable
Gebruder Martin GmbH & Co KG | المانيا | Germany | ME0000002645SFDAA00040 | Ear knife | Ear knife | Ear knife
Gebruder Martin GmbH & Co KG | المانيا | Germany | ME0000002645SFDAA00035 | Dental Excavator | Dental Excavator | Dental Excavator
Gebruder Martin GmbH & Co KG | المانيا | Germany | ME0000002645SFDAA00031 | Bone holding forceps | Bone holding forceps | Bone holding forceps
Gebruder Martin GmbH & Co KG | المانيا | Germany | ME0000002645SFDAA00028 | Orbital retractor | Orbital retractor | Orbital retractor
Bandelin electronic GmbH & Co. KG | المانيا | Germany | ME0000007812SFDAA00001 | FamoSonic M | FamoSonic M | The intended medical purpose of the ultrasonic bath is the cleaning of instruments
pro med instruments GmbH | المانيا | Germany | ME0000004765SFDAA00136 | DORO® Sterilization Tray for 6 forceps | Sterilization Tray | It is a Sterilization Tray for 6 forceps of DORO® NON-STICK Bipolar Forceps
A. Schweickhardt GmbH & Co. KG | المانيا | Germany | ME0000007801SFDAA00001 | Impression trays | Impression trays | Impression trays
Hermann Medizintechnik GmbH | المانيا | Germany | ME0000011454SFDAA00032 | H-123-XXXXX | LIGATURE CONDUCTOR | ligature conductor
Gebruder Martin GmbH & Co KG | المانيا | Germany | ME0000002645SFDAA00029 | Bone Awl | Bone Awl | Bone Awl
Lohmann & Rauscher International GmbH & Co. KG | المانيا | Germany | ME0000001996SFDAA00161 | Fortelast® Plus | Fortelast® Plus | Lengthwise Elastic Adhesive Bandage
Gebruder Martin GmbH & Co KG | المانيا | Germany | ME0000002645SFDAA00058 | Orthopaedic Osteome | Orthopaedic Osteome | Orthopaedic Osteome
Gebruder Martin GmbH & Co KG | المانيا | Germany | ME0000002645SFDAA00074 | Wire holding/twisting forceps | Wire twisting forceps | Wire Twisting forceps
Gebruder Martin GmbH & Co KG | المانيا | Germany | ME0000002645SFDAA00062 | Scalpel handle | Scalpel handle | Scalpel handle
Gebruder Martin GmbH & Co KG | المانيا | Germany | ME0000002645SFDAA00066 | Surg. Screwdriver, Reus. | Surg Screwdriver, Reus. | Surg Screwdriver, Reus.
Gebruder Martin GmbH & Co KG | المانيا | Germany | ME0000002645SFDAA00070 | Tonsil Knife | Tonsil Knife | Tonsil Knife
Gebruder Martin GmbH & Co KG | المانيا | Germany | ME0000002645SFDAA00071 | Tooth Extraction Forceps | Tooth Extraction Forceps | Tooth Extraction Forceps
Gebruder Martin GmbH & Co KG | المانيا | Germany | ME0000002645SFDAA00030 | Bone fixation plate pliers | Bone fixation plate pliers | Bone fixation plate pliers
Gebruder Martin GmbH & Co KG | المانيا | Germany | ME0000002645SFDAA00034 | Dental Impression Tray, Reus | Dental Impression Tray, Reus | Dental Impression Tray, Reus
Gebruder Martin GmbH & Co KG | المانيا | Germany | ME0000002645SFDAA00039 | Dura Mater Dissector | Dura Mater Dissector | Dura Mater Dissector
Gebruder Martin GmbH & Co KG | المانيا | Germany | ME0000002645SFDAA00043 | General-Purpose Surg.Dissector | General-Purpose Surg.Dissector | General-Purpose Surg.Dissector
Gebruder Martin GmbH & Co KG | المانيا | Germany | ME0000002645SFDAA00036 | Dental Spatula | Dental Spatula | Dental Spatula
SEIKO Optical Europe Gmbh | المانيا | Germany | ME0000014272SFDAA00001 | ZWEI | OPTICAL LENSES | ZWEI Tailored, ZWEI Forward, ZWEI Drive, ZWEI Sport, ZWEI Classic, ZWEI Office, ZWEI Entry | عدسات نظارات طبية جاهزة
Gebruder Martin GmbH & Co KG | المانيا | Germany | ME0000002645SFDAA00055 | Orthodontic pliers | Orthodontic pliers | Orthodontic pliers
Gebruder Martin GmbH & Co KG | المانيا | Germany | ME0000002645SFDAA00032 | Bone mill | Bone mill | Bone mill
Gebruder Martin GmbH & Co KG | المانيا | Germany | ME0000002645SFDAA00059 | Periodontal knife | Periodontal knife | Periodontal knife
Gebruder Martin GmbH & Co KG | المانيا | Germany | ME0000002645SFDAA00051 | Nasal Rasp | Nasal Rasp | Nasal Rasp
EIZO GmbH | المانيا | Germany | ME0000008844SFDAA00002 | LCD Monitor | Monitor | Medical LCD Monitor
Gebruder Martin GmbH & Co KG | المانيا | Germany | ME0000002645SFDAA00061 | Scalpel Blade Remov Non-Steril | Scalpel Blade Remov Non-Steril | Scalpel Blade Remov Non-Steril
Gebruder Martin GmbH & Co KG | المانيا | Germany | ME0000002645SFDAA00065 | Surg. Instrument Guard, Reus | Surg Instrument Guard, Reus | Surg Instrument Guard, Reus
Gebruder Martin GmbH & Co KG | المانيا | Germany | ME0000002645SFDAA00069 | Surgical Instrum/Implant Rack | Surgical Implant Rack | Surgical Implant Rack
Gebruder Martin GmbH & Co KG | المانيا | Germany | ME0000002645SFDAA00049 | Manual Dental Scaler, Reusable | Manual Dental Scaler, Reusable | Manual Dental Scaler, Reusable
Gebruder Martin GmbH & Co KG | المانيا | Germany | ME0000002645SFDAA00037 | Dental Dressing Forceps | Dental Dressing Forceps | Dental Dressing Forceps
Gebruder Martin GmbH & Co KG | المانيا | Germany | ME0000002645SFDAA00057 | Orthopaedic Implant Impactor | Orthopaedic Implant Impactor | Orthopaedic Implant Impactor
pjur group Luxembourg S.A. | المانيا | Germany | ME0000005195SFDAA00008 | pjur med REPAIR glide | Personal Lubricant | Personal Lubricant | مزلق طبي ذو أساس مائي
Gebruder Martin GmbH & Co KG | المانيا | Germany | ME0000002645SFDAA00042 | ENT Elevator | ENT Elevator | ENT Elevator
Gebruder Martin GmbH & Co KG | المانيا | Germany | ME0000002645SFDAA00038 | Dermatome, Manually-Operated | Dermatome, Manually-Operated | Dermatome, Manually-Operated
Gebruder Martin GmbH & Co KG | المانيا | Germany | ME0000002645SFDAA00054 | Orthodontic Metal Band Pusher | Orthodontic Metal Band Pusher | Orthodontic Metal Band Pusher
Gebruder Martin GmbH & Co KG | المانيا | Germany | ME0000002645SFDAA00047 | Laryngeal knife | Laryngeal knife | Laryngeal knife
Gebruder Martin GmbH & Co KG | المانيا | Germany | ME0000002645SFDAA00050 | Mouth Gag, Adjustable | Mouth Gag, Adjustable | Mouth Gag, Adjustable
Gebruder Martin GmbH & Co KG | المانيا | Germany | ME0000002645SFDAA00072 | Tracheal Hook | Tracheal Hook | Tracheal Hook
Gebruder Martin GmbH & Co KG | المانيا | Germany | ME0000002645SFDAA00064 | Soft Tissue Surg Forceps, Reus | Soft Tissue Surg Forceps, Reus | Soft Tissue Surg Forceps, Reus
Gebruder Martin GmbH & Co KG | المانيا | Germany | ME0000002645SFDAA00033 | Dental Amalgam Condenser | Dental Amalgam Condenser | Dental Amalgam Condenser
KARL STORZ SE & Co. KG | المانيا | Germany | ME0000003576SFDAA01028 | Bipolar High Frequency Cord | Bipolar High Frequency Cord | Cables/Leads, Electrosurgical Unit
KARL STORZ SE & Co. KG | المانيا | Germany | ME0000003576SFDAA01036 | Laryngeal Applicator | Laryngeal Applicator | Applicators
Siemens Healthcare GmbH | المانيا | Germany | ME0000007466SFDAA00001 | DirectBrachy Positioning Board | DirectBrachy Positioning Board | Lithotomy positioning aid
KARL STORZ SE & Co. KG | المانيا | Germany | ME0000003576SFDAA01029 | Fistula Brush Insert | Fistula Brush Insert | Probes, Fistula
KARL STORZ SE & Co. KG | المانيا | Germany | ME0000003576SFDAA01034 | SCB Connecting Cable | SCB Connecting Cable | Cables/Leads, Other
KARL STORZ SE & Co. KG | المانيا | Germany | ME0000003576SFDAA01038 | Flexible Brush for cytology | Flexible Brush for cytology | Brushes, Cytology
Drive Medical GmbH & Co. KG | المانيا | Germany | ME0000000259SFDAA00015 | Transport wheelchair D-Lite | Transport wheelchair | Transport wheelchair
Schuchmann GmbH & Co.KG | المانيا | Germany | ME0000007912SFDAA00002 | Tim | Standing trainer | Standing Frame
Gebruder Martin GmbH & Co KG | المانيا | Germany | ME0000002645SFDAA00073 | Wire Cutter | Wire Cutter | Wire Cutter
KARL STORZ SE & Co. KG | المانيا | Germany | ME0000003576SFDAA01022 | Unipolar High Frequency Cord | Unipolar High Frequency Cord | Cables/Leads, Electrosurgical Unit | Cables/Leads, Electrosurgical Unit
Drive Medical GmbH & Co. KG | المانيا | Germany | ME0000000708SFDAA00016 | Wheelchair Sentra XXL | Wheelchair | Wheelchair
Drive Medical GmbH & Co. KG | المانيا | Germany | ME0000000702SFDAA00007 | Multifunction wheelchair Multitec | wheelchair | wheelchair
Gebruder Martin GmbH & Co KG | المانيا | Germany | ME0000002645SFDAA00068 | Surgical Flat-Nosed Pliers | Surgical Flat-Nosed Pliers | Surgical Flat-Nosed Pliers
KARL STORZ SE & Co. KG | المانيا | Germany | ME0000003576SFDAA01031 | C-MAC S Video Laryngoscope | C-MAC S Video Laryngoscope | Laryngoscopes
KARL STORZ SE & Co. KG | المانيا | Germany | ME0000003576SFDAA01037 | Recharg. Battery Box | Recharg. Battery Box | Headlights
Gebruder Martin GmbH & Co KG | المانيا | Germany | ME0000002645SFDAA00060 | Periotome, Reusable | Periotome, Reusable | Periotome, Reusable
Hermann Medizintechnik GmbH | المانيا | Germany | ME0000011454SFDAA00038 | Hermann Medizintechnik mallet | Hermann Medizintechnik mallet | mallet with interch nylon insert
Sunrise medical GmbH | المانيا | Germany | ME0000007644SFDAA00001 | Tiga | Manual wheelchair | Manual wheelchair
BSN medical GmbH | المانيا | Germany | ME0000004305SFDAA00097 | Actimove® Cervical Collar firm density | Cervical Collar | Cervical Collar | طوق عنقي – عالي الكثافة
KARL STORZ SE & Co. KG | المانيا | Germany | ME0000003576SFDAA01033 | Knot Tier | Knot Tier | Guides, Suturing
KARL STORZ SE & Co. KG | المانيا | Germany | ME0000003576SFDAA01035 | Cotton Applicator | Cotton Applicator | Applicators
KARL STORZ SE & Co. KG | المانيا | Germany | ME0000003576SFDAA01054 | Cutting Block, 8 x 4 x 1 cm | Cutting Block, 8 x 4 x 1 cm | Reconstruction Blocks, Plastic Surgery
KARL STORZ SE & Co. KG | المانيا | Germany | ME0000003576SFDAA01051 | SILGRASP PRO Foreign Body Grasping Fcps | SILGRASP PRO Foreign Body Grasping Fcps | Forceps, Other
KARL STORZ SE & Co. KG | المانيا | Germany | ME0000003576SFDAA01046 | Microphone Set | Microphone Set | Laryngostroboscopes
KARL STORZ SE & Co. KG | المانيا | Germany | ME0000003576SFDAA01040 | Scissors | Scissors | Scissors
KARL STORZ SE & Co. KG | المانيا | Germany | ME0000003576SFDAA01052 | ARNOLD Fistula Hook | ARNOLD Fistula Hook | Probes, Fistula
KARL STORZ SE & Co. KG | المانيا | Germany | ME0000003576SFDAA01047 | Connector for Microphone Membrane | Connector for Microphone Membrane | Laryngostroboscopes
KARL STORZ SE & Co. KG | المانيا | Germany | ME0000003576SFDAA01041 | Headlight, light model | Headlight, light model | Headlights
KARL STORZ SE & Co. KG | المانيا | Germany | ME0000003576SFDAA01042 | Neoprene Cushion for Headband | Neoprene Cushion for Headband | Headlights
KARL STORZ SE & Co. KG | المانيا | Germany | ME0000003576SFDAA01053 | Nasal Retractor, 45 mm | Nasal Retractor, 45 mm | Tenaculums, Other
KARL STORZ SE & Co. KG | المانيا | Germany | ME0000003576SFDAA01044 | Silicone Leaflet Valve | Silicone Leaflet Valve | Valves, Medical Gas and Vacuum
KARL STORZ SE & Co. KG | المانيا | Germany | ME0000003576SFDAA01049 | Applicator | Applicator | Applicator
KARL STORZ SE & Co. KG | المانيا | Germany | ME0000003576SFDAA01045 | Trocar, with conical-blunt tip | Trocar, with conical-blunt tip | Trocars
KARL STORZ SE & Co. KG | المانيا | Germany | ME0000003576SFDAA01055 | Bone and Cartilage Crusher | Bone and Cartilage Crusher | Crushers
KARL STORZ SE & Co. KG | المانيا | Germany | ME0000003576SFDAA01050 | SILGRASP Suture Grasper | SILGRASP Suture Grasper | Forceps, Other
KARL STORZ SE & Co. KG | المانيا | Germany | ME0000003576SFDAA01053 | Nasal Retractor, 45 mm | Nasal Retractor, 45 mm | Tenaculums, Other
KARL STORZ SE & Co. KG | المانيا | Germany | ME0000003576SFDAA01044 | Silicone Leaflet Valve | Silicone Leaflet Valve | Valves, Medical Gas and Vacuum
KARL STORZ SE & Co. KG | المانيا | Germany | ME0000003576SFDAA01043 | Headband | Headband | Headlights
KARL STORZ SE & Co. KG | المانيا | Germany | ME0000003576SFDAA01039 | Laryngectomy Scissors | Laryngectomy Scissors | Scissors
Schuchmann GmbH & Co.KG | المانيا | Germany | ME0000007909SFDAA00002 | Till | Standing aid | Height adjustable Supine standing frame
HEINE Optotechnik GmbH & Co. KG | المانيا | Germany | ME0000004869SFDAA00173 | LAMBDA 100 | HEINE Retinometer | It is a Retinometer .
Völker GmbH | المانيا | Germany | ME0000001782SFDAA00003 | Hospital Beds | Hospital Beds | Beds for patients laying at hospitals | أسرة للمرضى في المستشفيات
Gebruder Martin GmbH & Co KG | المانيا | Germany | ME0000002645SFDAA00077 | Laryngoscope | Laryngoscope | Laryngoscope
Gebruder Martin GmbH & Co KG | المانيا | Germany | ME0000002645SFDAA00081 | Bone Lever/Elevator | Bone Lever/Elevator | Bone Lever/Elevator
Gebruder Martin GmbH & Co KG | المانيا | Germany | ME0000002645SFDAA00079 | Bone Curette | Bone Curette | Bone Curette
Maquet GmbH | المانيا | Germany | ME0000003539SFDAA00310 | OR-table top for trauma and orthopaedics | OR-table top for trauma and orthopaedics | Patient support during surgery
Maquet GmbH | المانيا | Germany | ME0000003539SFDAA00314 | Universal Module for Basic Unit | Universal Module for Basic Unit | Patient support module
Maquet GmbH | المانيا | Germany | ME0000003539SFDAA00318 | IR Remote control Device | IR Remote control Device | IR Remote control for single OR Table
Maquet GmbH | المانيا | Germany | ME0000003539SFDAA00311 | Modular Universal Table Top | Modular Universal Table Top | Patient support during surgery
Maquet GmbH | المانيا | Germany | ME0000003539SFDAA00315 | Accessory Adaptor for 1180.45A0 | Accessory Adaptor for 1180.45A0 | Mounting Adapter for OR Table
Maquet GmbH | المانيا | Germany | ME0000003539SFDAA00316 | Extension Device | Extension Device | OR Table Extension
Hermann Medizintechnik GmbH | المانيا | Germany | ME0000011454SFDAA00039 | Hermann Medizintechnik DESCHAMPS BLUNT NEEDLE | BLUNT NEEDLE | BLUNT NEEDLE
Völker GmbH | المانيا | Germany | ME0000001782SFDAA00004 | HEALTHCARE BEDS | HEALTHCARE BEDS | Beds dedicated for patients in healthcare stages in institutions or homes | أسرة للمرضى للرعاية الطويلة
pro med instruments GmbH | المانيا | Germany | ME0000004765SFDAA00138 | DORO® Quick-Clamp Halo Coupling Set | DORO® Quick-Clamp Halo Coupling Set | DORO® Quick-Clamp Halo Coupling Set consisting of (DORO quick clamp, DORO Halo support rod holder and DORO Quick clamp coupling universal) which is included in DORO® Quick-Clamp Halo Retractor System.
Sunrise Medical Gmbh Co KG | المانيا | Germany | ME0000010240SFDAA00004 | sunrise Zippie RS | sunrise Zippie RS | Wheel chair | كرسي متحرك لدوي الإعاقة
Maquet GmbH | المانيا | Germany | ME0000003539SFDAA00312 | Leg Plates pair double section, washable | Leg Plates pair double section, washable | Leg plates for Patient support
A. Schweickhardt GmbH & Co. KG | المانيا | Germany | ME0000007801SFDAA00006 | Bone condenser | Bone condenser | Bone condenser
A. Schweickhardt GmbH & Co. KG | المانيا | Germany | ME0000007801SFDAA00010 | Instrument for Retraction | Instrument for Retraction | Instrument for Retraction
Gebruder Martin GmbH & Co KG | المانيا | Germany | ME0000002645SFDAA00080 | Bone Holding Forceps | Bone Holding Forceps | Bone Holding Forceps
Gebruder Martin GmbH & Co KG | المانيا | Germany | ME0000002645SFDAA00076 | Laryngeal knife | Laryngeal knife | Laryngeal knife
A. Schweickhardt GmbH & Co. KG | المانيا | Germany | ME0000007801SFDAA00005 | Bone carrier | Bone carrier | Bone carrier
A. Schweickhardt GmbH & Co. KG | المانيا | Germany | ME0000007801SFDAA00009 | Gingival Magrin Trimmer | Gingival Magrin Trimmer | Gingival Magrin Trimmer
HEINE Optotechnik GmbH & Co. KG | المانيا | Germany | ME0000004869SFDAA00176 | HR/HRP | HEINE Binocular Loupes | Binocular loupes
A. Schweickhardt GmbH & Co. KG | المانيا | Germany | ME0000007801SFDAA00004 | BEEBEE Crown scissors | Crown scissors | Crown scissors
A. Schweickhardt GmbH & Co. KG | المانيا | Germany | ME0000007801SFDAA00008 | Bone curettes | Curettes | Bone curettes
Maquet GmbH | المانيا | Germany | ME0000003539SFDAA00313 | Transporter, rigid, washable | Transporter, rigid, washable | "Transporter without Trendelenburg adjustment, without height adjustment"
Maquet GmbH | المانيا | Germany | ME0000003539SFDAA00317 | Carbon-Fibre Extension Plate 3 | Carbon-Fibre Extension Plate 3 | Carbon fiber extension plate with one position for the counter traction post
HEINE Optotechnik GmbH & Co. KG | المانيا | Germany | ME0000004869SFDAA00177 | HEINE K180 Ophthalmoscope Set | HEINE K180 Ophthalmoscope Set | It is a set consisting of K180 Direct ophthalmoscope and power source.
pro med instruments GmbH | المانيا | Germany | ME0000004765SFDAA00141 | DORO Flexible Arm | DORO Flexible Arm | It is a flexible arm.
Gebruder Martin GmbH & Co KG | المانيا | Germany | ME0000002645SFDAA00067 | Surgical biopsy forceps | Surgical biopsy forceps | Surgical biopsy forceps
Gebruder Martin GmbH & Co KG | المانيا | Germany | ME0000002645SFDAA00083 | Vessel Approximator | Vessel Approximator | Vessel Approximator
Hermann Medizintechnik GmbH | المانيا | Germany | ME0000011454SFDAA00040 | Hermann Medizintechnik Hammer | Hammer | Hammer
pro med instruments GmbH | المانيا | Germany | ME0000004765SFDAA00143 | DORO sterilization Tray | DORO sterilization Tray | It is a sterilization tray.
A. Schweickhardt GmbH & Co. KG | المانيا | Germany | ME0000007801SFDAA00011 | Root Canal Spreader | Root Canal Spreader | Root Canal Spreader
A. Schweickhardt GmbH & Co. KG | المانيا | Germany | ME0000007801SFDAA00007 | Bone Crush | Bone Crush | Bone Crush
A. Schweickhardt GmbH & Co. KG | المانيا | Germany | ME0000007801SFDAA00003 | Amalgam Carriers | Carriers | Amalgam Carriers
A. Schweickhardt GmbH & Co. KG | المانيا | Germany | ME0000007801SFDAA00002 | Ball Plugger | Plugger | Ball Plugger
Gebruder Martin GmbH & Co KG | المانيا | Germany | ME0000002645SFDAA00082 | Surg. Bulldog Clamp, Reusable | Surg. Bulldog Clamp, Reusable | Surg. Bulldog Clamp, Reusable
SUNRISE MEDICAL GMBH | المانيا | Germany | ME0000008136SFDAA00048 | sunrise Zippie Simba | sunrise Zippie Simba | Wheel chair | كرسي متحرك لدوي الإعاقة
pro med instruments GmbH | المانيا | Germany | ME0000004765SFDAA00140 | DORO Quick Clamp | DORO Quick Clamp | A quick Clamp
Streifeneder Ortho. Production GmbH | المانيا | Germany | ME0000008764SFDAA00004 | Prosthetic Components | Clutch lock | These products are used exclusively for the prosthetic supply of the lower extremity. .
Eschenbach Optik GmbH | المانيا | Germany | ME0000009574SFDAA00002 | mobilux DIGITAL Touch HD / visolux DIGITAL | Electronic visual aids | Electronic visual aids
Eschenbach Optik GmbH | المانيا | Germany | ME0000009574SFDAA00005 | menas LUX | Illuminated magnifiers | Illuminated magnifiers
pro med instruments GmbH | المانيا | Germany | ME0000004765SFDAA00142 | DORO LUNA ROD | DORO ROD | It is a support Rod
Schmitz u. Sohne GmbH & Co. KG | المانيا | Germany | ME0000000400SFDAA00037 | Varimed A | Examination Couch | It is intended for supporting patients for the purpose of examination and treatment.
HEINE Optotechnik GmbH & Co. KG | المانيا | Germany | ME0000004869SFDAA00174 | BETA 200 | HEINE Direct Opthalmoscopes | It is a Direct Opthalamoscope
HEINE Optotechnik GmbH & Co. KG | المانيا | Germany | ME0000004869SFDAA00175 | HEINE BETA 200 Diagnostic Sets | HEINE BETA 200 Diagnostic Sets | It is a diagnostic set consisting of direct ophthalmoscope (Beta 200 /Beta 200 S), Beta 200 Retinoscope and power source.
HEINE Optotechnik GmbH & Co. KG | المانيا | Germany | ME0000004869SFDAA00178 | OMEGA 500 | HEINE Indirect Ophthalmoscopes | It is an indirect Ophthalmoscope, AC powered or battery powered device, containing illumination and viewing optics.
RUDOLF RIESTER GMBH | المانيا | Germany | ME0000009614SFDAA00128 | Stethoscopes | Stethoscopes | Stethoscopes are sound-conducting devices for listening to body sounds.
Maquet GmbH | المانيا | Germany | ME0000003539SFDAA00319 | Weinberger hand traction device | Weinberger hand traction device | Support for Patient's hand
Eschenbach Optik GmbH | المانيا | Germany | ME0000009574SFDAA00001 | Eschenbach | Ready Reader | Ready Reader
Provita medical gmbh & co. kg | المانيا | Germany | ME0000004089SFDAA00019 | Stand | Rolling Stand | Equipment carrier
Maquet GmbH | المانيا | Germany | ME0000003539SFDAA00320 | Foot plates, Pair, SFC | Foot plates, Pair, SFC | Support for Patient's hand
Schmitz u. Sohne GmbH & Co. KG | المانيا | Germany | ME0000000401SFDAA00043 | OPX mobilis RC 40 | Operating Table | The operating table is used for positioning the patient during examination, treatment or operation.
A. Schweickhardt GmbH & Co. KG | المانيا | Germany | ME0000007801SFDAA00015 | Burnisher | Burnisher | Burnisher
A. Schweickhardt GmbH & Co. KG | المانيا | Germany | ME0000007801SFDAA00019 | Carving instrument | Carving instrument | Carving instrument
A. Schweickhardt GmbH & Co. KG | المانيا | Germany | ME0000007801SFDAA00017 | Calculus Probes NABERS | Probes | Probes
A. Schweickhardt GmbH & Co. KG | المانيا | Germany | ME0000007801SFDAA00020 | Cement spatula | Spatula | Spatula
A. Schweickhardt GmbH & Co. KG | المانيا | Germany | ME0000007801SFDAA00016 | Calcium-Hydroxide-Placer | Calcium-Hydroxide-Placer | Calcium-Hydroxide-Placer
pro med instruments GmbH | المانيا | Germany | ME0000004765SFDAA00144 | DORO Halo | DORO Halo | It is a retractor system.
A. Schweickhardt GmbH & Co. KG | المانيا | Germany | ME0000007801SFDAA00022 | Chisels | Chisels | Chisels
A. Schweickhardt GmbH & Co. KG | المانيا | Germany | ME0000007801SFDAA00024 | Composite Ball Plugger | Plugger | Composite Ball Plugger
A. Schweickhardt GmbH & Co. KG | المانيا | Germany | ME0000007801SFDAA00023 | Cleaning brush | Brush | Cleaning brush
A. Schweickhardt GmbH & Co. KG | المانيا | Germany | ME0000007801SFDAA00014 | Bone scraper | Scraper | Bone scraper
Drive Medical GmbH & Co. KG | المانيا | Germany | ME0000000707SFDAA00007 | Transport chair Travelite | Travelite | Transport chair | كرسي النقل
A. Schweickhardt GmbH & Co. KG | المانيا | Germany | ME0000007801SFDAA00018 | Caliper | Caliper | Caliper
Sunrise medical GmbH | المانيا | Germany | ME0000000714SFDAA00010 | RGK Allstar G2 | wheelchair | Sport manual propelled wheelchair
HEINE Optotechnik GmbH & Co. KG | المانيا | Germany | ME0000004869SFDAA00179 | HEINE BETA 400 Diagnostic Sets/Kits | HEINE Beta 400 Diagnostic Sets/Kits | It is a set of an otoscope and ophthalmoscope.
A. Schweickhardt GmbH & Co. KG | المانيا | Germany | ME0000007801SFDAA00029 | Composite Plugger | Composite Plugger | Composite Plugger
A. Schweickhardt GmbH & Co. KG | المانيا | Germany | ME0000007801SFDAA00027 | Composite Modelling Kit | Composite Modelling Kit | Composite Modelling Kit
A. Schweickhardt GmbH & Co. KG | المانيا | Germany | ME0000007801SFDAA00012 | Bone files | Bone files | Bone files
A. Schweickhardt GmbH & Co. KG | المانيا | Germany | ME0000007801SFDAA00018 | Caliper | Caliper | Caliper
Sunrise medical GmbH | المانيا | Germany | ME0000000714SFDAA00010 | RGK Allstar G2 | wheelchair | Sport manual propelled wheelchair
A. Schweickhardt GmbH & Co. KG | المانيا | Germany | ME0000007801SFDAA00038 | Dental Forceps | Forceps | Forceps
A. Schweickhardt GmbH & Co. KG | المانيا | Germany | ME0000007801SFDAA00030 | Composite Spatula | Spatula | Spatula
Drive Medical GmbH & Co. KG | المانيا | Germany | ME0000000701SFDAA00153 | Lightweight wheelchair Litec 2G | wheelchair | wheelchair
A. Schweickhardt GmbH & Co. KG | المانيا | Germany | ME0000007801SFDAA00034 | Crown Scissors | Scissors | Scissors
A. Schweickhardt GmbH & Co. KG | المانيا | Germany | ME0000007801SFDAA00041 | Elevators Syndesm | Elevators Syndesm | Elevators Syndesm
A. Schweickhardt GmbH & Co. KG | المانيا | Germany | ME0000007801SFDAA00037 | Curettes | Curettes | Curettes
A. Schweickhardt GmbH & Co. KG | المانيا | Germany | ME0000007801SFDAA00033 | Crown Remover | Crown Remover | Crown Remover
A. Schweickhardt GmbH & Co. KG | المانيا | Germany | ME0000007801SFDAA00028 | Composite Occlusal Modelling Instrument | Modelling instrument | Modelling Instrument
A. Schweickhardt GmbH & Co. KG | المانيا | Germany | ME0000007801SFDAA00026 | Composite Flex Spatula | Spatula | Composite Flex Spatula
A. Schweickhardt GmbH & Co. KG | المانيا | Germany | ME0000007801SFDAA00035 | Crown spreading forceps | Forceps | Forceps
A. Schweickhardt GmbH & Co. KG | المانيا | Germany | ME0000007801SFDAA00039 | Dissecting Forceps | Forceps | Forceps
Streifeneder ortho.production GmbH | المانيا | Germany | ME0000008633SFDAA00172 | AK-Suspender | Sock, Amputation Stump | The AK-Suspender is exclusively intended for the supply with prostheses of the lower extremities.
VARTA | المانيا | Germany | ME0000000368SFDAA00007 | Power one , Power one EVOLUTION , Power one wireless Approved | ZInc hearing aid batteries | hearing aid battery
Sunrise medical GmbH | المانيا | Germany | ME0000000709SFDAA00013 | RGK Sprint | Wheelcahir | Sport Wheelchair
Drive Medical GmbH & Co. KG | المانيا | Germany | ME0000000348SFDAA00022 | Standard wheelchair Rotec XL | wheelchair | wheelchair
A. Schweickhardt GmbH & Co. KG | المانيا | Germany | ME0000007801SFDAA00044 | Explorer | Explorer | Explorer
A. Schweickhardt GmbH & Co. KG | المانيا | Germany | ME0000007801SFDAA00047 | Filling remover | Filling remover | Filling remover
A. Schweickhardt GmbH & Co. KG | المانيا | Germany | ME0000007801SFDAA00043 | Exchange Blade | Blade | Exchange Blade
Olympus Winter & IBE GmbH | المانيا | Germany | ME0000002711SFDAA00064 | CABLE, FOR NEUTRAL ELECTRODE | CABLE, FOR NEUTRAL ELECTRODE | CABLE
Transatlantic HG Stolpe & Co. mbH | المانيا | Germany | ME0000000866SFDAA00008 | Disposable Sliding foil - Standard | Disposable Gliding Cover - Standard | Transfer boards for lateral transfers
Gebruder Martin GmbH & Co KG | المانيا | Germany | ME0000002645SFDAA00088 | Dissector, Olivecrona, dbl-ended, 24 cm | Dissector, Olivecrona, dbl-ended, 24 cm | The Dissector is used for preparations on bone and/or bone-like structures.
A. Schweickhardt GmbH & Co. KG | المانيا | Germany | ME0000007801SFDAA00032 | Composite Stodger | Stodger | Stodger
A. Schweickhardt GmbH & Co. KG | المانيا | Germany | ME0000007801SFDAA00036 | Crown Trial Forceps | Forceps | Forceps
A. Schweickhardt GmbH & Co. KG | المانيا | Germany | ME0000007801SFDAA00040 | Dissection - Raspatory | Dissection - Raspatory | Dissection - Raspatory
A. Schweickhardt GmbH & Co. KG | المانيا | Germany | ME0000007801SFDAA00049 | Gingivectomy Knives | Knives | Knives
A. Schweickhardt GmbH & Co. KG | المانيا | Germany | ME0000007801SFDAA00046 | Filling Instrument | Filling Instrument | Filling Instrument
A. Schweickhardt GmbH & Co. KG | المانيا | Germany | ME0000007801SFDAA00042 | Excavator | Excavator | Excavator
A. Schweickhardt GmbH & Co. KG | المانيا | Germany | ME0000007801SFDAA00059 | Lucas curette | Curette | Curette
A. Schweickhardt GmbH & Co. KG | المانيا | Germany | ME0000007801SFDAA00055 | Handle | Handle | Handle
A. Schweickhardt GmbH & Co. KG | المانيا | Germany | ME0000007801SFDAA00051 | GOLDMANN-FOX | Scissors | Scissors
A. Schweickhardt GmbH & Co. KG | المانيا | Germany | ME0000007801SFDAA00065 | Micro & Tunneling Kit High End | Micro & Tunneling Kit High End | Set of surgical instruments
A. Schweickhardt GmbH & Co. KG | المانيا | Germany | ME0000007801SFDAA00021 | Cheek Retractor | Retractor | Retractor
A. Schweickhardt GmbH & Co. KG | المانيا | Germany | ME0000007801SFDAA00031 | Composite Spatula Insert | Spatula Insert | Spatula Insert
A. Schweickhardt GmbH & Co. KG | المانيا | Germany | ME0000007801SFDAA00025 | Composite Cone Burnisher | Burnisher | Composite Cone Burnisher
A. Schweickhardt GmbH & Co. KG | المانيا | Germany | ME0000007801SFDAA00050 | Glickmann | Curets | Curets
A. Schweickhardt GmbH & Co. KG | المانيا | Germany | ME0000007801SFDAA00013 | Bone Raspatory | Bone Raspatory | Bone Raspatory
A. Schweickhardt GmbH & Co. KG | المانيا | Germany | ME0000007801SFDAA00066 | Micro Mirrors | Micro Mirrors | Micro Mirrors
A. Schweickhardt GmbH & Co. KG | المانيا | Germany | ME0000007801SFDAA00052 | Gracey Set | Gracey Set | Gracey Set
A. Schweickhardt GmbH & Co. KG | المانيا | Germany | ME0000007801SFDAA00056 | Handle for Mini-blades | Handle | Handle
A. Schweickhardt GmbH & Co. KG | المانيا | Germany | ME0000007801SFDAA00060 | Mallets | Mallets | Mallets
Dentsply DeTrey GmbH | المانيا | Germany | ML0000000410SFDAA00001 | AutoMatrix | Retainerless Matrix System | Automatrix retainerless matrix system
A. Schweickhardt GmbH & Co. KG | المانيا | Germany | ME0000007801SFDAA00062 | Matrixes | Matrixes | Matrixes
A. Schweickhardt GmbH & Co. KG | المانيا | Germany | ME0000007801SFDAA00077 | Periotomes | Periotomes | Periotomes
A. Schweickhardt GmbH & Co. KG | المانيا | Germany | ME0000007801SFDAA00078 | Plastic inserts | Plastic inserts | Plastic inserts
A. Schweickhardt GmbH & Co. KG | المانيا | Germany | ME0000007801SFDAA00071 | Needle Holders | Holder | Holder
A. Schweickhardt GmbH & Co. KG | المانيا | Germany | ME0000007801SFDAA00070 | Mouth Mirrors | Mirror | Mirror
A. Schweickhardt GmbH & Co. KG | المانيا | Germany | ME0000007801SFDAA00081 | Probe | Probe | Probe
A. Schweickhardt GmbH & Co. KG | المانيا | Germany | ME0000007801SFDAA00074 | Periodontal Probes | Probes | Probes
A. Schweickhardt GmbH & Co. KG | المانيا | Germany | ME0000007801SFDAA00067 | Micro Scissors | Scissors | Scissors
A. Schweickhardt GmbH & Co. KG | المانيا | Germany | ME0000007801SFDAA00045 | Extract Forceps | Forceps | Forceps
A. Schweickhardt GmbH & Co. KG | المانيا | Germany | ME0000007801SFDAA00048 | Forceps | Forceps | Forceps
A. Schweickhardt GmbH & Co. KG | المانيا | Germany | ME0000007801SFDAA00064 | MEGA-Mouth Mirrors | Mirrors | Mirrors
A. Schweickhardt GmbH & Co. KG | المانيا | Germany | ME0000007801SFDAA00054 | Haemost Forceps | Forceps | Forceps
A. Schweickhardt GmbH & Co. KG | المانيا | Germany | ME0000007801SFDAA00058 | IRIS Gum Scissors | Scissors | Scissors
A. Schweickhardt GmbH & Co. KG | المانيا | Germany | ME0000007801SFDAA00063 | Medicine Cup | Medicine Cup | Medicine Cup
A. Schweickhardt GmbH & Co. KG | المانيا | Germany | ME0000007801SFDAA00053 | Gum Scissors | Scissors | Scissors
A. Schweickhardt GmbH & Co. KG | المانيا | Germany | ME0000007801SFDAA00057 | Injection Syringes | Injection Syringes | Injection Syringes
A. Schweickhardt GmbH & Co. KG | المانيا | Germany | ME0000007801SFDAA00061 | Matrix Retainers | Matrix Retainers | Matrix Retainers
A. Schweickhardt GmbH & Co. KG | المانيا | Germany | ME0000007801SFDAA00076 | Periosteal elevators | Elevators | Elevators
A. Schweickhardt GmbH & Co. KG | المانيا | Germany | ME0000007801SFDAA00069 | Mirror Handles | Handles | Handles
A. Schweickhardt GmbH & Co. KG | المانيا | Germany | ME0000007801SFDAA00080 | P-LUX elevator | Elevator | Elevator
A. Schweickhardt GmbH & Co. KG | المانيا | Germany | ME0000007801SFDAA00073 | Papilla elevator | Elevator | Elevator
A. Schweickhardt GmbH & Co. KG | المانيا | Germany | ME0000007801SFDAA00075 | Periodontic Knife | Knife | Knife
A. Schweickhardt GmbH & Co. KG | المانيا | Germany | ME0000007801SFDAA00079 | Plugger | Plugger | Plugger
A. Schweickhardt GmbH & Co. KG | المانيا | Germany | ME0000007801SFDAA00068 | Micro-surgical scissors | Scissors | Scissors
A. Schweickhardt GmbH & Co. KG | المانيا | Germany | ME0000007801SFDAA00072 | OPTIFLEX | OPTIFLEX | OPTIFLEX
Streifeneder ortho.production GmbH | المانيا | Germany | ME0000008633SFDAA00177 | ClassicSil.basic | Silicone liner | Silicone Liner are intended exclusively for normal pressure-sensitive users with sufficient soft tissue coverage
Gebruder Martin GmbH & Co KG | المانيا | Germany | ME0000002645SFDAA00085 | General-Purpose Bowl, Reusable | General-Purpose Bowl, Reusable | General-Purpose Bowl, Reusable
Provita medical gmbh & co. kg | المانيا | Germany | ME0000004089SFDAA00022 | Stand with castor base | Stand with castor base | white Stand with castor base
3M Deutschland GmbH, Health Care Business | المانيا | Germany | ME0000009306SFDAA00146 | 3M™ Transpore ™ White Surgical Tape | Surgical Tape | Transpore White Surgical Tape
EMOS Technology GmbH | المانيا | Germany | ME0000001886SFDAA00005 | ATMOS LS Battery LED | Mobile Lightsource | Mobile Lightsource
Gebruder Martin GmbH & Co KG | المانيا | Germany | ME0000002645SFDAA00131 | Orthopaedic chisel | Orthopaedic chisel | Orthopaedic chisel
Gebruder Martin GmbH & Co KG | المانيا | Germany | ME0000002645SFDAA00126 | Bone Curette | Bone curette | Bone curette
BSN medical GmbH | المانيا | Germany | ME0000004305SFDAA00098 | Elastomull® | First aid gauze or bandage | Non- adhesive fixation bandage
Dreve Dentamid GmbH | المانيا | Germany | ME0000006484SFDAA00005 | FotoDent® guide for CreoC5 | FotoDent® guide for CreoC5 | Manufacturing dental drill guides for placing dental implants .
ATMOS Medizin Technik GmbH Co KG | المانيا | Germany | ME0000001361SFDAA00005 | ATMOS S 61 CORIAN | Instrument Cabinet | Instrument Cabinet
KaVo Dental GmbH | المانيا | Germany | ME0000001366SFDAA00001 | KaVo Spray 2112 | Accessories maintenance product for medical products | Accessories maintenance product for medical products
Schmitz u Sohne GmbH Co KG | المانيا | Germany | ME0000001369SFDAA00001 | Varimed - Series 211 Examinations Couch | Varimed Examinations Couch | Varimed Examinations Couch
KaVo Dental GmbH | المانيا | Germany | ME0000001366SFDAA00002 | KaVo Oxygenal 6 | KaVo Oxygenal 6 | KaVo Oxygenal 6
Schmitz u Sohne GmbH Co KG | المانيا | Germany | ME0000001369SFDAA00004 | STL Patient Stretcher | Patient Stratcher | Patient Stratcher
Schmitz u Sohne GmbH Co KG | المانيا | Germany | ME0000001369SFDAA00005 | Height Adjustable Examination and Massage Couch | Height Adjustable Examination and Massage Couch | Height Adjustable Examination and Massage Couch
KaVo Dental GmbH | المانيا | Germany | ME0000001376SFDAA00001 | KaVo QUATTROcare Plus Spray | KaVo QUATTROcare Plus Spray | Spray for lubrication of KaVo instruments
ATMOS Medizin Technik GmbH Co KG | المانيا | Germany | ME0000001361SFDAA00023 | Laryngoscope HD | Rigid Endoscope | Rigid Endoscope
Lmb Technologies GmbH | المانيا | Germany | ME0000001386SFDAA00001 | MIKROMATIC | MIKROMATIC | Device is used in a blood centres during blood components separation
Lmb Technologies GmbH | المانيا | Germany | ME0000001386SFDAA00002 | Blood Separation Press | Blood Separation Press | Device is used in a blood centres during blood component separation
Lmb Technologies GmbH | المانيا | Germany | ME0000001386SFDAA00003 | Thrombocyte Shakers | Thrombocyte Shakers | Thrombocyte Shakers
Lmb Technologies GmbH | المانيا | Germany | ME0000001386SFDAA00004 | Donor lounge | Donor lounge | Donor lounge comfort is intended to be used for medical treatments such as Blood Services Clinics Laboratories and other medical specialties
Lmb Technologies GmbH | المانيا | Germany | ME0000001386SFDAA00005 | Blood Filteration Stand | Blood Filteration Stand | Blood Filteration Stand
Lmb Technologies GmbH | المانيا | Germany | ME0000001386SFDAA00006 | Filtration Monitoring System | FILTRAmatic | Device for automatic filtration of whole blood
Lmb Technologies GmbH | المانيا | Germany | ME0000001386SFDAA00007 | Tube Sealing Unit | Tube Sealing Unit | Tube Sealing Unit
Lmb Technologies GmbH | المانيا | Germany | ME0000001386SFDAA00008 | Tube Stripper | Tube Stripper TS08 | Tube Stripper TS08
GREINER GmbH | المانيا | Germany | ME0000001401SFDAA00001 | ATMOS Chair | Examination and treatment chair | Examination and treatment chair
ERBE Elektromedizin GmbH | المانيا | Germany | ME0000001015SFDAA00001 | IES 2, 3 | Smoke Evacuation Unit | Smoke Evacuation Unit
REBOTEC Rehabilitationsmittel GmbH | المانيا | Germany | ME0000012322SFDAA00024 | Phoenix | chair | showering chair | كرسي استحمام
Dreve Dentamid GmbH | المانيا | Germany | ME0000006484SFDAA00001 | FotoDent® IBT | FotoDent® IBT | Material for manufacturing of dental
KARL STORZ SE & Co. KG | المانيا | Germany | ME0000003576SFDAA01119 | C-MAC Monitor | 8403ZX | C-MAC Monitor for CMOS Endoscopes | C-MAC Monitor for CMOS Endoscopes
Dreve Dentamid GmbH | المانيا | Germany | ME0000006484SFDAA00004 | FotoDent® tray for CreoC5 | FotoDent® tray for CreoC5 | material based on (meth-)acrylate resin for DLP systems
Dreve Dentamid GmbH | المانيا | Germany | ME0000006484SFDAA00002 | FotoDent® IBT for CreoC5 | FotoDent® IBT for CreoC5 | Material for the manufacturing of dental indirect bonding trays
Gebruder Martin GmbH & Co KG | المانيا | Germany | ME0000002645SFDAA00130 | Retractor, Kelly | Nerve/vessel retractor | Retractor, Kelly
Gebruder Martin GmbH & Co KG | المانيا | Germany | ME0000002645SFDAA00129 | Dura mater dissector | Dura mater dissector | Dura mater dissector
joimax® GmbH | المانيا | Germany | ME0000002741SFDAA00136 | Metal Hammer | Surgical mallet | Surgical mallet
joimax® GmbH | المانيا | Germany | ME0000002741SFDAA00140 | Instrument Holder | Reusable Needle holder | Reusable Needle holder
joimax® GmbH | المانيا | Germany | ME0000002741SFDAA00104 | TESSYS® Norm-Container H 200 mm, blue | Sterilization container | Sterilization container
joimax® GmbH | المانيا | Germany | ME0000002741SFDAA00108 | Hook Punch | Spine punch | Spine punch
joimax® GmbH | المانيا | Germany | ME0000002741SFDAA00112 | Dissector | Bone curette | Bone curette
KARL STORZ SE & Co. KG | المانيا | Germany | ME0000003576SFDAA01121 | SMILLIE Knife | Scalpel, reusable | Scalpel, reusable
KARL STORZ SE & Co. KG | المانيا | Germany | ME0000003576SFDAA01123 | Knife | Scalpel, reusable | Scalpel, reusable
Gebruder Martin GmbH & Co KG | المانيا | Germany | ME0000002645SFDAA00137 | Retractor, Caspar | Retractor, Caspar | Retractor, Caspar
BSN medical GmbH | المانيا | Germany | ME0000004305SFDAA00099 | Actimove® Mitella Arm Sling | Shoulder immobilizing support | Shoulder immobilizing support | دعامة- علاقة زراع
KARL STORZ SE & Co. KG | المانيا | Germany | ME0000003576SFDAA01122 | Nasal Speculum | Nasal speculum, reusable | Nasal speculum, reusable
For Life Produktions- und Vertriebsgesellschaft für Heil- und Hilfsmittel mbH | المانيا | Germany | ME0000001978SFDAA00020 | STOMOCUR® I Clic Baseplate contoured | Baseplate | Flat baseplate with a locking ring that can be handled from behind Contoured hydrocolloid skin protection
BSN medical GmbH | المانيا | Germany | ME0000004305SFDAA00100 | Easifix® | Elastic fixation bandage | Elastic fixation bandage
HEINE Optotechnik GmbH & Co. KG | المانيا | Germany | ME0000004869SFDAA00185 | OMEGA | HEINE Indirect Ophthalmoscopes | The HEINE OMEGA 600 and HEINE OMEGA 500 wired binocular indirect ophthalmoscope is a head worn AC-powered or battery powered device for transient use, containing illumination and viewing optics intended to examine posterior segments of the eyes. The HEINE Wall Charger CW1 is intended only for charging the HEINE OMEGA 600 binocular indirect ophthalmoscope
Dentify GmbH | المانيا | Germany | ME0000013571SFDAA00001 | BITE REGISTRAION WAX | WAX | model preparation wax
UFSK-International OSYS Gmbh | المانيا | Germany | ME0000010189SFDAA00007 | Treatment chair 500 ECO | Treatment chair | Treatment Chair
UFSK-International OSYS Gmbh | المانيا | Germany | ME0000010189SFDAA00008 | Treatment Chair 500 XLS | Treatment Chair 500 XLS | Treatment Chair
Gebruder Martin GmbH & Co KG | المانيا | Germany | ME0000002645SFDAA00139 | Head-worn light, battery powered | Head-worn light, battery powered | Head-worn light, battery powered
Stryker Trauma GmbH | المانيا | Germany | ME0000005428SFDAA00045 | Implant Extraction Set System Instrument Set | Instrument tray, reusable | Reusable instrument tray
pro med instruments GmbH | المانيا | Germany | ME0000004765SFDAA00162 | DORO®Retractor Sterilization Tray | DORO®Retractor Sterilization Tray | the DORO LUNA® Retractor System is used in neurosurgical applications as hand support and/or as brain retractor. It'sbased on a modularconcept to be secured at any position of the Quick-Rail® ofthe skull clamp, allowing an unobstructed access tothe surgical field.For retraction purposes, flexible arms can be mounted directly at the desired position of the DORO LUNA® Curve. These, in turn, areadaptable with macro blades (in various sizes) and micro blades (straight,curved, serrated). The system can be used in many different configurations. Different retractor sizes, blades and a pattie tray are available. The DORO LUNA® Retractor System is designedfor mounting to a DORO® Skull Clamp (Item-No.1001.001 or 3003-00). It is mounted in the sterile field over the cover sheets and can be adjusted for optimum skull access. The DORO LUNA®Retractor System is delivered in a storage case and can be sterilized.
For Life Produktions- und Vertriebsgesellschaft für Heil- und Hilfsmittel mbH | المانيا | Germany | ME0000001984SFDAA00007 | STOMOCUR® I Skin Protection Paste | Paste | For external use on the skin around the stoma Levels out any unevenness between the stoma and skin plate
For Life Produktions- und Vertriebsgesellschaft für Heil- und Hilfsmittel mbH | المانيا | Germany | ME0000001986SFDAA00046 | STOMOCUR® I Skin Protection Ring | Skin Protection Ring | Consists of hydrocolloid material Serves to protect the skin around the stoma and for sealing Outer diameter 48 mm or 63 mm
Stryker Trauma GmbH | المانيا | Germany | ME0000005428SFDAA00046 | Bixcut System Modular Reamer Kit | Medullary canal orthopaedic reamer, flexible | Flexible medullary canal orthopaedic reamer
Gebruder Martin GmbH & Co KG | المانيا | Germany | ME0000002645SFDAA00141 | Forceps | Forceps | Forceps
For Life Produktions- und Vertriebsgesellschaft für Heil- und Hilfsmittel mbH | المانيا | Germany | ME0000001834SFDAA00017 | STOMOCUR® I Ileostomy Pouch Protect | STOMOCUR® I Ileostomy Pouch Protect | Ileostomy Pouch
For Life Produktions- und Vertriebsgesellschaft für Heil- und Hilfsmittel mbH | المانيا | Germany | ME0000001988SFDAA00013 | STOMOCUR® I Ostomy Belt | Ostomy belt | Ostomy belt in two different lengths Adjustable Width 3 cm
For Life Produktions- und Vertriebsgesellschaft für Heil- und Hilfsmittel mbH | المانيا | Germany | ME0000001982SFDAA00058 | STOMOCUR® I Clic Ileostomy Pouch | Ileostomy Pouch | Drainable pouch with “Safe and Easy” outlet and filter for two-piece Clic System Non-woven cover in contact with the body “Window” on the side facing away from the body
For Life Produktions- und Vertriebsgesellschaft für Heil- und Hilfsmittel mbH | المانيا | Germany | ME0000001990SFDAA00014 | STOMOCUR® I Drainage Pouch extra with High Output Valve and Access Port | Drainage Pouch | STOMOCUR® Drainage Pouches extra are a combination of large hydrocolloidal skin protection plates with appropriately-sized pouches. They are used for problematic stomas and as collection pouches for wound secretions. All sizes have discharge valves with different options for connecting to a collection pouch. If the patient has viscous excretions, the supplied sealing clamp can be used after cutting off the discharge valve. The variants equipped with an access port allow easy access to the wound without having to remove the pouch
For Life Produktions- und Vertriebsgesellschaft für Heil- und Hilfsmittel mbH | المانيا | Germany | ME0000001983SFDAA00004 | STOMOCUR® I Clic Colostomy Pouch | Colostomy Pouch | Colostomy pouch with filter for two-piece Clic System Non-woven cover in contact with the body “Window” on the side facing away from the body
For Life Produktions- und Vertriebsgesellschaft für Heil- und Hilfsmittel mbH | المانيا | Germany | ME0000001987SFDAA00049 | STOMOCUR® I Clic Baseplate contoured convex | Baseplate | Flat baseplate with a locking ring that can be handled from behind Contoured hydrocolloid skin protection Plate size: 118 mm (Ø)
3M Deutschland GmbH, Health Care Business | المانيا | Germany | ME0000009306SFDAA00148 | 3M ESPE Express XT Putty Soft | 3M ESPE Express XT Putty Soft | addition type silicones for one-step and two-step impression technique
For Life Produktions- und Vertriebsgesellschaft für Heil- und Hilfsmittel mbH | المانيا | Germany | ME0000001977SFDAA00044 | STOMOCUR ® I Colostomy Pouch Select | Colostomy Pouch | Closed pouch with filter Non-woven cover in contact with the body “Window” on the side facing away from the body
For Life Produktions- und Vertriebsgesellschaft für Heil- und Hilfsmittel mbH | المانيا | Germany | ME0000001981SFDAA00020 | STOMOCUR® I Clic Urostomy Pouch | Urostomy Pouch | Urostomy pouch for the two-piece Clic System Non-woven cover in contact with the body “Window” or transparent (T) on the side facing away from the body
For Life Produktions- und Vertriebsgesellschaft für Heil- und Hilfsmittel mbH | المانيا | Germany | ME0000001985SFDAA00001 | STOMOCUR® I Skin Protection Plate | Skin Protection Plate | With self-adhesive hydrocolloid skin protection compound Skin protection thickness 0.6 mm
For Life Produktions- und Vertriebsgesellschaft für Heil- und Hilfsmittel mbH | المانيا | Germany | ME0000001989SFDAA00008 | STOMOCUR® I Drainage Pouch Protect and Protect convex | Drainage Pouch | Drainage pouch with filter and flat skin protection plate or with three different convexities Non-woven cover in contact with the body “Window” on the side facing away from the body
For Life Produktions- und Vertriebsgesellschaft für Heil- und Hilfsmittel mbH | المانيا | Germany | ME0000001833SFDAA00001 | Colostomy Pouch | Colostomy Pouch | Colostomy Pouch
Sunrise Medical | المانيا | Germany | ME0000002686SFDAA00001 | Electric Wheelchair | Electric Wheelchair | Power wheelchairs are exclusively for a user who is unable to walk or has limited mobility, for their own personal use in- and outdoor.
Provita medical gmbh & co. kg | المانيا | Germany | ME0000004089SFDAA00021 | LED Examination Lamp | LED Examination Lamp | Examination lamp
Gebruder Martin GmbH & Co KG | المانيا | Germany | ME0000002645SFDAA00142 | Scissors | Scissors | Scissors
KARL STORZ SE & Co. KG | المانيا | Germany | ME0000003576SFDAA01071 | C-MAC PM Protective Cover | Endoscope patient protection cap, reusable | C-MAC PM Protective Cover
3M Deutschland GmbH, Health Care Business | المانيا | Germany | ME0000009306SFDAA00147 | 3M ESPE Express XT Putty Quick | 3M ESPE Express XT Putty Quick | are addition type silicones for one-step and two-step impression technique
BOWA-electronic GmbH & Co. KG | المانيا | Germany | ME0000003623SFDAA00010 | Monopolar Cable | Monopolar Cable | ELECTROSURGERY INSTRUMENTS
Maquet GmbH | المانيا | Germany | ME0000003539SFDAA00321 | Yuno II Operating Table | Yuno II Operating Table | Operating Table
Wolfgang Meiners Medizintechnik GmbH | المانيا | Germany | ME0000002988SFDAA00180 | ENDOLAN Medical lubricating gel for endoscopy | ENDOLAN Medical lubricating gel for endoscopy | Medical lubricating gel
KARL STORZ SE & Co. KG | المانيا | Germany | ME0000003576SFDAA01127 | IMAGE1 S HX | TH110 | Endoscope video camera | Endoscope video camera
THUASNE GERMANY | المانيا | Germany | ME0000014501SFDAA00001 | ELASTOCALX | ELASTOCALX | Silicone heelpieces
Maquet GmbH | المانيا | Germany | ME0000003539SFDAA00336 | Leg Plate | Leg Plate | Leg Plate for patient support
Maquet GmbH | المانيا | Germany | ME0000003539SFDAA00332 | Arm Rest for beach chair position | Arm Rest for beach chair position | Arm support for patients
Maquet GmbH | المانيا | Germany | ME0000003539SFDAA00328 | Magnus Operating Table System | Magnus Operating Table System | Operating Table
Maquet GmbH | المانيا | Germany | ME0000003539SFDAA00324 | TRIMANO FORTIS | TRIMANO FORTIS | Arm / Hand support for patients
GREINER GmbH | المانيا | Germany | ME0000000922SFDAA00003 | Side table | Multiline Next BT and BT+ | Side table
HEINE Optotechnik GmbH & Co. KG | المانيا | Germany | ME0000004869SFDAA00186 | XP LAR.outer handle | HEINE XP disposable Laryngoscope handle | The XP handle shell is designed for single use only for endo-tracheal intubation with a fiber optics laryngoscope blade or XP blade and will only function when fitted with a HEINE Standard (XHL/LED) laryngoscope inserts including bottom insert.
Maquet GmbH | المانيا | Germany | ME0000003539SFDAA00335 | Transfer Board | Transfer Board | Operating Table Accessory
Maquet GmbH | المانيا | Germany | ME0000003539SFDAA00339 | Extension Plate | Extension Plate | Extension for Patients support
Maquet GmbH | المانيا | Germany | ME0000003539SFDAA00331 | Arm Rest for lateral position | Arm Rest for lateral position | Arm support for patients
Maquet GmbH | المانيا | Germany | ME0000003539SFDAA00327 | Foot Switch | Foot Switch | Foor control for OR Table
Maquet GmbH | المانيا | Germany | ME0000003539SFDAA00323 | Buttocks Support | Buttocks Support | Back support for patients
Erkodent Erich Kopp GmbH | المانيا | Germany | ME0000006994SFDAA00018 | Erkodur-al | thermoforming foil | Thermoforming sheets for the manufacture of apparatus for dental and orthodontic treatment.
GREINER GmbH | المانيا | Germany | ME0000006926SFDAA00004 | Therapy Chair | MULTILINE NEXT IT | Therapy chair for Infusion and Transfusion
Maquet GmbH | المانيا | Germany | ME0000003539SFDAA00322 | Leg Support | Leg Support | Leg support for patients
Maquet GmbH | المانيا | Germany | ME0000003539SFDAA00326 | Cross-Bar Attachment | Cross-Bar Attachment | Operating Table Accessory
Maquet GmbH | المانيا | Germany | ME0000003539SFDAA00330 | Lateral support | Lateral support | Patient support accessory on OR Table
Maquet GmbH | المانيا | Germany | ME0000003539SFDAA00338 | Magnus Carbon Fibre table top | Magnus Carbon Fibre table top | Angiographic x-ray system table, powered
Maquet GmbH | المانيا | Germany | ME0000003539SFDAA00334 | TRIMANO elbow countertraction post | TRIMANO elbow countertraction post | Arm support for patients
KARL STORZ SE & Co. KG | المانيا | Germany | ME0000003576SFDAA01130 | Sterilization Tray | Sterilization/disinfection container, reusable | Sterilization/disinfection container, reusable
Maquet GmbH | المانيا | Germany | ME0000003539SFDAA00340 | Carbon Fibre Back Plate | Carbon Fibre Back Plate | Back Plate for Patient support
HEINE Optotechnik GmbH & Co. KG | المانيا | Germany | ME0000004869SFDAA00187 | heine Laryngoscope BATTERY INSERT | BATTERY INSERT | XHL/LED BATTERY INSERT FO HANDLE
KARL STORZ SE & Co. KG | المانيا | Germany | ME0000003576SFDAA01128 | IMAGE1 S D3-LINK | Endoscope video camera | Endoscope video camera
Maquet GmbH | المانيا | Germany | ME0000003539SFDAA00325 | Adapter TRIMANO FORTIS | Adapter TRIMANO FORTIS | Hand support for patients
Maquet GmbH | المانيا | Germany | ME0000003539SFDAA00329 | Transporter | Transporter | Operating Table accessory
Maquet GmbH | المانيا | Germany | ME0000003539SFDAA00333 | Arm Board with SFC padding | Arm Board with SFC padding | Arm support for patient
Maquet GmbH | المانيا | Germany | ME0000003539SFDAA00337 | Padded Perineal plate | Padded Perineal plate | Padded plate for patient support
KARL STORZ SE & Co. KG | المانيا | Germany | ME0000003576SFDAA01129 | Plastic Container | Sterilization/disinfection container, reusable | Sterilization/disinfection container, reusable
Maquet GmbH | المانيا | Germany | ME0000003539SFDAA00358 | Horseshoe Head rest | Horseshoe Head rest | Head rest for patients
Maquet GmbH | المانيا | Germany | ME0000003539SFDAA00353 | Traction bar with ball joint | Traction bar with ball joint | Lower body support for patients
Maquet GmbH | المانيا | Germany | ME0000003539SFDAA00349 | Frame for sterile drape coverage | Frame for sterile drape coverage | Frame for sterile drape within the OR environment
Maquet GmbH | المانيا | Germany | ME0000003539SFDAA00345 | Padded Urology Plate | Padded Urology Plate | Accessory for Magnus OR Table
Chemische Fabrik Dr. Weigert GmbH & Co. KG | المانيا | Germany | ME0000003480SFDAA00012 | Neodisher IP Spray | Neodisher IP Spray | Lubricant for surgical instruments | سائل تشحيم للادوات الجراحية بصورة يدوية
Maquet GmbH | المانيا | Germany | ME0000003539SFDAA00344 | Pair of leg plates | Pair of leg plates | Leg plates for patients support
Maquet GmbH | المانيا | Germany | ME0000003539SFDAA00348 | Vertical Adjustment | Vertical Adjustment | Operating Table Accessory
Maquet GmbH | المانيا | Germany | ME0000003539SFDAA00352 | Traction Bar | Traction Bar | Lower body support for patients
Gebrueder Martin GmbH & Co. KG | المانيا | Germany | ME0000001065SFDAA01996 | ALL METAL WATER SYR.SPRING | ALL METAL WATER SYR.SPRING | Reusable surgical instruments used in surgical procedures
Maquet GmbH | المانيا | Germany | ME0000003539SFDAA00356 | Rigid Head Rest | Rigid Head Rest | Head rest for patient support
GREINER GmbH | المانيا | Germany | ME0000001118SFDAA00001 | Transport/ stand couch | Carryline | Transport/ stand couch
Gebrueder Martin GmbH & Co. KG | المانيا | Germany | ME0000001065SFDAA01995 | CART.SYR. | CART.SYR. | Reusable surgical instruments used in surgical procedures
Maquet GmbH | المانيا | Germany | ME0000003539SFDAA00361 | Accessory Adapter | Accessory Adapter | Operating Table Accessory
Maquet GmbH | المانيا | Germany | ME0000003539SFDAA00355 | Head Rest that can be angled | Head Rest that can be angled | Head rest that can be angled
Maquet GmbH | المانيا | Germany | ME0000003539SFDAA00351 | Pair of leg plates | Pair of leg plates | Leg support for patients
Maquet GmbH | المانيا | Germany | ME0000003539SFDAA00343 | Carbon Fiber Extension Plate | Carbon Fiber Extension Plate | OR Accessory for patient support
Maquet GmbH | المانيا | Germany | ME0000003539SFDAA00347 | Universal Remote Device | Universal Remote Device | Remote control for OR Table
KARL STORZ SE & Co. KG | المانيا | Germany | ME0000003576SFDAA01145 | Forceps Attachment | Surgical soft-tissue manipulation forceps, scissors-like, reusable | Surgical soft-tissue manipulation forceps, scissors-like, reusable
KARL STORZ SE & Co. KG | المانيا | Germany | ME0000003576SFDAA01141 | Dressing Forceps | Dressing Forceps | Dressing/utility forceps, scissors-like, reusable
KARL STORZ SE & Co. KG | المانيا | Germany | ME0000003576SFDAA01137 | Artery Forceps | Surgical soft-tissue manipulation forceps, scissors-like, reusable | Surgical soft-tissue manipulation forceps, scissors-like, reusable
KARL STORZ SE & Co. KG | المانيا | Germany | ME0000003576SFDAA01133 | Encoder | Operating room audiovisual data/device management system | Operating room audiovisual data/device management system | N/A
TRACOE medical GmbH | المانيا | Germany | ME0000004167SFDAA00021 | TRACOE care Tracheostoma Protection | TRACOE care Tracheostoma Protection | Tracheostoma Protection Large
KARL STORZ SE & Co. KG | المانيا | Germany | ME0000003576SFDAA01148 | Grasping Forceps | Surgical soft-tissue manipulation forceps, scissors-like, reusable | Surgical soft-tissue manipulation forceps, scissors-like, reusable
KARL STORZ SE & Co. KG | المانيا | Germany | ME0000003576SFDAA01144 | Forceps | Surgical soft-tissue manipulation forceps, scissors-like, reusable | Surgical soft-tissue manipulation forceps, scissors-like, reusable
KARL STORZ SE & Co. KG | المانيا | Germany | ME0000003576SFDAA01140 | Dissecting Forceps | Surgical soft-tissue manipulation forceps, scissors-like, reusable | Surgical soft-tissue manipulation forceps, scissors-like, reusable
KARL STORZ SE & Co. KG | المانيا | Germany | ME0000003576SFDAA01136 | Alligator Forceps | Surgical soft-tissue manipulation forceps, scissors-like, reusable | Surgical soft-tissue manipulation forceps, scissors-like, reusable
KARL STORZ SE & Co. KG | المانيا | Germany | ME0000003576SFDAA01132 | Decoder | Operating room audiovisual data/device management system | Operating room audiovisual data/device management system
Gebrueder Martin GmbH & Co. KG | المانيا | Germany | ME0000001065SFDAA01997 | EAR CURETTE | EAR CURETTE | These are used for preparation work on bone and/or bone-like materials
Maquet GmbH | المانيا | Germany | ME0000003539SFDAA00360 | Accessory Adapter | Accessory Adapter | Operating Table Accessory
Maquet GmbH | المانيا | Germany | ME0000003539SFDAA00354 | Skull Clamp Holder | Skull Clamp Holder | Operating Table Accessory
Maquet GmbH | المانيا | Germany | ME0000003539SFDAA00350 | Screw Tension Device | Screw Tension Device | Operating Table Accessory
Maquet GmbH | المانيا | Germany | ME0000003539SFDAA00346 | Joint Module | Joint Module | Accessory for Magnus OR Table
Maquet GmbH | المانيا | Germany | ME0000003539SFDAA00342 | Corded Control Device | Corded Control Device | Motorized control for OR Table
Maquet GmbH | المانيا | Germany | ME0000003539SFDAA00357 | Anaesthesia Frame | Anaesthesia Frame | Operating Table Accessory
Hermann Medizintechnik GmbH | المانيا | Germany | ME0000011454SFDAA00042 | HERMANN MEDIZINTECHNIK uterus scoop | uterus scoop | uterus scoop
WK-MedTec GmbH | المانيا | Germany | ME0000002525SFDAA00001 | Portable Medical Fluid Pump | Portable Medical Fluid Pump | The SP-100 is a high-quality product to provide a method of chest liquid aspiration. It provides lower negative pressure than patient’s chest. It is a stable, electrically operated hand pump. The design as a peristaltic pump ensures that constant volumes are delivered through adjusting the pump pressure thus ensuring safe use. The SP-100 is powered by a 9V block battery and the flow rate is set with a 5-step switch. The SP-100 is ready for use after opening the sterile packaging.
Gebrueder Martin GmbH & Co. KG | المانيا | Germany | ME0000001065SFDAA01997 | EAR CURETTE | EAR CURETTE | These are used for preparation work on bone and/or bone-like materials
KARL STORZ SE & Co. KG | المانيا | Germany | ME0000003576SFDAA01134 | marLED module | Operating room audiovisual data/device management system | Operating room audiovisual data/device management system
KARL STORZ SE & Co. KG | المانيا | Germany | ME0000003576SFDAA01138 | Clip Forceps | Surgical soft-tissue manipulation forceps, scissors-like, reusable | Surgical soft-tissue manipulation forceps, scissors-like, reusable
KARL STORZ SE & Co. KG | المانيا | Germany | ME0000003576SFDAA01142 | Ear Forceps | Surgical soft-tissue manipulation forceps, scissors-like, reusable | Surgical soft-tissue manipulation forceps, scissors-like, reusable
KARL STORZ SE & Co. KG | المانيا | Germany | ME0000003576SFDAA01146 | Forceps Insert | Surgical soft-tissue manipulation forceps, scissors-like, reusable | Surgical soft-tissue manipulation forceps, scissors-like, reusable
KARL STORZ SE & Co. KG | المانيا | Germany | ME0000003576SFDAA01150 | Hook Forceps | Surgical soft-tissue manipulation forceps, scissors-like, reusable | Surgical soft-tissue manipulation forceps, scissors-like, reusable
KARL STORZ SE & Co. KG | المانيا | Germany | ME0000003576SFDAA01154 | Optical Forceps | Flexible endoscopic tissue manipulation forceps, reusable | Flexible endoscopic tissue manipulation forceps, reusable
KARL STORZ SE & Co. KG | المانيا | Germany | ME0000003576SFDAA01158 | Sponge Forceps | Dressing/utility forceps, scissors-like, reusable | Dressing/utility forceps, scissors-like, reusable
KARL STORZ SE & Co. KG | المانيا | Germany | ME0000003576SFDAA01162 | Tissue Forceps | Surgical soft-tissue manipulation forceps, scissors-like, reusable | Surgical soft-tissue manipulation forceps, scissors-like, reusable
KARL STORZ SE & Co. KG | المانيا | Germany | ME0000003576SFDAA01157 | Septum Forceps | Surgical soft-tissue manipulation forceps, scissors-like, reusable | Surgical soft-tissue manipulation forceps, scissors-like, reusable
KARL STORZ SE & Co. KG | المانيا | Germany | ME0000003576SFDAA01153 | Nasal Forceps | Surgical soft-tissue manipulation forceps, scissors-like, reusable | Surgical soft-tissue manipulation forceps, scissors-like, reusable
KARL STORZ SE & Co. KG | المانيا | Germany | ME0000003576SFDAA01161 | Suture Forceps | Surgical soft-tissue manipulation forceps, scissors-like, reusable | Surgical soft-tissue manipulation forceps, scissors-like, reusable
KARL STORZ SE & Co. KG | المانيا | Germany | ME0000003576SFDAA01152 | Ligatur Forceps | Surgical soft-tissue manipulation forceps, scissors-like, reusable | Surgical soft-tissue manipulation forceps, scissors-like, reusable
KARL STORZ SE & Co. KG | المانيا | Germany | ME0000003576SFDAA01156 | Self-Retaining Forceps | Surgical soft-tissue manipulation forceps, scissors-like, reusable | Surgical soft-tissue manipulation forceps, scissors-like, reusable
KARL STORZ SE & Co. KG | المانيا | Germany | ME0000003576SFDAA01160 | Stone Crushing Forceps | Lithotrite | Lithotrite
Hermann Medizintechnik GmbH | المانيا | Germany | ME0000003404SFDAA00001 | HERMANN MEDIZINTECHNIK rib shear | rib shear | rib shear
Ihle Strumpf GmbH | المانيا | Germany | ME0000003309SFDAA00064 | ihle Stump Sock | Stump Sock | Stump Socks for limb amputations
KARL STORZ SE & Co. KG | المانيا | Germany | ME0000003576SFDAA01135 | OR Light Module | Operating room audiovisual data/device management system | Operating room audiovisual data/device management system
KARL STORZ SE & Co. KG | المانيا | Germany | ME0000003576SFDAA01139 | Cutting Forceps | Surgical soft-tissue manipulation forceps, scissors-like, reusable | Surgical soft-tissue manipulation forceps, scissors-like, reusable
KARL STORZ SE & Co. KG | المانيا | Germany | ME0000003576SFDAA01143 | Ethmoid Forceps | Surgical soft-tissue manipulation forceps, scissors-like, reusable | Surgical soft-tissue manipulation forceps, scissors-like, reusable
KARL STORZ SE & Co. KG | المانيا | Germany | ME0000003576SFDAA01147 | Foreign Body Forceps | Surgical soft-tissue manipulation forceps, scissors-like, reusable | Surgical soft-tissue manipulation forceps, scissors-like, reusable
KARL STORZ SE & Co. KG | المانيا | Germany | ME0000003576SFDAA01151 | Indirect Laryngeal Forceps | Surgical soft-tissue manipulation forceps, scissors-like, reusable | Surgical soft-tissue manipulation forceps, scissors-like, reusable
GREINER GmbH | المانيا | Germany | ME0000001112SFDAA00004 | Patient transport in the outpatient surgical area | Multiline Next AC | Patient transport in the outpatient surgical area
KARL STORZ SE & Co. KG | المانيا | Germany | ME0000003576SFDAA01155 | Parotid Spreading Forceps | Surgical soft-tissue manipulation forceps, scissors-like, reusable | Surgical soft-tissue manipulation forceps, scissors-like, reusable
KARL STORZ SE & Co. KG | المانيا | Germany | ME0000003576SFDAA01159 | Spoon Forceps | used to grasp, separate, cut and remove tissue or cartillage or bone in diagnostic measures and surgical interventions | Surgical soft-tissue manipulation forceps, scissors-like, reusable
KARL STORZ SE & Co. KG | المانيا | Germany | ME0000003576SFDAA01163 | Towel Forceps | Towel clamp, reusable | Towel clamp, reusable
GREINER GmbH | المانيا | Germany | ME0000006926SFDAA00003 | Sita | Sita | Transport/ stand couch
RUDOLF RIESTER GMBH | المانيا | Germany | ME0000009614SFDAA00130 | Duplex® | Stethoscope | Duplex Stethoscope
KARL STORZ SE & Co. KG | المانيا | Germany | ME0000003576SFDAA01164 | Adaptor | Endoscope video camera | Endoscope video camera
HEINE Optotechnik GmbH & Co. KG | المانيا | Germany | ME0000004869SFDAA00188 | HEINE LARYNGOSCOPES | LARYNGOSCOPES | LARYNGOSCOPES
Beurer GmbH | المانيا | Germany | ME0000002503SFDAA00053 | Manual breast pump | Breast pump | مضخة الثدي من بيورير BY 15 | بيورير BY 15 مضخة ثدي یدویة
Hermann Medizintechnik GmbH | المانيا | Germany | ME0000011454SFDAA00043 | HERMANN MEDIZINTECNIK SUTURE HOOK | SUTURE HOOK | SUTURE HOOK
GREINER GmbH | المانيا | Germany | ME0000001401SFDAA00023 | multiline bps | multiline bps | Special couch for blood or plasma donation
Chemische Fabrik Dr. Weigert GmbH & Co. KG | المانيا | Germany | ME0000003479SFDAA00002 | Neodisher IR | Neodisher IR | Acidic detergent for intensive cleaning of surgical instruments in immersion baths | منظف حمضي يستخدم للتنظيف المكثف للأدوات الجراحية
KARL STORZ SE & Co. KG | المانيا | Germany | ME0000003576SFDAA01165 | IMAGE1 PILOT | Desktop computer | Desktop computer
KARL STORZ SE & Co. KG | المانيا | Germany | ME0000003576SFDAA01257 | Insert | General-purpose surgical scissors, reusable | General-purpose surgical scissors, reusable
KARL STORZ SE & Co. KG | المانيا | Germany | ME0000003576SFDAA01210 | Curette | Surgical/emergency suction cannula, non-illuminating, reusable | Surgical/emergency suction cannula, non-illuminating, reusable
KARL STORZ SE & Co. KG | المانيا | Germany | ME0000003576SFDAA01170 | Aimer | Orthopaedic implant aiming arm | Orthopaedic implant aiming arm
KARL STORZ SE & Co. KG | المانيا | Germany | ME0000003576SFDAA01185 | Orthopaedic bur, reusable | Micro Burr, for salivary stones | Micro Burr, for salivary stones
KARL STORZ SE & Co. KG | المانيا | Germany | ME0000003576SFDAA01207 | Crossbar Osteotome | Surgical gouge | Surgical gouge
KARL STORZ SE & Co. KG | المانيا | Germany | ME0000003576SFDAA01199 | Clip Applicator Insert | Open-surgery ligation clip applier | Open-surgery ligation clip applier
KARL STORZ SE & Co. KG | المانيا | Germany | ME0000003576SFDAA01181 | Bottle | Surgical irrigation/aspiration pump, reusable | Surgical irrigation/aspiration pump, reusable
KARL STORZ SE & Co. KG | المانيا | Germany | ME0000003576SFDAA01273 | Knife and Dissector | Tonsil knife | Tonsil knife
KARL STORZ SE & Co. KG | المانيا | Germany | ME0000003576SFDAA01284 | Loop | Ear snare | Ear snare
Ottobock SE & Co. KGaA | المانيا | Germany | ME0000006161SFDAA00277 | Footshell | Footshell | protective cover for a prosthetic foot
KARL STORZ SE & Co. KG | المانيا | Germany | ME0000003576SFDAA01215 | Dissector | ENT elevator | ENT elevator
KARL STORZ SE & Co. KG | المانيا | Germany | ME0000003576SFDAA01240 | Gauge | ENT probe, reusable | ENT probe, reusable
KARL STORZ SE & Co. KG | المانيا | Germany | ME0000003576SFDAA01194 | Clamping Cylinder | Endoscope/instrument holder, manual-adjusted | Endoscope/instrument holder, manual-adjusted
Berlin Heart GmbH | المانيا | Germany | ME0000018393SFDAA00015 | Caddy quattro Kit | Caddy quattro Kit | Caddy
Hermann Medizitechnik GmbH | المانيا | Germany | ME0000002235SFDAA00071 | HERMANN MEDIZINTECHNIK plaster spreader | plaster spreader | plaster spreader
Chemische Fabrik Dr. Weigert GmbH & Co. KG | المانيا | Germany | ME0000003481SFDAA00016 | Neodisher PreStop | Neodisher Prestop | corrosion inhibitor for the pre treatment of surgical instruments | مثبط للتاكل للاستخدام في الرش على الادوات الجراحية في غرف العمليات مباشرة بعد الاستخدام
Streifeneder ortho production GmbH | المانيا | Germany | ME0000007909SFDAA00005 | Tube Clamp Adapter | Tube Clamp Adapter | The Tube Clamp Adapter is a technical connection between the components of a modular leg prosthesis.
Chemische Fabrik Dr. Weigert GmbH & Co. KG | المانيا | Germany | ME0000003437SFDAA00018 | Neodisher Z | Neodisher Z | Acidic neutralizing agent and detergent for the automated reprocessing of instruments and laboratory glassware | سائل منظف و عامل تحييد حمضي يستخدم في اعادة المعالجة الآلية للأدوات الجراحية و معدات التخدير
KARL STORZ SE & Co. KG | المانيا | Germany | ME0000003576SFDAA01172 | Applicator and Guiding Device | Rigid endoscope obturator | Rigid endoscope obturator
KARL STORZ SE & Co. KG | المانيا | Germany | ME0000003576SFDAA01287 | Scraper | Nasal chisel | BEHRBOHM Scraper, size 3, 18 cm
KARL STORZ SE & Co. KG | المانيا | Germany | ME0000003576SFDAA01305 | Spare Needle | Biopsy punch | Biopsy punch
KARL STORZ SE & Co. KG | المانيا | Germany | ME0000003576SFDAA01233 | Flexible Tubing | Surgical irrigation/aspiration system | Surgical irrigation/aspiration system
KARL STORZ SE & Co. KG | المانيا | Germany | ME0000003576SFDAA01190 | Catheter | Eustachian catheter, reusable | Eustachian catheter, reusable
KARL STORZ SE & Co. KG | المانيا | Germany | ME0000003576SFDAA01202 | Connector | Middle ear decompressor, positive pressure | Middle ear decompressor, positive pressure
KARL STORZ SE & Co. KG | المانيا | Germany | ME0000003576SFDAA01246 | Handle | Surgical instrument handle, non-torque-limiting | Surgical instrument handle, non-torque-limiting
KARL STORZ SE & Co. KG | المانيا | Germany | ME0000003576SFDAA01282 | Light Carrier | Proctoscope, reusable | Proctoscope, reusable
KARL STORZ SE & Co. KG | المانيا | Germany | ME0000003576SFDAA01260 | Insertion Aid | Endoscope assembly adaptor | Endoscope assembly adaptor
KARL STORZ SE & Co. KG | المانيا | Germany | ME0000003576SFDAA01241 | Glass Board | Dissection board | Dissection board
KARL STORZ SE & Co. KG | المانيا | Germany | ME0000003576SFDAA01266 | Interface | Endoscopic video imaging electrical interface set | Endoscopic video imaging electrical interface set
KARL STORZ SE & Co. KG | المانيا | Germany | ME0000003576SFDAA01279 | Leakage Tester | Invasive medical device leak tester, mechanical | Invasive medical device leak tester, mechanical
KARL STORZ SE & Co. KG | المانيا | Germany | ME0000003576SFDAA01298 | Slider | Surgical soft-tissue manipulation forceps, scissors-like, reusable | Surgical soft-tissue manipulation forceps, scissors-like, reusable
KARL STORZ SE & Co. KG | المانيا | Germany | ME0000003576SFDAA01277 | Knot Tier | Suture knot pusher, reusable | Suture knot pusher, reusable
KARL STORZ SE & Co. KG | المانيا | Germany | ME0000003576SFDAA01310 | Splint | External nasal splint | Alar Splint for 488065 B
KARL STORZ SE & Co. KG | المانيا | Germany | ME0000003576SFDAA01213 | Diagnostic Head | Ear speculum, reusable | Ear speculum, reusable
KARL STORZ SE & Co. KG | المانيا | Germany | ME0000003576SFDAA01171 | Applicator | Flexible endoscopic sponge/swab forceps | Flexible endoscopic sponge/swab forceps
Ottobock SE & Co. KGaA | المانيا | Germany | ME0000006161SFDAA00276 | SACH Foot | SACH Foot | Sach Feet are suitable for use in both modular and exoskeletal prostheses.
KARL STORZ SE & Co. KG | المانيا | Germany | ME0000003576SFDAA01243 | Grasper | Surgical soft-tissue manipulation forceps, scissors-like, reusable | Surgical soft-tissue manipulation forceps, scissors-like, reusable
KARL STORZ SE & Co. KG | المانيا | Germany | ME0000003576SFDAA01205 | Cord | Electrical-only medical device connection cable, reusable | Electrical-only medical device connection cable, reusable
KARL STORZ SE & Co. KG | المانيا | Germany | ME0000003576SFDAA01204 | Control Unit | Head-worn lamp | Head-worn lamp
KARL STORZ SE & Co. KG | المانيا | Germany | ME0000003576SFDAA01178 | Beam Package | Anaesthetist's trolley | Anaesthetist's trolley
KARL STORZ SE & Co. KG | المانيا | Germany | ME0000003576SFDAA01242 | Gouge | Surgical gouge | Surgical gouge
KARL STORZ SE & Co. KG | المانيا | Germany | ME0000003576SFDAA01258 | Inserter | Orthopaedic graft inserter | Orthopaedic graft inserter
KARL STORZ SE & Co. KG | المانيا | Germany | ME0000003576SFDAA01179 | Blade | Hand-held surgical retractor, reusable | Hand-held surgical retractor, reusable
KARL STORZ SE & Co. KG | المانيا | Germany | ME0000003576SFDAA01264 | Instrument Port | Rigid ureterorenoscope | Rigid ureterorenoscope
KARL STORZ SE & Co. KG | المانيا | Germany | ME0000003576SFDAA01283 | Light Deflector | Mobile examination/treatment room light | Mobile examination/treatment room light
KARL STORZ SE & Co. KG | المانيا | Germany | ME0000003576SFDAA01276 | Knot Pusher | Suture knot pusher, reusable | Suture knot pusher, reusable
KARL STORZ SE & Co. KG | المانيا | Germany | ME0000003576SFDAA01272 | Knife | Ear knife | Ear knife
KARL STORZ SE & Co. KG | المانيا | Germany | ME0000003576SFDAA01212 | Depressor | Tongue depressor, surgical | Tongue depressor, surgical
KARL STORZ SE & Co. KG | المانيا | Germany | ME0000003576SFDAA01193 | Clamp | Surgical penis clamp, reusable | Surgical penis clamp, reusable
KARL STORZ SE & Co. KG | المانيا | Germany | ME0000003576SFDAA01188 | Cannula | General-purpose endoscopic needle, reusable | General-purpose endoscopic needle, reusable
KARL STORZ SE & Co. KG | المانيا | Germany | ME0000003576SFDAA01169 | Adaptor | Collection syringe adaptor, reusable | Collection syringe adaptor, reusable
KARL STORZ SE & Co. KG | المانيا | Germany | ME0000003576SFDAA01251 | Holding Arm | Anaesthetist's trolley | Anaesthetist's trolley
KARL STORZ SE & Co. KG | المانيا | Germany | ME0000003576SFDAA01180 | Bone Block Holder | Orthopaedic bone-fragment manipulator, reusable | Orthopaedic bone-fragment manipulator, reusable
KARL STORZ SE & Co. KG | المانيا | Germany | ME0000003576SFDAA01206 | Cotton Carrier | Flexible endoscopic sponge/swab forceps | Flexible endoscopic sponge/swab forceps
KARL STORZ SE & Co. KG | المانيا | Germany | ME0000003576SFDAA01249 | Headmirror | Head-worn lamp | Head-worn lamp
KARL STORZ SE & Co. KG | المانيا | Germany | ME0000003576SFDAA01187 | Caliper | General-purpose calliper, metallic | General-purpose calliper, metallic
KARL STORZ SE & Co. KG | المانيا | Germany | ME0000003576SFDAA01192 | Charging Unit | Noninvasive device battery charger | Noninvasive device battery charger
KARL STORZ SE & Co. KG | المانيا | Germany | ME0000003576SFDAA01173 | ARTip cruise | Surgical instrument assist arm system, power-adjusted | Surgical instrument assist arm system, power-adjusted
KARL STORZ SE & Co. KG | المانيا | Germany | ME0000003576SFDAA01201 | Cone | Cone for loading of rings | Cone for loading of rings
KARL STORZ SE & Co. KG | المانيا | Germany | ME0000003576SFDAA01218 | Ear Tip | Middle ear decompressor, positive pressure | Middle ear decompressor, positive pressure
Berchtold GmbH & Co. KG | المانيا | Germany | ME0000002949SFDAA00017 | Berchtold Chromophare® | F528/F628 | a medical light used in hospital treatment rooms
Streifeneder ortho production GmbH | المانيا | Germany | ME0000007909SFDAA00003 | Double Adapter | Double Adapter | The double adapters are used exclusively according to Streifeneder load system for prosthetic care of amputations of the lower extremities. Double adapters are suitable for proximal and distal connection between two adjustment cores with pylon
KARL STORZ SE & Co. KG | المانيا | Germany | ME0000003576SFDAA01301 | Snare | Nasal snare, reusable | Nasal snare, reusable
KARL STORZ SE & Co. KG | المانيا | Germany | ME0000003576SFDAA01309 | Speculum | Ear speculum, reusable | Ear speculum, reusable
KARL STORZ SE & Co. KG | المانيا | Germany | ME0000003576SFDAA01289 | Screwdriver | Surgical screwdriver, reusable | CrossDrive Screwdriver, 6 mm
KARL STORZ SE & Co. KG | المانيا | Germany | ME0000003576SFDAA01220 | Earth leakage | Anaesthetist's trolley | Anaesthetist's trolley
KARL STORZ SE & Co. KG | المانيا | Germany | ME0000003576SFDAA01285 | Saw | Surgical implant template, reusable | Surgical implant template, reusable
KARL STORZ SE & Co. KG | المانيا | Germany | ME0000003576SFDAA01196 | Clip | Endoscopic suturing unit, reusable | Endoscopic suturing unit, reusable
KARL STORZ SE & Co. KG | المانيا | Germany | ME0000003576SFDAA01238 | Forceps | Soft-tissue surgical forceps, scissors-like, reusable | Soft-tissue surgical forceps, scissors-like, reusable
KARL STORZ SE & Co. KG | المانيا | Germany | ME0000003576SFDAA01226 | Endotome | Scalpel, reusable | Scalpel, reusable
KARL STORZ SE & Co. KG | المانيا | Germany | ME0000003576SFDAA01254 | Illumination Head | Rigid sigmoidoscope | Rigid sigmoidoscope
KARL STORZ SE & Co. KG | المانيا | Germany | ME0000003576SFDAA01176 | Bag | Medical capital equipment storage bag/case | Bag for laryngeal suction tubes
KARL STORZ SE & Co. KG | المانيا | Germany | ME0000003576SFDAA01174 | Attachment | Rigid endoscope working guide | Rigid endoscope working guide
KARL STORZ SE & Co. KG | المانيا | Germany | ME0000003576SFDAA01261 | Insertion Mandrin | Urological catheter stylet, transurethral | Urological catheter stylet, transurethral
KARL STORZ SE & Co. KG | المانيا | Germany | ME0000003576SFDAA01195 | Clamping Jaw | Surgical instrument assist arm system, manually-adjusted | Surgical instrument assist arm system, manually-adjusted
KARL STORZ SE & Co. KG | المانيا | Germany | ME0000003576SFDAA01184 | Brush | Endoscope cleaning brush access adaptor | Endoscope cleaning brush access adaptor
KARL STORZ SE & Co. KG | المانيا | Germany | ME0000003576SFDAA01222 | E-Box | Endoscopic video image processing unit | Endoscopic video image processing unit
KARL STORZ SE & Co. KG | المانيا | Germany | ME0000003576SFDAA01214 | Dilator | Urethral bougie, reusable | Urethral bougie, reusable
KARL STORZ SE & Co. KG | المانيا | Germany | ME0000003576SFDAA01211 | Cutter | General-purpose surgical scissors, reusable | Wire Cutter, serrated, 10 cm
KARL STORZ SE & Co. KG | المانيا | Germany | ME0000003576SFDAA01295 | Shell | Suturing unit, reusable | Half-shell Set
KARL STORZ SE & Co. KG | المانيا | Germany | ME0000003576SFDAA01232 | Fixation Instrument | Manual surgical rotary handpiece, reusable | Manual surgical rotary handpiece, reusable
Streifeneder ortho production GmbH | المانيا | Germany | ME0000007909SFDAA00004 | Tube Adapter | Tube Adapter | The Tube Adapter is to be used exclusively for the prosthetic care of the lower extremities. The Tube Adapter constitute the technical connection between functional and structural components
KARL STORZ SE & Co. KG | المانيا | Germany | ME0000003576SFDAA01290 | Sealing Cap | Endoscope patient protection cap, reusable | Sealing Cap, without drill hole
KARL STORZ SE & Co. KG | المانيا | Germany | ME0000003576SFDAA01304 | Spare cushion with push-button-lock | Head-worn lamp | Spare cushion with push-button-lock
KARL STORZ SE & Co. KG | المانيا | Germany | ME0000003576SFDAA01252 | Hook | Soft-tissue surgical hook, reusable | Soft-tissue surgical hook, reusable
KARL STORZ SE & Co. KG | المانيا | Germany | ME0000003576SFDAA01270 | Isolation Transformer | Anaesthetist's trolley | Anaesthetist's trolley
KARL STORZ SE & Co. KG | المانيا | Germany | ME0000003576SFDAA01275 | Knot Holder | Endoscopic suturing unit, reusable | Endoscopic suturing unit, reusable
KARL STORZ SE & Co. KG | المانيا | Germany | ME0000003576SFDAA01281 | Light Cable | Fibreoptic light cable | Fibreoptic light cable
KARL STORZ SE & Co. KG | المانيا | Germany | ME0000003576SFDAA01239 | Fork | Tuning fork | Tuning fork
HEINE Optotechnik GmbH & Co. KG. | المانيا | Germany | ME0000012888SFDAA00002 | ML4 LED + MPACK UPL | ML4 LED + MPACK UPL | LOUPES AND HEADLIGHTS
KARL STORZ SE & Co. KG | المانيا | Germany | ME0000003576SFDAA01183 | Bridge | Ear speculum, reusable | Ear speculum, reusable
RZ Medizintechnik GmbH | المانيا | Germany | ME0000018066SFDAA00007 | HD-CAMERA F2 Pro | HD-CAMERA | It is a 1MOS camera of the latest generation, with superior image quality in high definition (Full HD Format 16:9) and natural color reproduction
KARL STORZ SE & Co. KG | المانيا | Germany | ME0000003576SFDAA01168 | IMAGE1 S | Camera control unit | Camera control unit
KARL STORZ SE & Co. KG | المانيا | Germany | ME0000003576SFDAA01286 | Scissors | Gynaecological scissors, reusable | Optical Scissor
KARL STORZ SE & Co. KG | المانيا | Germany | ME0000003576SFDAA01235 | Footswirch | Foot-switch, electrical | Foot-switch, electrical
KARL STORZ SE & Co. KG | المانيا | Germany | ME0000003576SFDAA01189 | Catcher | Wire/ligature passer, reusable | Wire/ligature passer, reusable
KARL STORZ SE & Co. KG | المانيا | Germany | ME0000003576SFDAA01294 | Sheath | Endoscope sheath, reusable | Outer Sheath
KARL STORZ SE & Co. KG | المانيا | Germany | ME0000003576SFDAA01306 | Spatula | Hand-held surgical retractor, reusable | Hand-held surgical retractor, reusable
KARL STORZ SE & Co. KG | المانيا | Germany | ME0000003576SFDAA01349 | Mandrin | Endoscope assembly adaptor | Endoscope assembly adaptor
KARL STORZ SE & Co. KG | المانيا | Germany | ME0000003576SFDAA01344 | Sealing Cap | Orthopaedic graft inserter | Orthopaedic graft inserter
KARL STORZ SE & Co. KG | المانيا | Germany | ME0000003576SFDAA01340 | Scissors | Gynaecological scissors, reusable | Gynaecological scissors, reusable
KARL STORZ SE & Co. KG | المانيا | Germany | ME0000003576SFDAA01335 | Wire Crimper | Surgical soft-tissue manipulation forceps, scissors-like, reusable | Surgical soft-tissue manipulation forceps, scissors-like, reusable
KARL STORZ SE & Co. KG | المانيا | Germany | ME0000003576SFDAA01331 | Urethrotome | OTIS-MAUERMAYER Urethrotome | OTIS-MAUERMAYER Urethrotome
KARL STORZ SE & Co. KG | المانيا | Germany | ME0000003576SFDAA01327 | Trocar | Laparoscopic trocar blade, reusable | Laparoscopic trocar blade, reusable
KARL STORZ SE & Co. KG | المانيا | Germany | ME0000003576SFDAA01323 | Tester | Ligament graft sizer, noninvasive | Ligament graft sizer, noninvasive
KARL STORZ SE & Co. KG | المانيا | Germany | ME0000003576SFDAA01318 | Suspension Apparatus Bipod | Mouth gag, adjustable, reusable | Mouth gag, adjustable, reusable
KARL STORZ SE & Co. KG | المانيا | Germany | ME0000003576SFDAA01314 | Stripper | Tendon stripper | Tendon stripper
KARL STORZ SE & Co. KG | المانيا | Germany | ME0000003576SFDAA01391 | Retainer | Orthopaedic cerclage applier | FLIPPTACK Retainer
KARL STORZ SE & Co. KG | المانيا | Germany | ME0000003576SFDAA01386 | Raspatory | ENT elevator | Raspatory, 11 mm, 19.5 cm
KARL STORZ SE & Co. KG | المانيا | Germany | ME0000003576SFDAA01380 | Protective Cover | Endoscope patient protection cap, reusable | C-MAC PM Protective Cover
KARL STORZ SE & Co. KG | المانيا | Germany | ME0000003576SFDAA01376 | Positioning instrument | Paranasal sinus curette | Positioning instrument, 22 cm
KARL STORZ SE & Co. KG | المانيا | Germany | ME0000003576SFDAA01371 | Pipe | Endoscope sheath, reusable | Endoscope sheath, reusable
KARL STORZ SE & Co. KG | المانيا | Germany | ME0000003576SFDAA01365 | Operating Head | Surgical binoculars, reusable | FRENZEL Operating Head
KARL STORZ SE & Co. KG | المانيا | Germany | ME0000003576SFDAA01361 | Needle | Biopsy punch | Biopsy punch
Florett GmbH | المانيا | Germany | ME0000004223SFDAA00002 | Varomed Verbandschuhe | Therapy shoes | Therapy shoes | أحذية علاجية
MORSA WACHSWARENFABRIK SALLINGER GMBH | المانيا | Germany | ME0000005857SFDAA00011 | BOXING WAX | BOXING WAX | USE FOR MAKING BOX DENTURES
Hermann Medizintechnik GmbH | المانيا | Germany | ME0000003404SFDAA00002 | HERMANN MEDIZINTECHNIK COLLINPELVIMETER | PELVIMETER | PELVIMETER
HEINE Optotechnik GmbH & Co. KG | المانيا | Germany | ME0000004869SFDAA00189 | Binocular Loupes | Binocular Loupes | Binocular Loupes
KARL STORZ SE & Co. KG | المانيا | Germany | ME0000003576SFDAA01357 | Myoma Fixation Instrument | Manual surgical rotary handpiece, reusable | Myoma Fixation Instrument
KARL STORZ SE & Co. KG | المانيا | Germany | ME0000003576SFDAA01353 | Monitor | Image display monitor, colour | Image display monitor, colour
KARL STORZ SE & Co. KG | المانيا | Germany | ME0000003576SFDAA01350 | Marking Instrument | Nasal chisel | Nasal chisel
KARL STORZ SE & Co. KG | المانيا | Germany | ME0000003576SFDAA01346 | Sheath | Endoscope sheath, reusable | Endoscope sheath, reusable
KARL STORZ SE & Co. KG | المانيا | Germany | ME0000003576SFDAA01330 | Tubing Set | Suction/irrigation tubing, single-use | Suction/irrigation tubing, single-use
KARL STORZ SE & Co. KG | المانيا | Germany | ME0000003576SFDAA01334 | Wheel | Suturing unit, reusable | Suturing unit, reusable
KARL STORZ SE & Co. KG | المانيا | Germany | ME0000003576SFDAA01339 | Saw | Surgical implant template, reusable | Surgical implant template, reusable
KARL STORZ SE & Co. KG | المانيا | Germany | ME0000003576SFDAA01345 | Seeker | ENT probe, reusable | ENT probe, reusable
KARL STORZ SE & Co. KG | المانيا | Germany | ME0000003576SFDAA01348 | Mallet | Surgical mallet | Surgical mallet
KARL STORZ SE & Co. KG | المانيا | Germany | ME0000003576SFDAA01352 | Meatotome | Urethrotome | SACHSE Meatotome
KARL STORZ SE & Co. KG | المانيا | Germany | ME0000003576SFDAA01355 | Morcelizer | Surgical soft-tissue manipulation forceps, scissors-like, reusable | RUBIN Septum Morcelizer
KARL STORZ SE & Co. KG | المانيا | Germany | ME0000003576SFDAA01359 | Nasal tip | Middle ear decompressor, positive pressure | Middle ear decompressor, positive pressure
KARL STORZ SE & Co. KG | المانيا | Germany | ME0000003576SFDAA01364 | Obturator | Rigid endoscope obturator | Rigid endoscope obturator
KARL STORZ SE & Co. KG | المانيا | Germany | ME0000003576SFDAA01369 | Pick | Soft-tissue surgical hook, reusable | Soft-tissue surgical hook, reusable
KARL STORZ SE & Co. KG | المانيا | Germany | ME0000003576SFDAA01375 | Positioning Device | Orthopaedic cerclage applier | Orthopaedic cerclage applier
KARL STORZ SE & Co. KG | المانيا | Germany | ME0000003576SFDAA01379 | Probe | Gastro-urological probe | Gastro-urological probe
KARL STORZ SE & Co. KG | المانيا | Germany | ME0000003576SFDAA01384 | Rack | Sterilization container | Sterilization container
KARL STORZ SE & Co. KG | المانيا | Germany | ME0000003576SFDAA01390 | Repositioner | Orthopaedic implant aiming arm | AC Joint Repositioner
KARL STORZ SE & Co. KG | المانيا | Germany | ME0000003576SFDAA01395 | Rongeur | Surgical soft-tissue manipulation forceps, scissors-like, reusable | Surgical soft-tissue manipulation forceps, scissors-like, reusable
KARL STORZ SE & Co. KG | المانيا | Germany | ME0000003576SFDAA01313 | Stopcock | Rigid ureteroscope | Rigid ureteroscope
KARL STORZ SE & Co. KG | المانيا | Germany | ME0000003576SFDAA01317 | Support | Sharp surgical instrument counting tray/pad, reusable | Sharp surgical instrument counting tray/pad, reusable
KARL STORZ SE & Co. KG | المانيا | Germany | ME0000003576SFDAA01322 | Tensiometer | Body fluid tensiometer | Body fluid tensiometer
KARL STORZ SE & Co. KG | المانيا | Germany | ME0000003576SFDAA01326 | Tray | Sterilization/disinfection container, reusable | Sterilization/disinfection container, reusable
Medi GmpH&co. KG | المانيا | Germany | ME0000006915SFDAA00009 | MEDIVEN COSY | MEDIVEN COSY | MEDICAL COMPRESSION GARMENT USED FOR COMPRESSION OF THE LOWER EXTREMITIES | لبسة طبية ضاغطة تستخدم للضغط علي الجزء السفلي لعلاج حالات التورمات الليمفاوية
WAGNER POLYMERTECHNIK GmbH | المانيا | Germany | ME0000004268SFDAA00001 | Socket Attachment Block | Socket Attachment Block | -
KARL STORZ SE & Co. KG | المانيا | Germany | ME0000003576SFDAA01372 | Plate | Surgical implant template, reusable | Preparation Plate, glass, 10 x 8cm
KARL STORZ SE & Co. KG | المانيا | Germany | ME0000003576SFDAA01366 | Palate Support Blade | Mouth gag, adjustable, reusable | Palate Support Blade
KARL STORZ SE & Co. KG | المانيا | Germany | ME0000003576SFDAA01362 | Needle Holder | Suturing needle holder, reusable | Suturing needle holder, reusable
KARL STORZ SE & Co. KG | المانيا | Germany | ME0000003576SFDAA01336 | Working Element | Rigid endoscope working guide | Rigid endoscope working guide
KARL STORZ SE & Co. KG | المانيا | Germany | ME0000003576SFDAA01332 | Valve | Surgical irrigation/aspiration handpiece control valve | Surgical irrigation/aspiration handpiece control valve
Ottobock SE & Co. KGaA | المانيا | Germany | ME0000006161SFDAA00278 | Modular Transtibial Kit | Modular Transtibial Kit | Modular Lower Extremity Prostheses
KARL STORZ SE & Co. KG | المانيا | Germany | ME0000003576SFDAA01256 | IMAGE1 S | Endoscope video camera | Endoscope video camera
KARL STORZ SE & Co. KG | المانيا | Germany | ME0000003576SFDAA01216 | Dissector and Pillar Retractor | ENT elevator | ENT elevator
KARL STORZ SE & Co. KG | المانيا | Germany | ME0000003576SFDAA01291 | Seeker | ENT probe, reusable | Seeker, 45°, 15.5 cm
KARL STORZ SE & Co. KG | المانيا | Germany | ME0000003576SFDAA01303 | Socket | Socket, to clamp to the OR table | Socket, to clamp to the OR table
OTTOBOCK MOBILITY SOLUTIONS GMBH | المانيا | Germany | ME0000007465SFDAA00006 | Ventus | Ventus | Wheelchair
OTTOBOCK MOBILITY SOLUTIONS GMBH | المانيا | Germany | ME0000007465SFDAA00002 | Avantgarde 4 | Avantgarde 4 | Wheelchair
SIRONA Dental Systems GmbH | المانيا | Germany | ME0000000597SFDAA00128 | Xios XG USB Interface | Xios XG USB Interface | XIOS XG USB Package
HIRTZ & Co. KG | المانيا | Germany | ME0000005081SFDAA00006 | HICO-Polyurethan water pad/blanket | HICO-Polyurethan water pad/blanket | water pad
KARL STORZ SE & Co. KG | المانيا | Germany | ME0000003576SFDAA01248 | Headband | Head-worn lamp | Head-worn lamp
KARL STORZ SE & Co. KG | المانيا | Germany | ME0000003576SFDAA01208 | Crusher | Surgical soft-tissue manipulation forceps, scissors-like, reusable | Surgical soft-tissue manipulation forceps, scissors-like, reusable
KARL STORZ SE & Co. KG | المانيا | Germany | ME0000003576SFDAA01186 | Cable | Electrical-only medical device connection cable, reusable | Electrical-only medical device connection cable, reusable
KARL STORZ SE & Co. KG | المانيا | Germany | ME0000003576SFDAA01268 | "intubation video endoscope" | Flexible video intubation laryngoscope, reusable | Flexible video intubation laryngoscope, reusable
KARL STORZ SE & Co. KG | المانيا | Germany | ME0000003576SFDAA01191 | Charging station | Noninvasive device battery charger | Noninvasive device battery charger
KARL STORZ SE & Co. KG | المانيا | Germany | ME0000003576SFDAA01217 | Distance Holder | Laparoscopic trocar blade, reusable | Laparoscopic trocar blade, reusable
Gebrüder Martin GmbH & Co. KG | المانيا | Germany | ME0000004144SFDAA00003 | MedLED Chrome MC7 PRO, Softtop, cpl. | Headlight | MedLED Chrome MC7 PRO, Softtop, cpl.
KARL STORZ SE & Co. KG | المانيا | Germany | ME0000003576SFDAA01274 | Knife Holder | Transcervical amnioscope | Transcervical amnioscope
KARL STORZ SE & Co. KG | المانيا | Germany | ME0000003576SFDAA01223 | Electronic Module | Basic power supply | Basic power supply
KARL STORZ SE & Co. KG | المانيا | Germany | ME0000003576SFDAA01234 | Foot Plate | Mouth gag, adjustable, reusable | Mouth gag, adjustable, reusable
KARL STORZ SE & Co. KG | المانيا | Germany | ME0000003576SFDAA01175 | Awl | Bone awl | Bone awl
KARL STORZ SE & Co. KG | المانيا | Germany | ME0000003576SFDAA01177 | Basket | Gastrointestinal/airway foreign body retrieval basket, single-use | Gastrointestinal/airway foreign body retrieval basket, single-use
KARL STORZ SE & Co. KG | المانيا | Germany | ME0000003576SFDAA01245 | Guide | Rigid endoscope working guide | Rigid endoscope working guide
KARL STORZ SE & Co. KG | المانيا | Germany | ME0000003576SFDAA01280 | Leg Holder | Leg procedure positioner | Leg procedure positioner
HEINE Optotechnik GmbH & Co. KG | المانيا | Germany | ME0000004869SFDAA00190 | HEINE Otoscopes | HEINE Otoscopes | otoscope
Olympus Winter & lbe GmbH | المانيا | Germany | ME0000002519SFDAA00705 | OLYMPUS CLL-S1 | OLYMPUS CLL-S1 | Light Sources
Andreas Fahl Medizintechnik-Vertrieb GmbH | المانيا | Germany | ME0000007384SFDAA00002 | OPTIBRUSH | OPTIBRUSH | Cleaning device
KARL STORZ SE & Co. KG | المانيا | Germany | ME0000003576SFDAA01354 | Monitor Holder | Anaesthetist's trolley | Anaesthetist's trolley
KARL STORZ SE & Co. KG | المانيا | Germany | ME0000003576SFDAA01358 | Nasal Olive | Middle ear decompressor, positive pressure | Middle ear decompressor, positive pressure
KARL STORZ SE & Co. KG | المانيا | Germany | ME0000003576SFDAA01363 | Notcher | Orthopaedic chisel | Notcher, working length 15 cm
KARL STORZ SE & Co. KG | المانيا | Germany | ME0000003576SFDAA01368 | Perforator | Ear knife | Ear knife
KARL STORZ SE & Co. KG | المانيا | Germany | ME0000003576SFDAA01374 | Plug | Orthopaedic graft inserter | Orthopaedic graft inserter
Ottobock SE & Co. KGaA | المانيا | Germany | ME0000006161SFDAA00291 | Tubinger Hip Flexion Orthosis | Tubinger Hip Flexion Orthosis | Hip Orthoses
KARL STORZ SE & Co. KG | المانيا | Germany | ME0000003576SFDAA01182 | Bougie | Urethral bougie, reusable | Urethral bougie, reusable
Ottobock SE & Co. KGaA | المانيا | Germany | ME0000006161SFDAA00282 | Skeo | Skeo | Skeo liners
Ottobock SE & Co. KGaA | المانيا | Germany | ME0000006161SFDAA00281 | Ring Lock Kn. Jt. for Child | Ring Lock Kn. Jt. for Child | Ring Lock for the Knee Joint
KARL STORZ SE & Co. KG | المانيا | Germany | ME0000003576SFDAA01378 | Press | Surgical soft-tissue manipulation forceps, scissors-like, reusable | Surgical soft-tissue manipulation forceps, scissors-like, reusable
KARL STORZ SE & Co. KG | المانيا | Germany | ME0000003576SFDAA01383 | Pylorotome | Scalpel, reusable | Pylorotome, size 3 mm
KARL STORZ SE & Co. KG | المانيا | Germany | ME0000003576SFDAA01389 | Removal Tool | Laparoscopic trocar blade, reusable | Removal Tool, wound protector sheet
KARL STORZ SE & Co. KG | المانيا | Germany | ME0000003576SFDAA01393 | Rod | Endoscope assembly adaptor | Endoscope assembly adaptor
KARL STORZ SE & Co. KG | المانيا | Germany | ME0000003576SFDAA01312 | Stand | Surgical instrument assist arm system, manually-adjusted | Surgical instrument assist arm system, manually-adjusted
KARL STORZ SE & Co. KG | المانيا | Germany | ME0000003576SFDAA01321 | Tenotome | Ear knife | Ear knife
KARL STORZ SE & Co. KG | المانيا | Germany | ME0000003576SFDAA01325 | Traction Device | Neovaginoplasty tensioning device | Neovaginoplasty tensioning device
KARL STORZ SE & Co. KG | المانيا | Germany | ME0000003576SFDAA01329 | Tube Holder | Endotracheal tube holder | Endotracheal tube holder
KARL STORZ SE & Co. KG | المانيا | Germany | ME0000003576SFDAA01333 | Video laryngoscope | Rigid non-bladed video intubation laryngoscope | Rigid non-bladed video intubation laryngoscope
KARL STORZ SE & Co. KG | المانيا | Germany | ME0000003576SFDAA01338 | Wrench | Surgical torque wrench, reusable | Surgical torque wrench, reusable
KARL STORZ SE & Co. KG | المانيا | Germany | ME0000003576SFDAA01342 | Screwdriver | Surgical screwdriver, reusable | Surgical screwdriver, reusable
KARL STORZ SE & Co. KG | المانيا | Germany | ME0000003576SFDAA01347 | Magnifier | Rigid sigmoidoscope | Rigid sigmoidoscope
KARL STORZ SE & Co. KG | المانيا | Germany | ME0000003576SFDAA01351 | Measuring Block | Ligament graft sizer, noninvasive | Ligament graft sizer, noninvasive
KARL STORZ SE & Co. KG | المانيا | Germany | ME0000003576SFDAA01406 | Control Cable | Electrical-only medical device connection cable, reusable | Electrical-only medical device connection cable, reusable
KARL STORZ SE & Co. KG | المانيا | Germany | ME0000003576SFDAA01297 | Sleeve | Endoscopic-access dilator, reusable | Dilation Sleeve, only
KARL STORZ SE & Co. KG | المانيا | Germany | ME0000003576SFDAA01231 | Fixation Block | Fixation Block für 488065 A | Fixation Block für 488065 A
KARL STORZ SE & Co. KG | المانيا | Germany | ME0000003576SFDAA01263 | Instrument Guard | Surgical instrument guard, reusable | Surgical instrument guard, reusable
KARL STORZ SE & Co. KG | المانيا | Germany | ME0000003576SFDAA01288 | Screen | Physician-practice-management information system | OR1 SmartScreen
Maquet GmbH | المانيا | Germany | ME0000003539SFDAA00377 | Catheter Holder | Catheter Holder | Mounting device for catheter
KARL STORZ SE & Co. KG | المانيا | Germany | ME0000003576SFDAA01324 | Threading Device | Suture/needle passer, reusable | Suture/needle passer, reusable
EIZO GmbH | المانيا | Germany | ME0000008844SFDAA00003 | EX2721 | LCD Monitor | LCD Monitor ( Medical device equipment )
KARL STORZ SE & Co. KG | المانيا | Germany | ME0000003576SFDAA01328 | Tube | Endoscope sheath, reusable | Endoscope sheath, reusable
EIZO GmbH | المانيا | Germany | ME0000008844SFDAA00007 | EX3242 | LCD Monitor | LCD Monitor
Maquet GmbH | المانيا | Germany | ME0000003539SFDAA00369 | Paediatric operating table top | Accessory for OR Table | Accessory for OR Table
KARL STORZ SE & Co. KG | المانيا | Germany | ME0000003576SFDAA01319 | Swivel Arm | Anaesthetist's trolley | Anaesthetist's trolley
Maquet GmbH | المانيا | Germany | ME0000003539SFDAA00373 | Support Plate | Support Plate | Accessory for OR Table
Rebstock Instrument GmbH | المانيا | Germany | ME0000006302SFDAA00117 | RHOTON Elevator | Elevator | Surgical Elevator
Rebstock Instrument GmbH | المانيا | Germany | ME0000006302SFDAA01020 | lid perforated, 285x280 mm, silver | Surgical Instrument Systems | surgical instrument
Florett GmbH | المانيا | Germany | ME0000004223SFDAA00004 | Varomed Prophylaxeschuhe | Prophylactic shoes | Prophylactic shoes | الأحذية الوقائية
OTTOBOCK MOBILITY SOLUTIONS GMBH | المانيا | Germany | ME0000007465SFDAA00001 | Motus | Motus | Wheelchair
OTTOBOCK MOBILITY SOLUTIONS GMBH | المانيا | Germany | ME0000007465SFDAA00005 | Skippi | Skippi | Wheelchair
Ottobock SE & Co. KGaA | المانيا | Germany | ME0000006161SFDAA00286 | Greissinger plus foot | Greissinger plus foot | Prostheses Foot
BRUMABA GMBH & CO.KG | المانيا | Germany | ME0000008484SFDAA00004 | BRUMABA GENIUS EYE Z - STA | BRUMABA GENIUS EYE Z - STA | Operating table
KARL STORZ SE & Co. KG | المانيا | Germany | ME0000003576SFDAA01404 | Irrigation rod | Intravenous pole | Intravenous pole
Maquet GmbH | المانيا | Germany | ME0000003539SFDAA00381 | MEERA CL Mobile Operating Table | MEERA CL Mobile Operating Table | Mobile Operating table
Maquet GmbH | المانيا | Germany | ME0000003539SFDAA00376 | Back Plate | 1132.34A0 | Back Plate for Patient Support
Maquet GmbH | المانيا | Germany | ME0000003539SFDAA00372 | Universal Frame | Universal Frame | Accessory for OR Table
Maquet GmbH | المانيا | Germany | ME0000003539SFDAA00368 | Arm Restraint Cuff | Support for patient lower arm | Support for patient lower arm
EIZO GmbH | المانيا | Germany | ME0000008844SFDAA00006 | EX3141 | LCD Monitor | LCD Monitor
KARL STORZ SE & Co. KG | المانيا | Germany | ME0000003576SFDAA01396 | Macro Needle Holder | Suturing needle holder, reusable | Suturing needle holder, reusable
Ottobock SE & Co. KGaA | المانيا | Germany | ME0000006161SFDAA00284 | Shrinker | Shrinker | Prosthetic Shrinker
OTTOBOCK MOBILITY SOLUTIONS GMBH | المانيا | Germany | ME0000007465SFDAA00007 | Wingus | Wingus | Wheelchair
OTTOBOCK MOBILITY SOLUTIONS GMBH | المانيا | Germany | ME0000007465SFDAA00003 | Bravo Racer | Bravo Racer | Wheelchair
Ottobock SE & Co. KGaA | المانيا | Germany | ME0000006161SFDAA00279 | SACH Foot, Child | SACH Foot, Child | Prosthetic Feet
Ottobock SE & Co. KGaA | المانيا | Germany | ME0000006161SFDAA00289 | Varos Liner | Varos Liner | Liner Prosthetic Socket
Streifeneder ortho production GmbH | المانيا | Germany | ME0000007909SFDAA00006 | Slide Adapter | Slide Adapter | The slide adapters are used exclusively according to Streifeneder load system for prosthetic care of amputations of the lower extremities. The adapter permits additional sliding adjustments between the prosthetic socket and tube adapter, even if the prosthesis is being worn.
Streifeneder ortho production GmbH | المانيا | Germany | ME0000007909SFDAA00008 | DAW-Slipper | Slip-on aid | Slip-on aid for above knee prostheses
KARL STORZ SE & Co. KG | المانيا | Germany | ME0000003576SFDAA01377 | PowerUnit | Multi-purpose surgical power tool system, line-powered | Multi-purpose surgical power tool system, line-powered
Streifeneder ortho production GmbH | المانيا | Germany | ME0000007909SFDAA00011 | Modular Knee Joint for prosthetic care of lower extremities | Modular Knee Joint for prosthetic care of lower extremities | The Modular Knee Joints are to be exclusively intended for the supply with protheses of the lower extremities
Streifeneder ortho production GmbH | المانيا | Germany | ME0000007909SFDAA00012 | Socket Adapter for a transtibial and transfemoral prosthesis | Socket Adapter | Socket Adapters are designed for mounting on the socket of transfemoral and transtibial prostheses.
EIZO GmbH | المانيا | Germany | ME0000008844SFDAA00005 | EX3220-3D | LCD Monitor | LCD Monitor
Maquet GmbH | المانيا | Germany | ME0000003539SFDAA00366 | Arm Support | Arm support for patient | Arm support for patient
Maquet GmbH | المانيا | Germany | ME0000003539SFDAA00371 | Back Plate for shoulder operations | Back Plate for shoulder operations | Accessory for OR Table
Maquet GmbH | المانيا | Germany | ME0000003539SFDAA00375 | Head rest | Head rest for patient support | Head rest for patient support
Maquet GmbH | المانيا | Germany | ME0000003539SFDAA00380 | Joystick | Joystick | Corded control for table top
Gebruder Martin GmbH & Co KG | المانيا | Germany | ME0000002645SFDAA00144 | MarLED E1 Examination Light | Examination Lights | Examination Lights
KARL STORZ SE & Co. KG | المانيا | Germany | ME0000003576SFDAA01403 | Control Cable | Electrical-only medical device connection cable, reusable | Electrical-only medical device connection cable, reusable
MORSA WACHSWARENFABRIK SALLINGER GMBH | المانيا | Germany | ME0000005857SFDAA00012 | MODELLING WAX | MODELLING WAX | used chiefly to establish the initial arch form in making trial plates for the arrangement of artificial denture teeth, and for the construction of complete dentures.
Berchtold GmbH & Co. KG | المانيا | Germany | ME0000002949SFDAA00018 | Berchtold Operon | Surgical Table | The OPERON® OR-Table is used for supporting and positioning patients, before, during, and after the surgical phase.
Streifeneder ortho production GmbH | المانيا | Germany | ME0000007909SFDAA00013 | Slide FIt | Slide on Aid | Aid for putting on an transfemoral-prosthesis with suspension socket
Streifeneder ortho production GmbH | المانيا | Germany | ME0000007909SFDAA00007 | Rotation Adapter | Rotation Adapter | The Rotation Adapter are used exclusively according to Streifeneder load system for prosthetic care of amputations of the lower extremities.
Olympus Winter & lbe GmbH | المانيا | Germany | ME0000002519SFDAA00703 | EndoLED for rigid endoscopes | EndoLED for rigid endoscopes | Light source "EndoLED", for rigid endoscopes
OTTOBOCK MOBILITY SOLUTIONS GMBH | المانيا | Germany | ME0000007465SFDAA00004 | Cusion | Cusion | Wheelchair Cusion
Ottobock SE & Co. KGaA | المانيا | Germany | ME0000006161SFDAA00280 | Otto Bock Dynamic Foot for children | Otto Bock Dynamic Foot for children | prosthetic feet are suitable for use in modular prostheses.
Rebstock Instrument GmbH | المانيا | Germany | ME0000006302SFDAA00119 | RHOTON hook | hook | Surgical Hook
THUASNE GERMANY | المانيا | Germany | ME0000014501SFDAA00002 | Hip Med | Hip Med | Hip med
Ottobock SE & Co. KGaA | المانيا | Germany | ME0000006161SFDAA00290 | WalkOn | WalkOn | Ankle Foot Orthosis
pro med instruments GmbH | المانيا | Germany | ME0000001428SFDAA00024 | DORO® Skull Clamp | DORO® Skull Clamp Radiolucent and Skull Clamp Radiolucent,for Spinal Frames | DORO® Skull Clamp Radiolucent
Ottobock SE & Co. KGaA | المانيا | Germany | ME0000006161SFDAA00283 | Foam Cover | Foam Cover | Prosthesis Cover
Ottobock SE & Co. KGaA | المانيا | Germany | ME0000006161SFDAA00285 | Shuttle Lock | Shuttle Lock | The shuttle lock serves to secure a suitable liner in the prosthetic socket.
Streifeneder ortho production GmbH | المانيا | Germany | ME0000007909SFDAA00015 | Pero Support.tec | Pero Support.tec | It features a magnetic closure, which provides easy opening and closing of the orthosis
KARL STORZ SE & Co. KG | المانيا | Germany | ME0000003576SFDAA01315 | Stylet | Sharp surgical instrument counting tray/pad, reusable | Sharp surgical instrument counting tray/pad, reusable
KARL STORZ SE & Co. KG | المانيا | Germany | ME0000003576SFDAA01311 | Sponge Holder | Dressing/utility forceps, scissors-like, reusable | Dressing/utility forceps, scissors-like, reusable
KARL STORZ SE & Co. KG | المانيا | Germany | ME0000003576SFDAA01392 | Retractor | Hand-held surgical retractor, reusable | Hand-held surgical retractor, reusable
KARL STORZ SE & Co. KG | المانيا | Germany | ME0000003576SFDAA01388 | Reducer | Laparoscopic access cannula seal, reusable | Laparoscopic access cannula seal, reusable
KARL STORZ SE & Co. KG | المانيا | Germany | ME0000003576SFDAA01381 | Puncture Needle | Biopsy punch | Puncture Needle, ø 1.5 mm
Florett GmbH | المانيا | Germany | ME0000004223SFDAA00005 | Varomed Stretchschuhe | Stretch shoes | Stretch shoes | أحذية مطاطية
Maquet GmbH | المانيا | Germany | ME0000003539SFDAA00378 | Side rail adapter pair | Side rail adapter pair | Accessory to mount catheter holder
Maquet GmbH | المانيا | Germany | ME0000003539SFDAA00374 | Adjustable postioning elements | Adjustable postioning elements | Accessory for OR Table
Maquet GmbH | المانيا | Germany | ME0000003539SFDAA00370 | Back Plate for shoulder operations | Back Plate for shoulder operations | Accessory for OR Table
Maquet GmbH | المانيا | Germany | ME0000003539SFDAA00364 | Arm protector | Arm guard for patients | Arm guard for patients
EIZO GmbH | المانيا | Germany | ME0000008844SFDAA00004 | EX2620-3D | LCD Monitor | LCD Monitor
Eschenbach Optik GmbH | المانيا | Germany | ME0000009574SFDAA00004 | Eschenbach | Magnifiers | magnifiers
Streifeneder ortho production GmbH | المانيا | Germany | ME0000007909SFDAA00009 | KINEGEN.air, KINEGEN.air-active | Knee Joints | The safety knee KINEGEN.air 3A1000 is exclusively intended for the supply with protheses of the lower extremities. The knee joint 3A1800 KINEGEN.air-active is to be used solely for prosthetic care of lower extremities
Florett GmbH | المانيا | Germany | ME0000004223SFDAA00003 | Varomed Diabetikerschuhe | Diabetic shoes | Diabetic shoes | أحذية علاجية
Streifeneder ortho production GmbH | المانيا | Germany | ME0000007909SFDAA00010 | Modular Hip Joint | Modular Hip Joint for children | The 3K51 Children Modular Hip Joint is exclusively intended for the supply with protheses of the lower extremities of children.
Streifeneder ortho production GmbH | المانيا | Germany | ME0000007909SFDAA00014 | Easy lock | Easy lock | The Easy-Lock is exclusively intended for the supply with protheses of the lower extremities
DENTACO GmbH & Co. KG | المانيا | Germany | ME0000002169SFDAA00542 | Dentaco | Occlusionsspray | Coating spray | بخاخ لكشف نقاط الاعاقة في الاطباق
Rein Medical GmbH | المانيا | Germany | ME0000001373SFDAA00003 | SILENIO D 124 M | LCD Video Monitor | an accessory and supports general and specific connection with medical information and imaging systems like RIS, CIS, PACS or PDMS and is intended to display data of such systems.
Eschenbach Optik GmbH | المانيا | Germany | ME0000009574SFDAA00003 | Galilean Systems | head worn visual aids | head worn visual aids
KARL STORZ SE & Co. KG | المانيا | Germany | ME0000003576SFDAA01299 | Sliding Cap | Endoscope sheath, reusable | Endoscope sheath, reusable
KARL STORZ SE & Co. KG | المانيا | Germany | ME0000003576SFDAA01341 | Scraper | Nasal chisel | Nasal chisel
KARL STORZ SE & Co. KG | المانيا | Germany | ME0000003576SFDAA01316 | Suction Valve | In-line backflow valve, reusable | In-line backflow valve, reusable
MORSA WACHSWARENFABRIK SALLINGER GMBH | المانيا | Germany | ME0000005857SFDAA00013 | periphery wax | periphery wax | use for extend the impression trays.
Dr.Schumacher Gmbh | المانيا | Germany | ME0000001407SFDAA00002 | ThermoShield C | ThermoShield C | Neutralizing agent for machine reprocessing
Apaloo GmbH | المانيا | Germany | ME0000007775SFDAA00002 | Kintex | Kinesiology Tape | Kinesiology tape for sport use
RUDOLF MEDICAL GmbH + Co. KG | المانيا | Germany | ME0000011012SFDAA00009 | RUDOLF Medical Endoscope video camera | Endoscope video camera | The RUDOLF Medical Endoscope video camera is an electro-optical designed to be attached to an endoscope to allow real-time viewing of the internal anatomy during an endoscopic surgical procedure and to obtain moving-picture documentation of endoscopic findings and procedures
MaiMed | المانيا | Germany | ME0000016681SFDAA00003 | MaiMed | RoMeR | for X-ray diagnostics For distance measurement using OPG, innovative and cost-effective exclusively at Maimed | دور قياس األشعة السينية لتشخيص األشعة السينية لقياس المسافة باستخدام OPG مبتكرة وفعالة من حيث التكلفة حصريا في Maimed
Aesculap AG | المانيا | Germany | ME0000003970SFDAA00589 | HUNT TUMOR/VESSEL FORCEPS BAYO | HUNT TUMOR/VESSEL FORCEPS BAYO | surgical forceps
KARL STORZ SE & Co. KG | المانيا | Germany | ME0000003576SFDAA01149 | Holding Forceps | Surgical soft-tissue manipulation forceps, scissors-like, reusable | Surgical soft-tissue manipulation forceps, scissors-like, reusable
KARL STORZ SE & Co. KG | المانيا | Germany | ME0000003576SFDAA01166 | E-Box | Camera control unit | Camera control unit
KARL STORZ SE & Co. KG | المانيا | Germany | ME0000003576SFDAA01356 | Mouth Gag | Mouth gag, adjustable, reusable | Mouth gag, adjustable, reusable
KARL STORZ SE & Co. KG | المانيا | Germany | ME0000003576SFDAA01320 | Tappet | Orthopaedic graft inserter | Orthopaedic graft inserter
Spiggle and Theis Medizintechnik GmbH | المانيا | Germany | ME0000006249SFDAA00035 | Sinus Cannula | Sinus Cannula | The products described herein are reusable surgical instruments for use in the field of ENT or head and neck surgery excluding areas of the central circulatory system CCS and the central nervous system CNS
UFSK International OSYS GmbH | المانيا | Germany | ME0000010214SFDAA00001 | Treatment Chair | Treatment Chair 500 XLE | Treatment Chair
UFSK International OSYS GmbH | المانيا | Germany | ME0000010214SFDAA00002 | Surgeon’s Chair | Surgeon’s Chair SurgiLine | Surgeon’s Chair
GC Orthodontics Europe GmbH | المانيا | Germany | ME0000012878SFDAA00007 | ORTHODONTIC METAL TUBE | LEGEND LP TUBE | Used for the adjustment of teeth, Jaw alignment, and function, whether required for aesthetic or medical reasons
GC Orthodontics Europe GmbH | المانيا | Germany | ME0000012878SFDAA00021 | GC Ties | Orthodontic Elastic | Single use elastic material used for movement of teeth and retention of orthodontic appliances in orthodontic treatment
GC Orthodontics Europe GmbH | المانيا | Germany | ME0000012878SFDAA00020 | Sure Snap Band | Orthodontic Band | Single use band for the adjustment of teeth
GC Orthodontics Europe GmbH | المانيا | Germany | ME0000012878SFDAA00019 | Color Chain | Orthodontic Elastic | Single use elastic material used for movement of teeth and retention of orthodontic appliances in orthodontic treatment
GC Orthodontics Europe GmbH | المانيا | Germany | ME0000012878SFDAA00018 | GC Ortho Connect | Orthodontic Band Material | one step band material used in orthodontic treatment
Spiggle & Theis Medizintechnik GmbH | المانيا | Germany | ME0000006233SFDAA00038 | Guillen Suction Raspatory | ENT Instrument | ENT instruments are designed for dealing with problems in the structures of the head and neck such as the ear, nose and throat.
MAVIG GmbH | المانيا | Germany | ME0000011492SFDAA00003 | MAVIG x-ray protective clothing | X-ray protective clothing | X-ray protective clothing (Vest and skirt, coat, front apron, thyroid shield)
Bernhard Forster GmbH | المانيا | Germany | ME0000012593SFDAA00001 | Buccal Tube | Tubes | Metal Buccal Tubes
BERNHARD FORSTER GMBH | المانيا | Germany | ME0000000954SFDAA00040 | Micro Sprint | Bracket | Metal Bracket
Bernhard Forster GmbH | المانيا | Germany | ME0000012593SFDAA00006 | Forestanit | Wire | Orthodontic Wire
Bernhard Forster GmbH | المانيا | Germany | ME0000012593SFDAA00005 | Molar Band | Band | Orthodontic Stainless Steel Band.
Bernhard Forster GmbH | المانيا | Germany | ME0000012593SFDAA00003 | BioStarter | Wire | Orthodontic Wire
Bernhard Forster GmbH | المانيا | Germany | ME0000012593SFDAA00008 | Wire | Wire | Orthodontic Wire
Bernhard Forster GmbH | المانيا | Germany | ME0000012593SFDAA00007 | Expansion Screw | Orthodontic Expansion Screw | Metal Expansion Screw
Forestadent Bernhard Forster GmbH | المانيا | Germany | ME0000001040SFDAA00010 | Sprint | Bracket | Orthodontic Bracket
BERNHARD FORSTER GMBH | المانيا | Germany | ME0000001040SFDAA00011 | OrthoEasy Accessories | Accessories | Orthodontic Metal Accessories
medin Medical Innovations GmbH | المانيا | Germany | ME0000008924SFDAA00006 | Bonnet | Bonnet | Bonnet
Braun GmbH, Frankfurter Str.145, 61476 Kronberg, Germany. | المانيا | Germany | ME0000003324SFDAA00002 | Oral B (Braun ) | Oral B (Braun ) Powered Toothbrush | Oral B (Braun ) Powered Toothbrush iO9 - iO7 - iO6 - iOM7e.001.0 - iOM10 | فرشاة اسنان قابلة لاعادة الشحن
AMNOTEC International Medical GmbH | المانيا | Germany | ME0000001335SFDAA00006 | De Bakey TC-Needle Holder, 18 cm | Surgical Instrument | Surgical Instrument
AMNOTEC International Medical GmbH | المانيا | Germany | ME0000001335SFDAA00006 | De Bakey TC-Needle Holder, 18 cm | Surgical Instrument | Surgical Instrument
AMNOTEC International Medical GmbH | المانيا | Germany | ME0000001335SFDAA00003 | ENT Instrument | Instrument | Stainless Steel ENT Instruments
AMNOTEC International Medical GmbH | المانيا | Germany | ME0000001335SFDAA00004 | Retractors | Instrument | Stainless Steel Retractors
AMNOTEC INTERNATIONAL MEDICAL GMBH | المانيا | Germany | ME0000004358SFDAA00001 | Forceps | Instrument | Stainless Steel Forceps
NovaCutis GMBH | المانيا | Germany | ME0000006242SFDAA00002 | collapen | Microneedling Pen | unique Collagen Induction Pen (microneedling device)
Braun GmbH, Frankfurter Str.145, 61476 Kronberg, Germany. | المانيا | Germany | ME0000003947SFDAA00002 | Oral B (Braun ) | Oral B (Braun ) Powered Toothbrush | powered toothbrush Rechargeable Toothbrush, | فرشاة اسنان قابلة لاعادة الشحن
Braun GmbH, Frankfurter Str.145, 61476 Kronberg, Germany. | المانيا | Germany | ME0000005236SFDAA00003 | Oral B (Braun) | Oral B Power Brush D16.513 / D12.513 / D20.523 / D601.525 / D700.535 / D701.545 / D706.514 / EB10 / EB18 / EB25 / EB50 / EB60/D305 | Power Tooth Brush (D16.513 / D12.513 / D20.523 / D601.525 / D700.535 / D701.545 / D706.514 / EB10 / EB18 / EB25 / EB50 / EB60/D305) | فرشاة اسنان كهربائية (D16.513 / D12.513 / D20.523 / D601.525 / D700.535 / D701.545 / D706.514 / EB10 / EB18 / EB25 / EB50 / EB60)
AMNOTEC International Medical GmbH | المانيا | Germany | ME0000001342SFDAA00052 | Tweezer "Perry" serrated 13 cm | Surgical instrument | Surgical instrument
AMNOTEC International Medical GmbH | المانيا | Germany | ME0000001342SFDAA00043 | Gingivectomie knive | Surgical instrument | Surgical instrument
AMNOTEC International Medical GmbH | المانيا | Germany | ME0000001342SFDAA00047 | Tweezer "College" serrated 15 cm | Surgical instrument | Surgical instrument
AMNOTEC International Medical GmbH | المانيا | Germany | ME0000001342SFDAA00040 | Curette "McCall Standard" | Surgical instrument | Surgical instrument
AMNOTEC International Medical GmbH | المانيا | Germany | ME0000001342SFDAA00036 | Curette "Columbia Standard" | Surgical instrument | Surgical instrument
AMNOTEC International Medical GmbH | المانيا | Germany | ME0000001342SFDAA00028 | Curette "Barnhart Standard" | Surgical instrument | Surgical instrument
AMNOTEC International Medical GmbH | المانيا | Germany | ME0000001342SFDAA00026 | Barron scalpel handle No. 3 | Surgical instrument | Surgical instrument
AMNOTEC International Medical GmbH | المانيا | Germany | ME0000001342SFDAA00054 | Tweezer serrated 14,5 cm | Surgical instrument | Surgical instrument
AMNOTEC International Medical GmbH | المانيا | Germany | ME0000001342SFDAA00053 | Tweezer for articulat. paper "Miller" | Surgical instrument | Surgical instrument
AMNOTEC International Medical GmbH | المانيا | Germany | ME0000001342SFDAA00045 | Instrument cassette | Surgical instrument | Surgical instrument
AMNOTEC International Medical GmbH | المانيا | Germany | ME0000001342SFDAA00056 | Curette "Gracey Small" | Surgical instrument | Surgical instrument
AMNOTEC International Medical GmbH | المانيا | Germany | ME0000001342SFDAA00060 | Mouth mirror handle | Surgical instrument | Surgical instrument
AMNOTEC International Medical GmbH | المانيا | Germany | ME0000001342SFDAA00032 | Dingmann mouth gag complete with frame, 3 tongue | Surgical instrument | Surgical instrument
AMNOTEC International Medical GmbH | المانيا | Germany | ME0000001342SFDAA00062 | Filling Instrument "Heidemann" | Surgical instrument | Surgical instrument
AMNOTEC International Medical GmbH | المانيا | Germany | ME0000001342SFDAA00038 | Curette "Indiana-Univ. Standard" | Surgical instrument | Surgical instrument
AMNOTEC International Medical GmbH | المانيا | Germany | ME0000001342SFDAA00042 | Curette "Younger-Good Standard" # 7-8 | Surgical instrument | Surgical instrument
AMNOTEC International Medical GmbH | المانيا | Germany | ME0000001342SFDAA00058 | Ivory rubber dam clamp | Surgical instrument | Surgical instrument
AMNOTEC International Medical GmbH | المانيا | Germany | ME0000001342SFDAA00050 | Tweezer "London-College" | Surgical instrument | Surgical instrument
AMNOTEC International Medical GmbH | المانيا | Germany | ME0000001342SFDAA00044 | Gum Knive | Surgical instrument | Surgical instrument
AMNOTEC International Medical GmbH | المانيا | Germany | ME0000001342SFDAA00049 | Tweezer "Flagg" serrated 16 cm | Surgical instrument | Surgical instrument
AMNOTEC International Medical GmbH | المانيا | Germany | ME0000001342SFDAA00041 | Curette "Special" # 23A | Surgical instrument | Surgical instrument
AMNOTEC International Medical GmbH | المانيا | Germany | ME0000001342SFDAA00037 | Curette "Goldman-Fox Standard" | Surgical instrument | Surgical instrument
AMNOTEC International Medical GmbH | المانيا | Germany | ME0000001342SFDAA00030 | Dean scissors | Surgical instrument | Surgical instrument
AMNOTEC International Medical GmbH | المانيا | Germany | ME0000001342SFDAA00057 | Curette "Gracey Standard" | Surgical instrument | Surgical instrument
AMNOTEC International Medical GmbH | المانيا | Germany | ME0000001342SFDAA00061 | Mouth Mirror | Surgical instrument | Surgical instrument
AMNOTEC International Medical GmbH | المانيا | Germany | ME0000001342SFDAA00027 | Cawood-Minnesota cheek retractor, 15 cm | Surgical instrument | Surgical instrument
AMNOTEC International Medical GmbH | المانيا | Germany | ME0000001342SFDAA00033 | Excavator | Surgical instrument | Surgical instrument
AMNOTEC International Medical GmbH | المانيا | Germany | ME0000001342SFDAA00039 | Curette "Langer Standard" | Surgical instrument | Surgical instrument
AMNOTEC International Medical GmbH | المانيا | Germany | ME0000001342SFDAA00034 | Explorer | Surgical instrument | Surgical instrument
AMNOTEC International Medical GmbH | المانيا | Germany | ME0000001342SFDAA00046 | Tweezer "College modified" serrated 16cm | Surgical instrument | Surgical instrument
AMNOTEC International Medical GmbH | المانيا | Germany | ME0000001342SFDAA00051 | Tweezer "Meriam-Diamond" 16 cm | Surgical instrument | Surgical instrument
AMNOTEC International Medical GmbH | المانيا | Germany | ME0000001342SFDAA00055 | Curette "Gracey Large" | Surgical instrument | Surgical instrument
AMNOTEC International Medical GmbH | المانيا | Germany | ME0000001342SFDAA00059 | Modelling carver | Surgical instrument | Surgical instrument
MAVIG GmbH | المانيا | Germany | ME0000003360SFDAA00008 | X Ray Protective Glasses | X Ray Protective Glasses | X ray filtering frames and lenses are not safety lenses and should not be used in any situation where the possibility of an impact exists Use only for the reduction of scatter X ray radiation in the medical field
MAVIG GmbH | المانيا | Germany | ME0000003360SFDAA00004 | Radiation protective cap | Personnel Protective Shield | Radiation protection clothing is mandatory as personal protective equipment for users of systems that use X rays for diagnostics or therapy and protects in the X-ray tube voltage
MAVIG GmbH | المانيا | Germany | ME0000003360SFDAA00006 | X Ray Protective Coat | Personnel Protective Shield | Radiation protection clothing is mandatory as personal protective equipment for users of systems that use X rays for diagnostics or therapy and protects in the X ray tube voltage
MAVIG GmbH | المانيا | Germany | ME0000003360SFDAA00011 | X Ray Protective Patient Cover | X Ray Protective Patient Cover | Radiation protection clothing is mandatory as personal protective equipment for users of systems that use X rays for diagnostics or therapy and protects in the X ray tube voltage
AMNOTEC International Medical GmbH | المانيا | Germany | ME0000001342SFDAA00068 | Dental Probe Weston | Surgical instrument | Surgical instrument
AMNOTEC International Medical GmbH | المانيا | Germany | ME0000001342SFDAA00064 | Filling Instrument "Westcott" | Surgical instrument | Surgical instrument
AMNOTEC International Medical GmbH | المانيا | Germany | ME0000001342SFDAA00063 | Filling Instrument "Mortonson" | Surgical instrument | Surgical instrument
AMNOTEC International Medical GmbH | المانيا | Germany | ME0000001342SFDAA00067 | Dental Probe Lange | Surgical instrument | Surgical instrument
AMNOTEC International Medical GmbH | المانيا | Germany | ME0000001342SFDAA00071 | Instrument case, perforated with silicone holding | Surgical instrument | Surgical instrument
AMNOTEC International Medical GmbH | المانيا | Germany | ME0000001342SFDAA00065 | Filling Instrument "White" | Surgical instrument | Surgical instrument
AMNOTEC International Medical GmbH | المانيا | Germany | ME0000001342SFDAA00066 | Curette, double ended, angled cups, pointed, large | Surgical instrument | Surgical instrument
MAVIG GmbH | المانيا | Germany | ME0000003301SFDAA00023 | Protective Apron | Protective Apron | Radiation protection clothing is mandatory as personal protective equipment for users of systems that use X rays for diagnostics or therapy and protects in the X ray tube voltage
MAVIG GmbH | المانيا | Germany | ME0000003301SFDAA00022 | Thyroid shield | Thyroid shield | Radiation protection clothing is mandatory as personal protective equipment for users of systems that use X rays for diagnostics or therapy and protects in the X ray tube voltage
AMNOTEC International Medical GmbH | المانيا | Germany | ME0000001335SFDAA00007 | Diagnostics | Diagnostics Instrument | Stainless Steel Instrument
AMNOTEC International Medical GmbH | المانيا | Germany | ME0000001342SFDAA00029 | De Bakey forceps | Surgical instrument | Surgical instrument
AMNOTEC International Medical GmbH | المانيا | Germany | ME0000001342SFDAA00035 | Filling instrument | Surgical instrument | Surgical instrument
AMNOTEC International Medical GmbH | المانيا | Germany | ME0000001342SFDAA00070 | Iris scissor | Surgical instrument | Surgical instrument
AMNOTEC International Medical GmbH | المانيا | Germany | ME0000001342SFDAA00069 | Halsted-Mosquito forceps | Surgical instrument | Surgical instrument
AMNOTEC International Medical GmbH | المانيا | Germany | ME0000001342SFDAA00031 | Dental Probe | Surgical instrument | Surgical instrument
AMNOTEC International Medical GmbH | المانيا | Germany | ME0000001342SFDAA00074 | Urology basket for Resectoscopy Set | Surgical instrument | Surgical instrument
AMNOTEC International Medical GmbH | المانيا | Germany | ME0000001335SFDAA00043 | Backhaus Towel Forceps | surgical instrument | surgical instrument
AMNOTEC International Medical GmbH | المانيا | Germany | ME0000001335SFDAA00014 | Metzenbaum scissors | surgical instrument | surgical instrument
AMNOTEC International Medical GmbH | المانيا | Germany | ME0000001335SFDAA00039 | Mayo-Hegar TC-Needle Holder | surgical instrument | surgical instrument
AMNOTEC International Medical GmbH | المانيا | Germany | ME0000001335SFDAA00028 | Probe | surgical instrument | surgical insrument
AMNOTEC International Medical GmbH | المانيا | Germany | ME0000001335SFDAA00024 | Kidney Bowls | surgical instrument | surgical instrument
AMNOTEC International Medical GmbH | المانيا | Germany | ME0000001335SFDAA00021 | Baby-Mixter Forceps | surgical instrument | surgical instrument
AMNOTEC International Medical GmbH | المانيا | Germany | ME0000001335SFDAA00012 | Mixter forceps | surgical instruments | surgical instruments
AMNOTEC International Medical GmbH | المانيا | Germany | ME0000001335SFDAA00033 | Rous Retractor | surgical instrument | surgical instrument
AMNOTEC International Medical GmbH | المانيا | Germany | ME0000001335SFDAA00029 | Volkmann Retractor | surgical instrument | surgical instrument
AMNOTEC International Medical GmbH | المانيا | Germany | ME0000001335SFDAA00017 | Instrument box | surgical instrument | surgical instrument
AMNOTEC International Medical GmbH | المانيا | Germany | ME0000001335SFDAA00044 | Weitlaner Self Retainig Retr.. sharp | surgical instrument | surgical instrument
AMNOTEC International Medical GmbH | المانيا | Germany | ME0000001335SFDAA00040 | TC Mayo-Lexer Scissors | surgical instrument | surgical instrment
AMNOTEC International Medical GmbH | المانيا | Germany | ME0000001335SFDAA00037 | Baby Crile-Wood TC Needle holder | surgical instrument | surgical instrument
AMNOTEC International Medical GmbH | المانيا | Germany | ME0000001335SFDAA00018 | Overholt-Geissendorfer forceps | surgical instrument | surgical instrument
AMNOTEC International Medical GmbH | المانيا | Germany | ME0000001335SFDAA00025 | Needle case | surgical instrument | surgical instrument
AMNOTEC International Medical GmbH | المانيا | Germany | ME0000001335SFDAA00026 | Surgical Scissors | surgical instrument | surgical instrument
AMNOTEC International Medical GmbH | المانيا | Germany | ME0000001335SFDAA00032 | Mikulicz Retractor | surgical instruments | surgical instruments
AMNOTEC International Medical GmbH | المانيا | Germany | ME0000001342SFDAA00075 | Dental Probe | Surgical instrument | Surgical instrument
AMNOTEC International Medical GmbH | المانيا | Germany | ME0000001335SFDAA00041 | Dissecting Forceps | surgical instrument | surgical instruments
AMNOTEC International Medical GmbH | المانيا | Germany | ME0000001335SFDAA00045 | Alu Container silver | surgical instrument | surgical instrument
AMNOTEC International Medical GmbH | المانيا | Germany | ME0000001335SFDAA00016 | Hartmann Ear speculum | surgical instrument | surgical instrument
AMNOTEC International Medical GmbH | المانيا | Germany | ME0000001335SFDAA00030 | Kader Spatula | surgical instrument | surgical instrument
AMNOTEC International Medical GmbH | المانيا | Germany | ME0000001335SFDAA00034 | Scalpel handle | surgical instrument | surgical instrument
AMNOTEC International Medical GmbH | المانيا | Germany | ME0000001335SFDAA00011 | Round bowls | surgical instruments | surgical instruments
AMNOTEC International Medical GmbH | المانيا | Germany | ME0000001335SFDAA00020 | Ochsner-Kocher Forceps | Surgical instrument | surgical instrument
AMNOTEC International Medical GmbH | المانيا | Germany | ME0000001335SFDAA00023 | Iris Scissors (A) | surgical instrument | surgical instrument
AMNOTEC International Medical GmbH | المانيا | Germany | ME0000001335SFDAA00031 | Martin Retractor | surgical instrument | surgical instrument
AMNOTEC International Medical GmbH | المانيا | Germany | ME0000001342SFDAA00076 | Gynaecology basket for Hysteroscopy Set | Surgical instrument | Surgical instrument
AMNOTEC International Medical GmbH | المانيا | Germany | ME0000001335SFDAA00046 | Wire basket | surgical instrument | surgical instrument
AMNOTEC International Medical GmbH | المانيا | Germany | ME0000001335SFDAA00042 | Towel Forceps | surgical instruments | surgical instrument
AMNOTEC International Medical GmbH | المانيا | Germany | ME0000001335SFDAA00027 | Mikulicz Forceps | surgical instument | surgical instrument
AMNOTEC International Medical GmbH | المانيا | Germany | ME0000001335SFDAA00019 | Gross-Maier Sponge Forceps | surgical instrument | surgical instrument
AMNOTEC International Medical GmbH | المانيا | Germany | ME0000001335SFDAA00022 | Nelaton director | surgical instrument | surgical instrument
AMNOTEC International Medical GmbH | المانيا | Germany | ME0000001335SFDAA00047 | Halsted-Mosquito forceps | surgical instrument | surgical instrument
AMNOTEC International Medical GmbH | المانيا | Germany | ME0000001335SFDAA00010 | allis tissue forceps | surgical instruments | surgical instruments
AMNOTEC International Medical GmbH | المانيا | Germany | ME0000001335SFDAA00036 | TC Metzenbaum Scissors | surgical instrument | surgical instrument
AMNOTEC International Medical GmbH | المانيا | Germany | ME0000001342SFDAA00077 | Laparoscopy basket, complete with racks and lid | Surgical instrument | Surgical instrument
SUNRISE MEDICAL GMBH | المانيا | Germany | ME0000008136SFDAA00050 | wheel chair Magic | wheel chair Magic | كرسي متحرك كهربائي لدوي الإعاقه | كرسي متحرك كهربائي
Sirona Dental systems GmbH | المانيا | Germany | ME0000000443SFDAA00002 | inEos X5 | Dental laboratory Installation type computer aided design and manufacturing unit | Dental Application Scanner.
Aesculap AG | المانيا | Germany | ME0000003970SFDAA00483 | COOLEY PEDIATRIC CLAMP | COOLEY PEDIATRIC CLAMP | SURGICAL CLAMP
Olympus Winter & IBE GmbH | المانيا | Germany | ME0000002711SFDAA00001 | Grasping forceps, rat tooth, 5 Fr. X 640 mm, flexible | Grasping forceps, rat tooth, 5 Fr. X 640 mm, flexible
Olympus Winter & IBE GmbH | المانيا | Germany | ME0000002711SFDAA00002 | Biopsy forceps, 5 Fr. X 640 mm, flexible | Biopsy forceps, 5 Fr. X 640 mm, flexible
Olympus Winter & IBE GmbH | المانيا | Germany | ME0000002711SFDAA00003 | Grasping forceps, 3 Fr., for stone fragments, flexible | Grasping forceps, 3 Fr., for stone fragments, flexible
Olympus Winter & IBE GmbH | المانيا | Germany | ME0000002711SFDAA00004 | Grasping forceps, toothed, 5 Fr. X 640 mm, flexible | Grasping forceps, toothed, 5 Fr. X 640 mm, flexible
Olympus Winter & IBE GmbH | المانيا | Germany | ME0000002711SFDAA00005 | Biopsy forceps, 5 Fr., semiflexible | Biopsy forceps, 5 Fr., semiflexible
Olympus Winter & IBE GmbH | المانيا | Germany | ME0000002711SFDAA00006 | Grasping forceps, shark teeth, 5 Fr., semiflexible | Grasping forceps, shark teeth, 5 Fr., semiflexible
Olympus Winter & IBE GmbH | المانيا | Germany | ME0000002711SFDAA00007 | Grasping forceps, 7 Fr. X 330 mm, flexible | Grasping forceps, 7 Fr. X 330 mm, flexible
Olympus Winter & IBE GmbH | المانيا | Germany | ME0000002711SFDAA00008 | Grasping forceps, toothed, with lumen, 3.25 x 400 mm | Grasping forceps, toothed, with lumen, 3.25 x 400 mm
Olympus Winter & IBE GmbH | المانيا | Germany | ME0000002711SFDAA00009 | Obturator, 26 Fr. | Obturator, 26 Fr.
Olympus Winter & IBE GmbH | المانيا | Germany | ME0000002711SFDAA00010 | Obturator, deflecting tip, 24 Fr. | Obturator, deflecting tip, 24 Fr.
Olympus Winter & IBE GmbH | المانيا | Germany | ME0000002711SFDAA00011 | Obturator, deflecting tip, 26 Fr. | Obturator, deflecting tip, 26 Fr.
Olympus Winter & IBE GmbH | المانيا | Germany | ME0000002711SFDAA00012 | Working element, for A3551 | Working element, for A3551
Olympus Winter & IBE GmbH | المانيا | Germany | ME0000002711SFDAA00013 | Obturator, for WA33035A/37A | Obturator, for WA33035A/37A
Olympus Winter & IBE GmbH | المانيا | Germany | ME0000002711SFDAA00014 | Obturator, 21 Fr., for A20933A | Obturator, 21 Fr., for A20933A
Olympus Winter & IBE GmbH | المانيا | Germany | ME0000002711SFDAA00015 | Obturator, 17 Fr., for A20911A | Obturator, 17 Fr., for A20911A
Olympus Winter & IBE GmbH | المانيا | Germany | ME0000002711SFDAA00016 | Obturator, 21 Fr., for A20913A | Obturator, 21 Fr., for A20913A
Olympus Winter & IBE GmbH | المانيا | Germany | ME0000002711SFDAA00017 | Obturator 22.5 Fr., for A20914A/-34A | Obturator 22.5 Fr., for A20914A/-34A
Olympus Winter & IBE GmbH | المانيا | Germany | ME0000002711SFDAA00018 | Obturator 25 Fr., for A20915A | Obturator 25 Fr., for A20915A
Olympus Winter & IBE GmbH | المانيا | Germany | ME0000002711SFDAA00019 | Obturator, 15.5 Fr., for A20930A | Obturator, 15.5 Fr., for A20930A
Olympus Winter & IBE GmbH | المانيا | Germany | ME0000002711SFDAA00020 | Obturator, 19.8 Ch., for A20916A | Obturator, 19.8 Ch., for A20916A
Olympus Winter & IBE GmbH | المانيا | Germany | ME0000002711SFDAA00021 | Bridge, one way | Bridge, one way
Olympus Winter & IBE GmbH | المانيا | Germany | ME0000002711SFDAA00022 | Bridge, two way | Bridge, two way
Olympus Winter & IBE GmbH | المانيا | Germany | ME0000002711SFDAA00023 | Bridge, for 4mm telescope, cystoscope | Bridge, for 4mm telescope, cystoscope
Olympus Winter & IBE GmbH | المانيا | Germany | ME0000002711SFDAA00024 | Obturator, 24 Fr. | Obturator, 24 Fr.
Olympus Winter & IBE GmbH | المانيا | Germany | ME0000002711SFDAA00025 | Identification unit "Endoscan3" | Identification unit "Endoscan3"
Olympus Winter & IBE GmbH | المانيا | Germany | ME0000002711SFDAA00027 | Adapter Video USB extension for 16:9 touchscreen | Adapter Video USB extension for 16:9 touchscreen
Olympus Winter & IBE GmbH | المانيا | Germany | ME0000002711SFDAA00028 | Light-guide cable, 2.8mm, 3m, CF type | Light-guide cable, 2.8mm, 3m, CF type
Olympus Winter & Ibe GmbH | المانيا | Germany | ME0000002798SFDAA00001 | HF cable, bipolar, 4m, for ESG-400 SALINE mode | HF cable, bipolar, 4m, for ESG-400 SALINE mode
Olympus Winter & IBE GmbH | المانيا | Germany | ME0000002711SFDAA00030 | Adapter for ETD, for Fujifilm | Adapter "F-LT2", for ETD, for Fujifilm
Olympus Winter & IBE GmbH | المانيا | Germany | ME0000002711SFDAA00031 | Adapter for ETD, for Pentax | Adapter "P-LT2", for ETD, for Pentax
Olympus Winter & IBE GmbH | المانيا | Germany | ME0000002711SFDAA00035 | Sealing ring, set, yellow, 24 Fr., for resection sheath | Sealing ring, set, yellow, 24 Fr., for resection sheath
Olympus Winter & IBE GmbH | المانيا | Germany | ME0000002711SFDAA00036 | Attachment, two-way, with irrigation port | Attachment, two-way, with irrigation port
Olympus Winter & IBE GmbH | المانيا | Germany | ME0000002711SFDAA00037 | Sealing cap, blue, for Luer-lock, 6 pcs. | Sealing cap, blue, for Luer-lock, 6 pcs.
Olympus Winter & IBE GmbH | المانيا | Germany | ME0000002711SFDAA00038 | Adapter, OES Pro outer sheath to Ellik and syringe | Adapter, OES Pro outer sheath to Ellik and syringe
Olympus Winter & IBE GmbH | المانيا | Germany | ME0000002711SFDAA00039 | Attachment, two-way, with irrigation port | Attachment, two-way, with irrigation port
Olympus Winter & IBE GmbH | المانيا | Germany | ME0000002711SFDAA00040 | Grasping forceps, 9 Fr. X 330 mm, flexible | Grasping forceps, 9 Fr. X 330 mm, flexible
Olympus Winter & IBE GmbH | المانيا | Germany | ME0000002711SFDAA00041 | Biopsy forceps, 9 Fr. X 330 mm, flexible | Biopsy forceps, 9 Fr., flexible
Olympus Winter & IBE GmbH | المانيا | Germany | ME0000002711SFDAA00042 | Biopsy forceps, 7 Fr. X 330 mm, flexible | Biopsy forceps, 7 Fr., flexible
TRUMPF Medizin Systeme GmbH Co KG | المانيا | Germany | ME0000002803SFDAA00001 | coupling point adapter Saturn 3 | coupling point adapter Saturn 3
Olympus Winter & IBE GmbH | المانيا | Germany | ME0000002711SFDAA00043 | TELESCOPE, 4MM, AUTOCLAVABLE | Telescope''V-DOV'' , 4mm, autoclavable
Olympus Winter & IBE GmbH | المانيا | Germany | ME0000002711SFDAA00057 | Reduction tube, 13 mm-11 mm | Reduction tube, 13 mm-11 mm
Olympus Winter & IBE GmbH | المانيا | Germany | ME0000002711SFDAA00058 | Lid for insert tray | Lid, for insert tray
Olympus Winter & IBE GmbH | المانيا | Germany | ME0000002711SFDAA00059 | Trocar spike, 13 mm | Trocar spike, 13 mm
Maquet GmbH | المانيا | Germany | ME0000003539SFDAA00001 | Arm Rest | arm board armrest
Maquet GmbH | المانيا | Germany | ME0000003539SFDAA00002 | X ray Cassette Holder | X ray Cassette Holder
Maquet GmbH | المانيا | Germany | ME0000003539SFDAA00003 | Sliding Clamp | Adapter
Maquet GmbH | المانيا | Germany | ME0000003539SFDAA00004 | Counter traction post for tibia | Extension
Maquet GmbH | المانيا | Germany | ME0000003539SFDAA00005 | Extension Shoe | Extension
KARL STORZ SE & Co. KG | المانيا | Germany | ME0000003576SFDAA00001 | Tube Holder | Tube Holder
KARL STORZ SE & Co. KG | المانيا | Germany | ME0000003576SFDAA00002 | Wheel | Wheel
KARL STORZ SE & Co. KG | المانيا | Germany | ME0000003576SFDAA00003 | Wire Crimper | Wire Crimper
KARL STORZ SE & Co. KG | المانيا | Germany | ME0000003576SFDAA00004 | Wire Cutter | Wire Cutter
Maquet GmbH | المانيا | Germany | ME0000003539SFDAA00006 | Wrist Support | Wrist Support
Maquet GmbH | المانيا | Germany | ME0000003539SFDAA00007 | Condyle Fixation | Extension
Maquet GmbH | المانيا | Germany | ME0000003539SFDAA00008 | head rest | head rests radiolucent
Maquet GmbH | المانيا | Germany | ME0000003539SFDAA00009 | Head Rest | head rests radiolucent
Maquet GmbH | المانيا | Germany | ME0000003539SFDAA00010 | Alphamaxx mobile operating table | Mobile Operating Table
Maquet GmbH | المانيا | Germany | ME0000003539SFDAA00011 | Otesus column | System Column
Aesculap AG | المانيا | Germany | ME0000000908SFDAA00001 | HOLDING ROD F/FF280R-84R | Retractor holding rod
Aesculap AG | المانيا | Germany | ME0000000908SFDAA00002 | HUDSON CEREBELLAR ATTACHMENT | Attachment to surgical drill
Aesculap AG | المانيا | Germany | ME0000000908SFDAA00003 | HUDSON DRILL BRACE | surgical drill
Aesculap AG | المانيا | Germany | ME0000000908SFDAA00004 | HUDSON CHUCK W/HARRIS SHANK | surgical drill adaptor
Aesculap AG | المانيا | Germany | ME0000000908SFDAA00005 | KAIRISON PNEUM.PUNCH PRESSURE REDUCER | PRESSURE REDUCER
Aesculap AG | المانيا | Germany | ME0000000908SFDAA00006 | KELLY PROCTOSCOPE 22X140MM | PROCTOSCOPE
KARL STORZ SE & Co. KG | المانيا | Germany | ME0000003576SFDAA00005 | Morcelizer | Morcelizer
Schott AG Lighting and Imaging | المانيا | Germany | ME0000004032SFDAA00001 | EyeMag Light II | LED Illumination Device
Aesculap AG | المانيا | Germany | ME0000000908SFDAA00007 | ALLISON LUNG SPATULA | Saptula
Aesculap AG | المانيا | Germany | ME0000000908SFDAA00008 | AORTIC VALVE RETRACTOR | RETRACTOR
Aesculap AG | المانيا | Germany | ME0000000908SFDAA00009 | BAILEY RIB SPRDR/CONTRACTORADULT | Spreader / retractor
Aesculap AG | المانيا | Germany | ME0000000908SFDAA00010 | BAILEY RIB SPREADER/CONTRACTORPED | Spreader / retractor
Aesculap AG | المانيا | Germany | ME0000000908SFDAA00011 | BRUNNER RETRACTOR BLADE | RETRACTOR
Maquet GmbH | المانيا | Germany | ME0000003539SFDAA00012 | Magnus OR Table Column | Magnus Column
Maquet GmbH | المانيا | Germany | ME0000003539SFDAA00013 | Back Plate | Back Posturing Devices seat plate extensions
Maquet GmbH | المانيا | Germany | ME0000003539SFDAA00014 | Table top | Basic Table Top
Maquet GmbH | المانيا | Germany | ME0000003539SFDAA00015 | Joint Module | Motor driven Joint Module
Maquet GmbH | المانيا | Germany | ME0000003539SFDAA00016 | Four Section Leg Plate | Leg Plate
Maquet GmbH | المانيا | Germany | ME0000003539SFDAA00017 | Connection Bracket | Head Rest Head Support
Aesculap AG | المانيا | Germany | ME0000000908SFDAA00012 | CARBOTRAC RETRACTOR | RETRACTOR
Aesculap AG | المانيا | Germany | ME0000000908SFDAA00013 | CASPAR NERVE ROOT RETRACTOR | RETRACTOR
Aesculap AG | المانيا | Germany | ME0000000908SFDAA00014 | CCR TRANSVERSE RETRACTOR | RETRACTOR
Aesculap AG | المانيا | Germany | ME0000000908SFDAA00015 | COOLEY ATRIUM RETR SERR | RETRACTOR
Aesculap AG | المانيا | Germany | ME0000000908SFDAA00016 | CORYLLOS RETRACTOR OPEN | RETRACTOR
Aesculap AG | المانيا | Germany | ME0000000908SFDAA00017 | CUSHING VEIN RETRACTOR | RETRACTOR
Aesculap AG | المانيا | Germany | ME0000000908SFDAA00018 | CUSHING VESS. HOOK | hook
Aesculap AG | المانيا | Germany | ME0000000908SFDAA00019 | DEAVER RETR W/GRIP | RETRACTOR
Aesculap AG | المانيا | Germany | ME0000000908SFDAA00020 | DEAVER RETRACTOR | RETRACTOR
Aesculap AG | المانيا | Germany | ME0000000908SFDAA00021 | DE BAKEY RIB SPREADER COMPLETE | Spreader / retractor
Aesculap AG | المانيا | Germany | ME0000000908SFDAA00022 | DESMARRES RETRACTOR | RETRACTOR
Aesculap AG | المانيا | Germany | ME0000000908SFDAA00023 | DOYEN RETRACTOR | RETRACTOR
Aesculap AG | المانيا | Germany | ME0000000908SFDAA00024 | DURHAM WOUND HOOK | Hook
Aesculap AG | المانيا | Germany | ME0000000908SFDAA00025 | FARABEUF RTRCTRS | RETRACTOR
Aesculap AG | المانيا | Germany | ME0000000908SFDAA00026 | KELLY RETRACTOR OPEN | RETRACTOR
Aesculap AG | المانيا | Germany | ME0000000908SFDAA00027 | KOCHER RETR | RETRACTOR
Aesculap AG | المانيا | Germany | ME0000000908SFDAA00028 | KELLY RETRACTOR | RETRACTOR
Aesculap AG | المانيا | Germany | ME0000000908SFDAA00029 | KOCHER RETRACTOR | RETRACTOR
Aesculap AG | المانيا | Germany | ME0000000908SFDAA00030 | KOCHER RETRACTOR OPEN | RETRACTOR
Aesculap AG | المانيا | Germany | ME0000000908SFDAA00031 | KOCHER-LANGENBECK RETR | RETRACTOR
Aesculap AG | المانيا | Germany | ME0000000908SFDAA00032 | MANNERFELT RETR | RETRACTOR
Aesculap AG | المانيا | Germany | ME0000000908SFDAA00033 | MIKULICZ ABDOMINAL RETRACTOR | RETRACTOR
Aesculap AG | المانيا | Germany | ME0000000908SFDAA00034 | RICHARDSON RETRACTOROPEN | RETRACTOR
Aesculap AG | المانيا | Germany | ME0000000908SFDAA00035 | VOLKMANN RETRACTOR | RETRACTOR
Aesculap AG | المانيا | Germany | ME0000000908SFDAA00036 | VOLKMANN RETR4 | RETRACTOR
Aesculap AG | المانيا | Germany | ME0000000908SFDAA00037 | VOLKMANN RETR2 | RETRACTOR
Aesculap AG | المانيا | Germany | ME0000000908SFDAA00038 | VOLKMANN RETR3 | RETRACTOR
Aesculap AG | المانيا | Germany | ME0000000908SFDAA00039 | VOLKMANN RETR6 | RETRACTOR
Aesculap AG | المانيا | Germany | ME0000000908SFDAA00040 | KOERTE RETRAC.8-PRONG | RETRACTOR
Aesculap AG | المانيا | Germany | ME0000000908SFDAA00041 | KRAYENBUEHL NERV HKSHRTBALL | Hook
Aesculap AG | المانيا | Germany | ME0000000908SFDAA00042 | KRAYENBUEHL NERVE HOOK | Hook
Aesculap AG | المانيا | Germany | ME0000000908SFDAA00043 | GOITER RETRACTOR | N/A | surgical retractor
Aesculap AG | المانيا | Germany | ME0000000908SFDAA00044 | LANGE MODIF.RETRACTOR | RETRACTOR
Aesculap AG | المانيا | Germany | ME0000000908SFDAA00045 | LANGENBECK RETRACTOROPEN | RETRACTOR
Aesculap AG | المانيا | Germany | ME0000000908SFDAA00046 | LANGENBECK RETRACTORSOLID | RETRACTOR
Aesculap AG | المانيا | Germany | ME0000000908SFDAA00047 | LEGUEU BLADDER SPATULA | spatula
Aesculap AG | المانيا | Germany | ME0000000908SFDAA00048 | LOVE NERVE ROOT RETRACTOR | RETRACTOR
Aesculap AG | المانيا | Germany | ME0000000908SFDAA00049 | MARTIN VAGINAL RETRACTOR | RETRACTOR
Aesculap AG | المانيا | Germany | ME0000000908SFDAA00050 | MATHIEU RETRAC | RETRACTOR
Aesculap AG | المانيا | Germany | ME0000000908SFDAA00051 | MORSE STERNOTOMY RETRACTOR | RETRACTOR
Aesculap AG | المانيا | Germany | ME0000000908SFDAA00052 | OLLIER RETRACTOR4 BLUNT PRONGS | RETRACTOR
Aesculap AG | المانيا | Germany | ME0000000908SFDAA00053 | PLASTER SPREADER USA PATTERN | Spreader / retractor
Aesculap AG | المانيا | Germany | ME0000000908SFDAA00054 | VERBRUGGE-MUELLER RETRACTOR | RETRACTOR
Aesculap AG | المانيا | Germany | ME0000000908SFDAA00055 | TRACHEA RETRACTOR | RETRACTOR
Aesculap AG | المانيا | Germany | ME0000000908SFDAA00056 | FRITSCH ABDOMINAL RETRACTOR 32X40MM #1 | RETRACTOR
Aesculap AG | المانيا | Germany | ME0000000908SFDAA00057 | GRAEFE IRIS-HOOK | Hook
Aesculap AG | المانيا | Germany | ME0000000908SFDAA00058 | HARNGTN LNG SPATULAFLX | spatula
Aesculap AG | المانيا | Germany | ME0000000908SFDAA00059 | HESS NERVE ROOT RETRACTOR | RETRACTOR
Aesculap AG | المانيا | Germany | ME0000000908SFDAA00060 | HOOK | Hook
Aesculap AG | المانيا | Germany | ME0000000908SFDAA00061 | Hook | Hook
Aesculap AG | المانيا | Germany | ME0000000908SFDAA00062 | ISRAEL RETR | RETRACTOR
KARL STORZ SE & Co. KG | المانيا | Germany | ME0000003576SFDAA00006 | Nasal Snare | Nasal Snare
KARL STORZ SE & Co. KG | المانيا | Germany | ME0000003576SFDAA00007 | Needle | Needle
KARL STORZ SE & Co. KG | المانيا | Germany | ME0000003576SFDAA00008 | Notcher | Notcher
KARL STORZ SE & Co. KG | المانيا | Germany | ME0000003576SFDAA00009 | Reducer | Reducer
KARL STORZ SE & Co. KG | المانيا | Germany | ME0000003576SFDAA00010 | Water Bottle | Water Bottle
KARL STORZ SE & Co. KG | المانيا | Germany | ME0000003576SFDAA00011 | Tray | Tray
Aesculap AG | المانيا | Germany | ME0000000908SFDAA00063 | RICHARDSON-EASTMAN | RETRACTOR
Aesculap AG | المانيا | Germany | ME0000000908SFDAA00064 | RICHARDSON-EASTMAN RETRAC | RETRACTOR
Aesculap AG | المانيا | Germany | ME0000000908SFDAA00065 | ROUX RTRCTR | RETRACTOR
Aesculap AG | المانيا | Germany | ME0000000908SFDAA00066 | ROUX RETR S-SHP | RETRACTOR
Aesculap AG | المانيا | Germany | ME0000000908SFDAA00067 | SAUERBRUCH RETRACTORSOLID | RETRACTOR
Aesculap AG | المانيا | Germany | ME0000000908SFDAA00068 | STRUCK INFANT RIB SPREADER COMPLETE | Spreader / retractor
Aesculap AG | المانيا | Germany | ME0000000908SFDAA00069 | SIMON VAGINAL RETR | RETRACTOR
Aesculap AG | المانيا | Germany | ME0000000908SFDAA00070 | ST MARK PELVIS RET | RETRACTOR
Aesculap AG | المانيا | Germany | ME0000000908SFDAA00071 | ST.BARTS BLUNT HOOK | Hook
Aesculap AG | المانيا | Germany | ME0000000908SFDAA00072 | STRANDELL-STILLE RETRACTOR | RETRACTOR
Aesculap AG | المانيا | Germany | ME0000000908SFDAA00073 | FREER DOUBLE-HOOK | Hook
Aesculap AG | المانيا | Germany | ME0000000908SFDAA00074 | JOSEPH SKIN HOOK | Hook
Aesculap AG | المانيا | Germany | ME0000000908SFDAA00075 | KLEINERT-KUTZ SKN HooK | Hook
Aesculap AG | المانيا | Germany | ME0000000908SFDAA00076 | PLESTER FOOTPLATE HOOK | Hook
KARL STORZ SE & Co. KG | المانيا | Germany | ME0000003576SFDAA00012 | Container | Container
Maquet GmbH | المانيا | Germany | ME0000003539SFDAA00018 | Device For Spinal Surgery | Kneeling Frame
Maquet GmbH | المانيا | Germany | ME0000003539SFDAA00019 | Buttock Support | body support
Maquet GmbH | المانيا | Germany | ME0000003539SFDAA00020 | Transporter | Transporter
Maquet GmbH | المانيا | Germany | ME0000003539SFDAA00021 | IR Remote Control | Hand Held Control Devices
Maquet GmbH | المانيا | Germany | ME0000003539SFDAA00022 | Back Plate | Back Posturing Devices seat plate extensions
Maquet GmbH | المانيا | Germany | ME0000003539SFDAA00023 | Leg Plates | Leg Plates
Maquet GmbH | المانيا | Germany | ME0000003539SFDAA00024 | Pelvic Extension | Back Posturing Devices seat plate extensions
Maquet GmbH | المانيا | Germany | ME0000003539SFDAA00025 | Carbon Fibre Table Top MAGNUS | Carbon Fibre
Maquet GmbH | المانيا | Germany | ME0000003539SFDAA00026 | Accessory Adapter | Adapter
Maquet GmbH | المانيا | Germany | ME0000003539SFDAA00027 | Leg Holder | Leg Support Side Rail
Maquet GmbH | المانيا | Germany | ME0000003539SFDAA00028 | Infusion Stand | Infusion Stand
Maquet GmbH | المانيا | Germany | ME0000003539SFDAA00029 | Foot plate | body support
Maquet GmbH | المانيا | Germany | ME0000003539SFDAA00030 | Body Strap | Straps
Maquet GmbH | المانيا | Germany | ME0000003539SFDAA00031 | Extension plate | Extension
Maquet GmbH | المانيا | Germany | ME0000003539SFDAA00032 | Head Rest Adapter | Head Rest Head Support
Maquet GmbH | المانيا | Germany | ME0000003539SFDAA00033 | operating table | Meera ST
Maquet GmbH | المانيا | Germany | ME0000003539SFDAA00034 | MEERA | OR Table
Maquet GmbH | المانيا | Germany | ME0000003539SFDAA00035 | Carbon Fibre Back Plate | Back Posturing Devices seat plate extensions
Maquet GmbH | المانيا | Germany | ME0000003539SFDAA00036 | pelvis plaster cast device | Extension
KARL STORZ SE & Co. KG | المانيا | Germany | ME0000003576SFDAA00013 | Plastic Container | Container for Sterilization
KARL STORZ SE & Co. KG | المانيا | Germany | ME0000003576SFDAA00014 | Wire Tray f. Cleaning, 290x60x52mm | Tray
KARL STORZ SE & Co. KG | المانيا | Germany | ME0000003576SFDAA00015 | Wire Tray | Wire Tray
KARL STORZ SE & Co. KG | المانيا | Germany | ME0000003576SFDAA00016 | Headband-Set for Navigation, single use | headband for navigation
Maquet GmbH | المانيا | Germany | ME0000003539SFDAA00037 | Guiding Bar | Extension Bar
Maquet GmbH | المانيا | Germany | ME0000003539SFDAA00038 | Traction Boots | Extension
Maquet GmbH | المانيا | Germany | ME0000003539SFDAA00039 | Horseshoe shaped head rest | Head Rest Head Support
Maquet GmbH | المانيا | Germany | ME0000003539SFDAA00040 | Leg Plates Pair | Leg Plates
Maquet GmbH | المانيا | Germany | ME0000003539SFDAA00041 | Foot plate | body support
KARL STORZ SE & Co. KG | المانيا | Germany | ME0000003576SFDAA00017 | Bipolar High Frequency Cord | HF Cable
KARL STORZ SE & Co. KG | المانيا | Germany | ME0000003576SFDAA00018 | Sealing Cap | Sealing Cap
Aesculap AG | المانيا | Germany | ME0000000908SFDAA00078 | CASPAR EXPLOR.HOOK | Hook
Aesculap AG | المانيا | Germany | ME0000000908SFDAA00079 | BLADES | N/A | surgical blade
KARL STORZ SE & Co. KG | المانيا | Germany | ME0000003576SFDAA00019 | Headband, fully adjustable | Headband
KARL STORZ SE & Co. KG | المانيا | Germany | ME0000003576SFDAA00020 | Headlight, suspension | Headlight, U shaped suspension
KARL STORZ SE & Co. KG | المانيا | Germany | ME0000003576SFDAA00021 | Pylorotome, size 3 mm | Scalpel, reusable
KARL STORZ SE & Co. KG | المانيا | Germany | ME0000003576SFDAA00022 | TAN Endotome, size 3 mm | Scalpel, reusable
Aesculap AG | المانيا | Germany | ME0000000908SFDAA00080 | FORCEPS | N/A | Neurosurgical Instruments
Maquet GmbH | المانيا | Germany | ME0000003539SFDAA00042 | Extension device | Extension
Maquet GmbH | المانيا | Germany | ME0000003539SFDAA00043 | Leg Plates | Leg Plates
Maquet GmbH | المانيا | Germany | ME0000003539SFDAA00044 | Magnus OR Table Column | System Column
Maquet GmbH | المانيا | Germany | ME0000003539SFDAA00045 | Table Top | Table Top
Maquet GmbH | المانيا | Germany | ME0000003539SFDAA00046 | Leg Plates | Leg Plates
Maquet GmbH | المانيا | Germany | ME0000003539SFDAA00047 | IR Remote Control | Cable Connected Hand Control
Maquet GmbH | المانيا | Germany | ME0000003539SFDAA00048 | Seat Plate Extention | Back Posturing Devices seat plate extensions
Maquet GmbH | المانيا | Germany | ME0000003539SFDAA00049 | Upper Arm Posturing Plate | arm board armrest
Maquet GmbH | المانيا | Germany | ME0000003539SFDAA00050 | Traction Strirrup Clamp for rotation | Devive for mounting extension bar
Maquet GmbH | المانيا | Germany | ME0000003539SFDAA00051 | Knee Positioning device | Device to support patients knee during surgery
Maquet GmbH | المانيا | Germany | ME0000003539SFDAA00052 | Head Rest | head rests radiolucent
KARL STORZ SE & Co. KG | المانيا | Germany | ME0000003576SFDAA00023 | NAV1-Module | Module
KARL STORZ SE & Co. KG | المانيا | Germany | ME0000003576SFDAA00024 | NAV1 electromagnetic Module | electromagnetic Module
KARL STORZ SE & Co. KG | المانيا | Germany | ME0000003576SFDAA00025 | NAV1 electromagnetic Field Generator | electromagnetic Field Generator
Maquet GmbH | المانيا | Germany | ME0000003539SFDAA00053 | Universal Module | Back Posturing Devices seat plate extensions
KARL STORZ SE & Co. KG | المانيا | Germany | ME0000003576SFDAA00026 | Cleaning Adaptor | Cleaning Adaptor
Maquet GmbH | المانيا | Germany | ME0000003539SFDAA00054 | Transporter | Transporter
Maquet GmbH | المانيا | Germany | ME0000003539SFDAA00055 | Corded hand Control | Cable Connected Hand Control
Maquet GmbH | المانيا | Germany | ME0000003539SFDAA00056 | IR Hand Control | Cable Connected Hand Control
Maquet GmbH | المانيا | Germany | ME0000003539SFDAA00057 | Corded Control Device | Hand Held Control Devices
Maquet GmbH | المانيا | Germany | ME0000003539SFDAA00058 | Multipurpose plate for arm surgery | arm board armrest
Maquet GmbH | المانيا | Germany | ME0000003539SFDAA00059 | Table Width Extender | Back Posturing Devices seat plate extensions
Maquet GmbH | المانيا | Germany | ME0000003539SFDAA00060 | PAD | Motor Driven Joint Module
Maquet GmbH | المانيا | Germany | ME0000003539SFDAA00061 | Stationary Charging Station | Stationary Charging Station
Maquet GmbH | المانيا | Germany | ME0000003539SFDAA00062 | Radial setting clamp | Radial setting clamp
Maquet GmbH | المانيا | Germany | ME0000003539SFDAA00063 | Arm Board | Arm Board
Maquet GmbH | المانيا | Germany | ME0000003539SFDAA00064 | Anesthesia Screen Standard | Anesthesia Screen Standard
Maquet GmbH | المانيا | Germany | ME0000003539SFDAA00065 | Body Support | Lateral Support
Maquet GmbH | المانيا | Germany | ME0000003539SFDAA00066 | Connection Fixture | Connection Fixture
Maquet GmbH | المانيا | Germany | ME0000003539SFDAA00067 | Connection Bracket | Connection Bracket
Maquet GmbH | المانيا | Germany | ME0000003539SFDAA00068 | Head rest | Head rest
Maquet GmbH | المانيا | Germany | ME0000003539SFDAA00069 | Arm Support | arm board armrest
Maquet GmbH | المانيا | Germany | ME0000003539SFDAA00070 | Corded Hand Control | Cable Connected Hand Control
Maquet GmbH | المانيا | Germany | ME0000003539SFDAA00071 | Counter traction Post | Extension
Maquet GmbH | المانيا | Germany | ME0000003539SFDAA00072 | Body Strap | Straps
Maquet GmbH | المانيا | Germany | ME0000003539SFDAA00073 | PAD | Pad
KARL STORZ SE & Co. KG | المانيا | Germany | ME0000003576SFDAA00027 | Container | Container
KARL STORZ SE & Co. KG | المانيا | Germany | ME0000003576SFDAA00028 | Tray | Tray
KARL STORZ SE & Co. KG | المانيا | Germany | ME0000003576SFDAA00029 | Adaptor | Adaptor
KARL STORZ SE & Co. KG | المانيا | Germany | ME0000003576SFDAA00030 | Bougie SET | Bougie SET
KARL STORZ SE & Co. KG | المانيا | Germany | ME0000003576SFDAA00031 | Case | Case
KARL STORZ SE & Co. KG | المانيا | Germany | ME0000003576SFDAA00032 | Chisel | Chisel
KARL STORZ SE & Co. KG | المانيا | Germany | ME0000003576SFDAA00033 | Curette | Curette
KARL STORZ SE & Co. KG | المانيا | Germany | ME0000003576SFDAA00034 | Curette | Curette
Maquet GmbH | المانيا | Germany | ME0000003539SFDAA00074 | Padded roll for countertraction post | Padded roll
AKRUS GmbH Co KG | المانيا | Germany | ME0000004033SFDAA00003 | IT 760W.i | Instrument table
Maquet GmbH | المانيا | Germany | ME0000003539SFDAA00075 | Table Width Extension | Table Extension
Maquet GmbH | المانيا | Germany | ME0000003539SFDAA00076 | Rotating and Tilting Clamp | Extension
Maquet GmbH | المانيا | Germany | ME0000003539SFDAA00077 | Adapter for Spine Surgery | frame
Maquet SAS | المانيا | Germany | ME0000004038SFDAA00001 | Meniscus Positioning Device | body support
Maquet GmbH | المانيا | Germany | ME0000003539SFDAA00078 | Mobile Charging Unit | Charging Unit
Maquet GmbH | المانيا | Germany | ME0000003539SFDAA00079 | Head Rest | Head Rest
Maquet GmbH | المانيا | Germany | ME0000003539SFDAA00080 | Transmaquet Transfer unit without window | Patient Transfer Unit
KARL STORZ SE & Co. KG | المانيا | Germany | ME0000003576SFDAA00035 | Instrument Tray | Endoscopy Tray
Aesculap AG | المانيا | Germany | ME0000000908SFDAA00081 | BT483RRICHARDSON RETBLD 65X41MM 250MM | RETRACTOR
KARL STORZ SE & Co. KG | المانيا | Germany | ME0000003576SFDAA00036 | Tray | Dr.-Karl-Storz-Straße 34 78532 Tuttlingen Germany Endocsopy Trays
KARL STORZ SE & Co. KG | المانيا | Germany | ME0000003576SFDAA00037 | E-Box | E-Box for flex. Single-Use Endoscopes
Maquet GmbH | المانيا | Germany | ME0000003539SFDAA00081 | Humerus Positioning Device | Extension
Maquet GmbH | المانيا | Germany | ME0000003539SFDAA00082 | Weinberger arm restraint cuff | Extension
Maquet GmbH | المانيا | Germany | ME0000003539SFDAA00083 | Shoulder Support | body support
Maquet GmbH | المانيا | Germany | ME0000003539SFDAA00084 | Body Supports | body support
KARL STORZ SE & Co. KG | المانيا | Germany | ME0000003576SFDAA00038 | Dilator | Dilator
KARL STORZ SE & Co. KG | المانيا | Germany | ME0000003576SFDAA00039 | Elevator | Elevator
KARL STORZ SE & Co. KG | المانيا | Germany | ME0000003576SFDAA00040 | Footplate Hook | Footplate Hook
KARL STORZ SE & Co. KG | المانيا | Germany | ME0000003576SFDAA00041 | Guide Rod | Guide Rod
KARL STORZ SE & Co. KG | المانيا | Germany | ME0000003576SFDAA00042 | Forceps | Forceps
Maquet GmbH | المانيا | Germany | ME0000003539SFDAA00085 | Head Support for Shoulder Operations | Head Rest Head Support
Maquet GmbH | المانيا | Germany | ME0000003539SFDAA00086 | Support bar | support bar
Maquet GmbH | المانيا | Germany | ME0000003539SFDAA00087 | Fixture for body Support | body support
Maquet GmbH | المانيا | Germany | ME0000003539SFDAA00088 | Arm Restraint Cuff | arm board armrest
KARL STORZ SE & Co. KG | المانيا | Germany | ME0000003576SFDAA00043 | Forceps | Forceps
KARL STORZ SE & Co. KG | المانيا | Germany | ME0000003576SFDAA00044 | Handle Sleeve | Handpiece, surgical
KARL STORZ SE & KO. KG | المانيا | Germany | ME0000004039SFDAA00001 | Forceps | Airway Foreign Body Removal Forceps, Emergency
KARL STORZ SE & KO. KG | المانيا | Germany | ME0000004039SFDAA00002 | Tube Holder | Tube, oesophageal
KARL STORZ SE & Co. KG | المانيا | Germany | ME0000003576SFDAA00045 | Image 1 Camera Control Unit | Endoscopy Camera
KARL STORZ SE & Co. KG | المانيا | Germany | ME0000003576SFDAA00046 | Forceps | Forceps
KARL STORZ SE & Co. KG | المانيا | Germany | ME0000003576SFDAA00047 | Forceps | Forceps
KARL STORZ SE & Co. KG | المانيا | Germany | ME0000003576SFDAA00048 | Forceps | Forceps
KARL STORZ SE & Co. KG | المانيا | Germany | ME0000003576SFDAA00049 | Forceps | Forceps
KARL STORZ SE & Co. KG | المانيا | Germany | ME0000003576SFDAA00050 | Metal Handle, without ratchet | Handle
KARL STORZ SE & Co. KG | المانيا | Germany | ME0000003576SFDAA00051 | MediaFIT Forceps Insert | Forceps Insert
KARL STORZ SE & Co. KG | المانيا | Germany | ME0000003576SFDAA00052 | MediaFIT Biopsy Forceps Insert | Forceps Insert
KARL STORZ SE & Co. KG | المانيا | Germany | ME0000003576SFDAA00053 | MediaFIT Forceps Insert for Biopsy | Forceps Insert
Maquet GmbH | المانيا | Germany | ME0000003539SFDAA00089 | Gel pad | Gel Pads
Maquet GmbH | المانيا | Germany | ME0000003539SFDAA00090 | Horse shoe Head Rest | Head Rest Head Support
KARL STORZ SE & Co. KG | المانيا | Germany | ME0000003576SFDAA00054 | Bougie | Surgical Instruement for Microscopic / Endoscopic Surgery
MAVIG GmbH | المانيا | Germany | ME0000003301SFDAA00004 | portegra 2 | X-Ray Radiation Shield
KARL STORZ SE CO.KG | المانيا | Germany | ME0000004040SFDAA00001 | Adaptor | Irrigation Adaptor
KARL STORZ SE & Co. KG | المانيا | Germany | ME0000003576SFDAA00055 | Handle | Handle
KARL STORZ SE & Co. KG | المانيا | Germany | ME0000003576SFDAA00056 | Knife | Knife
KARL STORZ SE & Co. KG | المانيا | Germany | ME0000003576SFDAA00057 | Hook | Hook
KARL STORZ SE & Co. KG | المانيا | Germany | ME0000003576SFDAA00058 | Mallet | Mallet
KARL STORZ SE & Co. KG | المانيا | Germany | ME0000003576SFDAA00059 | Needle | Needle
KARL STORZ SE & Co. KG | المانيا | Germany | ME0000003576SFDAA00060 | Pick | Pick
KARL STORZ SE & Co. KG | المانيا | Germany | ME0000003576SFDAA00061 | Pick | Pick
KARL STORZ SE & Co. KG | المانيا | Germany | ME0000003576SFDAA00062 | Rack | Rack
KARL STORZ SE & Co. KG | المانيا | Germany | ME0000003576SFDAA00063 | Raspatory | Raspatory
KARL STORZ SE & Co. KG | المانيا | Germany | ME0000003576SFDAA00064 | Scissors | Scissors
KARL STORZ SE & Co. KG | المانيا | Germany | ME0000003576SFDAA00065 | Protection Tube | Protection Tube
KARL STORZ SE & Co. KG | المانيا | Germany | ME0000003576SFDAA00066 | Guide Wire | Guide Wire
KARL STORZ SE & Co. KG | المانيا | Germany | ME0000003576SFDAA00067 | Forceps | Forceps
KARL STORZ SE & Co. KG | المانيا | Germany | ME0000003576SFDAA00068 | Scissors | Scissors
KARL STORZ SE & Co. KG | المانيا | Germany | ME0000003576SFDAA00069 | Leakage Tester | Leakage Tester
Maquet GmbH | المانيا | Germany | ME0000003539SFDAA00091 | Modification Kit | Retrofit kit
Maquet GmbH | المانيا | Germany | ME0000003539SFDAA00092 | Arm Rest for lateral postioning | Arm Rest for lateral postioning
Maquet GmbH | المانيا | Germany | ME0000003539SFDAA00093 | Arm Rest for beach chair position | Arm Rest for beach chair position
Maquet GmbH | المانيا | Germany | ME0000003539SFDAA00094 | Trimano Elbow counter traction post | Trimano Elbow counter traction post
MAVIG GmbH | المانيا | Germany | ME0000003301SFDAA00005 | Portegra2 360 Ceiling Coulmn 1000mm | Portegra2 Ceiling Suspension Systems
MAVIG GmbH | المانيا | Germany | ME0000003301SFDAA00006 | MaviG | X-Ray Lower Body Protection
KARL STORZ SE & Co. KG | المانيا | Germany | ME0000003576SFDAA00070 | Isolation Transformer | Accessories for Equipment Carts
KARL STORZ SE & Co. KG | المانيا | Germany | ME0000003576SFDAA00071 | Infusion Rod | IV Pole
KARL STORZ SE & Co. KG | المانيا | Germany | ME0000003576SFDAA00072 | Holding Arm | Monitor Holder
KARL STORZ SE & Co. KG | المانيا | Germany | ME0000003576SFDAA00073 | Earth leakage monitor 200V - 240V | Earth Leakage Monitor
KARL STORZ SE & Co. KG | المانيا | Germany | ME0000003576SFDAA00074 | Beam Package | Beam package, equipment cart
KARL STORZ SE & Co. KG | المانيا | Germany | ME0000003576SFDAA00075 | Clamping Jaw | Clamping Jaw, universal
KARL STORZ SE & Co. KG | المانيا | Germany | ME0000003576SFDAA00076 | Sheath Insert | Sheath Insert
KARL STORZ SE & Co. KG | المانيا | Germany | ME0000003576SFDAA00077 | Fascial Closure Instrument | Fascial Closure Instrument,2.8mm, 17cm
KARL STORZ SE & Co. KG | المانيا | Germany | ME0000003576SFDAA00078 | Clamp | STRAUSS Meatus Clamp
KARL STORZ SE & Co. KG | المانيا | Germany | ME0000003576SFDAA00079 | Knot Tier | Knot Tier
KARL STORZ SE & Co. KG | المانيا | Germany | ME0000003576SFDAA00080 | Chest Support. | NEGUS Chest Support.
KARL STORZ SE & Co. KG | المانيا | Germany | ME0000003576SFDAA00081 | Cholangiography Catheter Guide | Catheter Guide
KARL STORZ SE & Co. KG | المانيا | Germany | ME0000003576SFDAA00082 | Cleaning Adaptor | Cleaning Adaptor for Working Channel
KARL STORZ SE & Co. KG | المانيا | Germany | ME0000003576SFDAA00083 | Bottle Stand | Bottle Stand, for bottle 5 l
KARL STORZ SE & Co. KG | المانيا | Germany | ME0000003576SFDAA00084 | CASTROVIEJO Caliper, 8 cm | CASTROVIEJO Caliper, 8 cm
KARL STORZ SE & Co. KG | المانيا | Germany | ME0000003576SFDAA00085 | Cannula | Puncture Cannula
KARL STORZ SE & Co. KG | المانيا | Germany | ME0000003576SFDAA00086 | Headband for Navigation, single use | headband for navigation
KARL STORZ SE & Co. KG | المانيا | Germany | ME0000003576SFDAA00087 | Headband for Navigation, reusable | headband for navigation
KARL STORZ SE & Co. KG | المانيا | Germany | ME0000003576SFDAA00088 | EM Patient Tracker | Patient Tracker
KARL STORZ SE & Co. KG | المانيا | Germany | ME0000003576SFDAA00089 | EM Frontal Sinus Curette | Navigated Curette
KARL STORZ SE & Co. KG | المانيا | Germany | ME0000003576SFDAA00090 | EM Antrum Curette | Navigated Curette
KARL STORZ SE & Co. KG | المانيا | Germany | ME0000003576SFDAA00091 | Suction Valve | Suction Valve, reusable
KARL STORZ SE & Co. KG | المانيا | Germany | ME0000003576SFDAA00092 | Channel-Lock | Channel Lock® Tibial Target Guide
KARL STORZ SE & Co. KG | المانيا | Germany | ME0000003576SFDAA00093 | Case | Metal Case
KARL STORZ SE & Co. KG | المانيا | Germany | ME0000003576SFDAA00094 | Scissors | Scissors
KARL STORZ SE & Co. KG | المانيا | Germany | ME0000003576SFDAA00095 | Clamping Jaw | Clamp
KARL STORZ SE & Co. KG | المانيا | Germany | ME0000003576SFDAA00096 | Articulated Stand | Mechanical Holding System
KARL STORZ SE & Co. KG | المانيا | Germany | ME0000003576SFDAA00098 | Socket | Socket, to clamp to the OR table
Aesculap AG | المانيا | Germany | ME0000000908SFDAA00082 | Kidney Tray | Tray
Aesculap AG | المانيا | Germany | ME0000000908SFDAA00083 | ALM RETRACTOR | Retractor
KARL STORZ SE & Co. KG | المانيا | Germany | ME0000003576SFDAA00099 | Guide | C-MAC® GUIDE
KARL STORZ SE & Co. KG | المانيا | Germany | ME0000003576SFDAA00100 | Connecting Cable | C-MAC Connecting Cable
Aesculap AG | المانيا | Germany | ME0000000908SFDAA00084 | MEYERDING RETR W/TEETH | RETRACTOR
Aesculap AG | المانيا | Germany | ME0000000908SFDAA00085 | MEYERDING RETRCTRW/TEETH | RETRACTOR
Aesculap AG | المانيا | Germany | ME0000000908SFDAA00086 | MIOS HIP RETRACTOR | RETRACTOR
Aesculap AG | المانيا | Germany | ME0000000908SFDAA00087 | RAGNELL DB.WOUND HOOK5X3/14X6.3MM | Hook
Aesculap AG | المانيا | Germany | ME0000000908SFDAA00088 | ROLLET RETRACTOR | RETRACTOR
Aesculap AG | المانيا | Germany | ME0000000908SFDAA00089 | ROUX RETRACTOR | RETRACTOR
Aesculap AG | المانيا | Germany | ME0000000908SFDAA00090 | SENN-MILLER RECTOR | RETRACTOR
Aesculap AG | المانيا | Germany | ME0000000908SFDAA00091 | US-ARMY RETRAC | RETRACTOR
KARL STORZ SE & Co. KG | المانيا | Germany | ME0000003576SFDAA00101 | Forceps | Forceps
KARL STORZ SE & Co. KG | المانيا | Germany | ME0000003576SFDAA00102 | Cotton Carrier | Applicator
KARL STORZ SE & Co. KG | المانيا | Germany | ME0000003576SFDAA00103 | Cone | Cone
KARL STORZ SE & Co. KG | المانيا | Germany | ME0000003576SFDAA00104 | Instrument Port | Instrument Port
KARL STORZ SE & Co. KG | المانيا | Germany | ME0000003576SFDAA00105 | Currette | Currette
KARL STORZ SE & Co. KG | المانيا | Germany | ME0000003576SFDAA00106 | Cotton Applicator | Cotton Applicator, standard model, 13 cm
KARL STORZ SE & Co. KG | المانيا | Germany | ME0000003576SFDAA00107 | Crusher | Bone Crusher
Aesculap AG | المانيا | Germany | ME0000000908SFDAA00092 | VOLKMAN RETR2-PRGSEMI | RETRACTOR
Aesculap AG | المانيا | Germany | ME0000000908SFDAA00093 | VOLKMANN RETR4 | RETRACTOR
Aesculap AG | المانيا | Germany | ME0000000908SFDAA00094 | VOLKMANN RETR1 | RETRACTOR
KARL STORZ SE & Co. KG | المانيا | Germany | ME0000003576SFDAA00108 | Kidney-Shaped Dressing Tray | Dressing Tray
Aesculap AG | المانيا | Germany | ME0000000908SFDAA00095 | BEYER BONE RONGEUR | Rongeur
Aesculap AG | المانيا | Germany | ME0000000908SFDAA00096 | BOEHLER BONE-CUTTING FORCEPS | Forceps
Aesculap AG | المانيا | Germany | ME0000000908SFDAA00097 | FRIEDMAN MCRO RNGRSSTR | Rongeur
Aesculap AG | المانيا | Germany | ME0000000908SFDAA00098 | GILLIES SKIN HOOK SHARP | Hook
Aesculap AG | المانيا | Germany | ME0000000908SFDAA00099 | LEKSELL RONG FCPSDBACT | Rongeur Forceps
Aesculap AG | المانيا | Germany | ME0000000908SFDAA00100 | MICRO RONGEURCVD1.3MMX20MM BITE 140MM | Rongeur
Aesculap AG | المانيا | Germany | ME0000000908SFDAA00101 | REILL CUTTERF/WIRE CLOSE BONE2/1.5/175MM | wire cutter
Aesculap AG | المانيا | Germany | ME0000000908SFDAA00102 | RIGHT ANGLE CLAMP | clamp
Aesculap AG | المانيا | Germany | ME0000000908SFDAA00103 | ROETTGEN-RUSKIN BONE RONGEUR | Rongeur
Aesculap AG | المانيا | Germany | ME0000000908SFDAA00104 | RUSKIN BONE RONGEUR CVD | Rongeur
Aesculap AG | المانيا | Germany | ME0000000908SFDAA00105 | WIRE CT PLIERANG F/SOFT-3MM&HARD-2.2MM | N/A | surgical wire cutter
Aesculap AG | المانيا | Germany | ME0000000908SFDAA00106 | WIRE EXTRACT.PLIERS TAPERED JAW180MM | wire holding forceps
KARL STORZ SE & Co. KG | المانيا | Germany | ME0000003576SFDAA00109 | Cup Medicine | Cup Medicine
KARL STORZ SE & Co. KG | المانيا | Germany | ME0000003576SFDAA00110 | Connecting cable | Connecting cable
Aesculap AG | المانيا | Germany | ME0000000908SFDAA00107 | STERILIT POWER SYSTEMS OIL SPRAY | Instrument Lubricant
Maquet GmbH | المانيا | Germany | ME0000003539SFDAA00095 | Foot Switch | Foot Switch
Maquet GmbH | المانيا | Germany | ME0000003539SFDAA00096 | Transfer Board | Transfer Board
Maquet GmbH | المانيا | Germany | ME0000003539SFDAA00097 | Leg Plate | Leg Plate
Maquet GmbH | المانيا | Germany | ME0000003539SFDAA00098 | Magnus Operating Table System | Magnus Operating Table System
Maquet GmbH | المانيا | Germany | ME0000003539SFDAA00099 | Padded Plate for joint module (perineal) | Padded Plate for joint module (perineal)
Maquet GmbH | المانيا | Germany | ME0000003539SFDAA00100 | Magnus carbon fiber table top | Magnus carbon fiber table top
KARL STORZ SE & Co. KG | المانيا | Germany | ME0000003576SFDAA00111 | 40820105 | Navigation Probe | EM Navigation Probe | EM Navigation Probe
KARL STORZ SE & Co. KG | المانيا | Germany | ME0000003576SFDAA00112 | EN Frontal Sinus Probe | Navigation Probe
KARL STORZ SE & Co. KG | المانيا | Germany | ME0000003576SFDAA00113 | EM Endoscope Tracker, universal | Endoscope Tracker
Karl Storz SE & Co.KG | المانيا | Germany | ME0000004046SFDAA00001 | Suction Valve | Suction Valve
Aesculap AG | المانيا | Germany | ME0000000908SFDAA00108 | LABORATORY DISH | LABORATORY DISH
Aesculap AG | المانيا | Germany | ME0000000908SFDAA00109 | AUTO SKIN RETRAC | Retractor
Aesculap AG | المانيا | Germany | ME0000000908SFDAA00110 | BABY-ROUX RETRACTOR | RETRACTOR
Aesculap AG | المانيا | Germany | ME0000000908SFDAA00111 | BABY-SENN-MILLER RECTOR | Retractor
Aesculap AG | المانيا | Germany | ME0000000908SFDAA00112 | CUSHING SADDLE HOOK | Hook
Aesculap AG | المانيا | Germany | ME0000000908SFDAA00113 | KOCHER RETRACTOR 1-PRONG | RETRACTOR
Aesculap AG | المانيا | Germany | ME0000000908SFDAA00114 | LANGENBECK GREEN RETRACTOR | RETRACTOR
Aesculap AG | المانيا | Germany | ME0000000908SFDAA00115 | LANGENBECK RETRACTOR | RETRACTOR
Aesculap AG | المانيا | Germany | ME0000000908SFDAA00116 | MALLET HEATH | N/A | surgical mallet
Aesculap AG | المانيا | Germany | ME0000000908SFDAA00117 | MALLET REMOV-DISCS 340GR.30MM 235MM | Mallet
Aesculap AG | المانيا | Germany | ME0000000908SFDAA00118 | MEAD MALLETREMOV-DISCS 350GR.190MM | N/A | surgical mallet
KARL STORZ SE & Co. KG | المانيا | Germany | ME0000003576SFDAA00114 | High Frequency Cable | Cable
KARL STORZ SE & Co. KG | المانيا | Germany | ME0000003576SFDAA00115 | C-MAC® Pocket Monitor | C-MAC® Pocket Monitor
Maquet GmbH | المانيا | Germany | ME0000003539SFDAA00101 | Transporter | Transporter
Maquet GmbH | المانيا | Germany | ME0000003539SFDAA00102 | Joystick | Joystick
Maquet GmbH | المانيا | Germany | ME0000003539SFDAA00103 | Carbon Fibre Extension Plate | Carbon Fibre Extension Plate
Maquet GmbH | المانيا | Germany | ME0000003539SFDAA00104 | Corded Control Device | Corded Control Device
KARL STORZ SE & Co. KG | المانيا | Germany | ME0000003576SFDAA00116 | Gasket | Set of Gaskets, unsterile
KARL STORZ SE & Co. KG | المانيا | Germany | ME0000003576SFDAA00117 | Gauge | Length Gauge, 23 cm
KARL STORZ SE & Co. KG | المانيا | Germany | ME0000003576SFDAA00118 | Forceps Attachment | SHOULDER PRO® Suture Forceps Attachment
KARL STORZ SE & Co. KG | المانيا | Germany | ME0000003576SFDAA00119 | Forceps Insert | Forceps Insert
KARL STORZ SE & Co. KG | المانيا | Germany | ME0000003576SFDAA00120 | Glass Window Plug | Glass Window Plug, for 24920
KARL STORZ SE & Co. KG | المانيا | Germany | ME0000003576SFDAA00121 | Guiding Instrument | Ala Guiding Instrument for 488065B
KARL STORZ SE & Co. KG | المانيا | Germany | ME0000003576SFDAA00122 | Half shell | Half-shell Set
KARL STORZ SE & Co. KG | المانيا | Germany | ME0000003576SFDAA00123 | Illumination Head | Illumination Head, w/o glass window plug
KARL STORZ SE & Co. KG | المانيا | Germany | ME0000003576SFDAA00124 | Forceps Insert | Forceps Insert
Maquet GmbH | المانيا | Germany | ME0000003539SFDAA00105 | Yuno II Mobile operating Table | Mobile operating Table
Aesculap AG | المانيا | Germany | ME0000000908SFDAA00119 | ADSON FORCEPS | Forceps
Aesculap AG | المانيا | Germany | ME0000000908SFDAA00120 | ADSON TS FCPS FEN-HDL | Forceps
Aesculap AG | المانيا | Germany | ME0000000908SFDAA00121 | ALLIS FORCEPS | Forceps
Aesculap AG | المانيا | Germany | ME0000000908SFDAA00122 | BABY CRILE FORCEPS | Forceps
KARL STORZ SE & Co. KG | المانيا | Germany | ME0000003576SFDAA00125 | Retractor | Retractor
KARL STORZ SE & Co. KG | المانيا | Germany | ME0000003576SFDAA00126 | Knife | Knife
KARL STORZ SE & Co. KG | المانيا | Germany | ME0000003576SFDAA00127 | Obturator | Obturator
Maquet GmbH | المانيا | Germany | ME0000003539SFDAA00106 | Gel heel pad | Gel heel pad
Maquet GmbH | المانيا | Germany | ME0000003539SFDAA00107 | Calf pad | Calf pad
Maquet GmbH | المانيا | Germany | ME0000003539SFDAA00108 | Gel arm support pad | Gel arm support pad
Maquet GmbH | المانيا | Germany | ME0000003539SFDAA00109 | Gel body roll | Gel body roll
Maquet GmbH | المانيا | Germany | ME0000003539SFDAA00110 | Gel Pad for supine position | Gel Pad for supine position
Maquet GmbH | المانيا | Germany | ME0000003539SFDAA00111 | Gel Pad for prone position | Gel Pad for prone position
Maquet GmbH | المانيا | Germany | ME0000003539SFDAA00112 | Gel Lateral positioner | Gel Lateral positioner
Maquet GmbH | المانيا | Germany | ME0000003539SFDAA00113 | Gel operating table pad | Gel operating table pad
Maquet GmbH | المانيا | Germany | ME0000003539SFDAA00114 | Gel head ring | Gel head ring
Maquet GmbH | المانيا | Germany | ME0000003539SFDAA00115 | Arm Support | Arm Support
Aesculap AG | المانيا | Germany | ME0000000908SFDAA00123 | BABY-ADSON FORCEPS | Forceps
Aesculap AG | المانيا | Germany | ME0000000908SFDAA00124 | BABY-MIXTER FORCEPS | Forceps
Aesculap AG | المانيا | Germany | ME0000000908SFDAA00125 | BACKHAUS TOWEL CLAMP | Clamp
Aesculap AG | المانيا | Germany | ME0000000908SFDAA00126 | BONE HOLDING FORCEPS | Forceps
Aesculap AG | المانيا | Germany | ME0000000908SFDAA00127 | BONNEY TISSUE FORCEPS | Forceps
Aesculap AG | المانيا | Germany | ME0000000908SFDAA00128 | CRILE-WOOD NDLHLDRFINE | Needle Holder
Aesculap AG | المانيا | Germany | ME0000000908SFDAA00129 | DE'BAKEY ATR.FCPS | Forceps
Aesculap AG | المانيا | Germany | ME0000000908SFDAA00130 | DISSECT.FORCEPS MED.WIDE | Needle Holder
Maquet GmbH | المانيا | Germany | ME0000003539SFDAA00116 | Lateral Support | Lateral Support
Maquet GmbH | المانيا | Germany | ME0000003539SFDAA00117 | Anaesthesia Frame | Flexible Anaesthesia Frame
Maquet GmbH | المانيا | Germany | ME0000003539SFDAA00118 | Rigid Head Rest | Rigid Head Rest
Maquet GmbH | المانيا | Germany | ME0000003539SFDAA00119 | Head Rest That can be angled | Head Rest That can be angled
Maquet GmbH | المانيا | Germany | ME0000003539SFDAA00120 | Skull Clamp Holder | Skull Clamp Holder
Aesculap AG | المانيا | Germany | ME0000000908SFDAA00131 | FLAT-NOSED PLIERS PARALLEL | Flat Nosed Pliers
Aesculap AG | المانيا | Germany | ME0000000908SFDAA00132 | FOERSTER SPONGE FCPS | Forceps
Aesculap AG | المانيا | Germany | ME0000000908SFDAA00133 | FORCEPS W/SCREW LOCK | Forceps
Aesculap AG | المانيا | Germany | ME0000000908SFDAA00134 | FORCEPS W/SPEED-LOCKF/BROKEN SCRWS+3MM | Forceps
Aesculap AG | المانيا | Germany | ME0000000908SFDAA00135 | GILLIES TISSUE FORCEPS DEL | Forceps
KARL STORZ SE & Co. KG | المانيا | Germany | ME0000003576SFDAA00128 | EM Shaver Tracker | Shaver Tracker
Aesculap AG | المانيا | Germany | ME0000000908SFDAA00136 | WIRE EXTRACT.PLIERSSHORT TAPERED180MM | wire holding forceps
Aesculap AG | المانيا | Germany | ME0000000908SFDAA00137 | T-HANDLE W/AO-CHUCK | T-Handle
Aesculap AG | المانيا | Germany | ME0000000908SFDAA00138 | T-HANDLE W/TRIANG.CHUCK | T-Handle
Aesculap AG | المانيا | Germany | ME0000000908SFDAA00139 | TRACTION BOW ADJUSTABLE | WIRE TRACTION BOW
Aesculap AG | المانيا | Germany | ME0000000908SFDAA00140 | BOEHLER TRACTION BOW | TRACTION BOW
Aesculap AG | المانيا | Germany | ME0000000908SFDAA00141 | LEMPERT BONE RONGEUR | N/A | surgical instrument
Aesculap AG | المانيا | Germany | ME0000000908SFDAA00142 | RUSKIN BONE-CUTTING FORCEPS CVD | N/A | surgical instrument
Maquet GmbH | المانيا | Germany | ME0000003539SFDAA00121 | Extension Plate | Extension Plate
Maquet GmbH | المانيا | Germany | ME0000003539SFDAA00122 | Carbon fiber back plate | Carbon fiber back plate
Aesculap AG | المانيا | Germany | ME0000000908SFDAA00143 | WIRE CUTTING PLIER | N/A | surgical instrument
Aesculap AG | المانيا | Germany | ME0000000908SFDAA00144 | WIRE EXTRACTION PLIERS | WIRE EXTRACTION PLIERS
Aesculap AG | المانيا | Germany | ME0000000908SFDAA00145 | ADSON CRANIAL RONGEUR STR | Rongeur
Aesculap AG | المانيا | Germany | ME0000000908SFDAA00146 | KLEINERT-KUTZ SKN HK | Hook
KARL STORZ SE & Co. KG | المانيا | Germany | ME0000003576SFDAA00129 | C-MAC® Video Laryngoscope | C-MAC® Video Laryngoscope
KARL STORZ SE & Co. KG | المانيا | Germany | ME0000003576SFDAA00130 | Adaptor | Irrigation Adaptor
KARL STORZ SE & Co. KG | المانيا | Germany | ME0000003576SFDAA00131 | CMOS Video Otoscope | CMOS Video Otoscope
Aesculap AG | المانيا | Germany | ME0000000908SFDAA00147 | Kidney Tray | Tray
KARL STORZ SE & Co. KG | المانيا | Germany | ME0000003576SFDAA00132 | IMAGE1 S HX | Camera head
Aesculap AG | المانيا | Germany | ME0000000908SFDAA00148 | HALSTED-MOSQUITO FORCEPS | Forceps
Aesculap AG | المانيا | Germany | ME0000000908SFDAA00149 | JACOBSON MOSQUITO FCPSX | Forceps
Aesculap AG | المانيا | Germany | ME0000000908SFDAA00150 | KANTROWITZ THORACIC CLAMP | Clamp
Aesculap AG | المانيا | Germany | ME0000000908SFDAA00151 | KIRSCHNER WIRE EXTRACTION PLIER | Flat Nosed Pliers
Aesculap AG | المانيا | Germany | ME0000000908SFDAA00152 | KOCHER-OCHSNER FORCEPS | Forceps
Aesculap AG | المانيا | Germany | ME0000000908SFDAA00153 | MAIER FORCEPS | Forceps
Aesculap AG | المانيا | Germany | ME0000000908SFDAA00154 | MAYO-HEGAR NEEDLE HOLDER | Needle Holder
Aesculap AG | المانيا | Germany | ME0000000908SFDAA00155 | OVERHOLT-GEISS SUTURE FCPS | Forceps
Aesculap AG | المانيا | Germany | ME0000000908SFDAA00156 | REPOSITION FORCEPS | Forceps
Aesculap AG | المانيا | Germany | ME0000000908SFDAA00157 | ROCHESTER-PEAN FORCEPS | Forceps
Aesculap AG | المانيا | Germany | ME0000000908SFDAA00158 | TC CRILE-WOOD NDL HLDR | Needle Holder
Aesculap AG | المانيا | Germany | ME0000000908SFDAA00159 | TC HALSEY NEEDLE HOLDER | Needle Holder
Aesculap AG | المانيا | Germany | ME0000000908SFDAA00160 | TC HEGAR-OLSEN NDL HLDR/SCISS | Needle Holder with Scissor
KARL STORZ SE & Co. KG | المانيا | Germany | ME0000003576SFDAA00133 | Integrated EM Headrest, MAQUET | headrest
KARL STORZ SE & Co. KG | المانيا | Germany | ME0000003576SFDAA00134 | Handle | Handle
KARL STORZ SE & Co. KG | المانيا | Germany | ME0000003576SFDAA00135 | Adaptor | Adaptor
KARL STORZ SE & Co. KG | المانيا | Germany | ME0000003576SFDAA00136 | Attachment | Attachment
KARL STORZ SE & Co. KG | المانيا | Germany | ME0000003576SFDAA00137 | Bougie | Bougie
KARL STORZ SE & Co. KG | المانيا | Germany | ME0000003576SFDAA00138 | Clamp | Clamp
KARL STORZ SE & Co. KG | المانيا | Germany | ME0000003576SFDAA00139 | Container | Container
KARL STORZ SE & Co. KG | المانيا | Germany | ME0000003576SFDAA00140 | Cotton Applicator | Cotton Applicator
KARL STORZ SE & Co. KG | المانيا | Germany | ME0000003576SFDAA00141 | Dissector | Dissector
KARL STORZ SE & Co. KG | المانيا | Germany | ME0000003576SFDAA00142 | Elevator | Elevator
KARL STORZ SE & Co. KG | المانيا | Germany | ME0000003576SFDAA00143 | Foot Plate | Foot Plate
KARL STORZ SE & Co. KG | المانيا | Germany | ME0000003576SFDAA00144 | Foreign Body Basket | Foreign Body Basket
KARL STORZ SE & Co. KG | المانيا | Germany | ME0000003576SFDAA00145 | Gelfoam Press | Gelfoam Press
KARL STORZ SE & Co. KG | المانيا | Germany | ME0000003576SFDAA00146 | Grasper | Grasper
KARL STORZ SE & Co. KG | المانيا | Germany | ME0000003576SFDAA00147 | Handle with Outer Tube | Handle with Outer Tube
KARL STORZ SE & Co. KG | المانيا | Germany | ME0000003576SFDAA00148 | Headrest | Headrest
KARL STORZ SE & Co. KG | المانيا | Germany | ME0000003576SFDAA00149 | Insert | Insert
KARL STORZ SE & Co. KG | المانيا | Germany | ME0000003576SFDAA00150 | Insert Scissors | Insert Scissors
KARL STORZ SE & Co. KG | المانيا | Germany | ME0000003576SFDAA00151 | Insert Tube | Insert Tube
KARL STORZ SE & Co. KG | المانيا | Germany | ME0000003576SFDAA00152 | Urethrotome | Urethrotome
Aesculap AG | المانيا | Germany | ME0000000908SFDAA00161 | TC MAYO-HEGAR NDL HOLDER | Needle Holder
Aesculap AG | المانيا | Germany | ME0000000908SFDAA00162 | TC THUMB FORCEPS | Forceps
Aesculap AG | المانيا | Germany | ME0000000908SFDAA00163 | TISSUE FORCEPS | Forceps
Aesculap AG | المانيا | Germany | ME0000000908SFDAA00164 | UTILITY PLIERS SLIPJOINT | Flat Nosed Pliers
Aesculap AG | المانيا | Germany | ME0000000908SFDAA00165 | VERBRUGGE BONE FCPS | Forceps
Aesculap AG | المانيا | Germany | ME0000000908SFDAA00166 | VERBRUGGE BONE FORCEPS | Forceps
Aesculap AG | المانيا | Germany | ME0000000908SFDAA00167 | VISE GRIP PLIER FLAT-NOSE | Flat Nosed Pliers
Aesculap AG | المانيا | Germany | ME0000000908SFDAA00168 | WEBSTER NEEDLE HOLDER | Needle Holder
KARL STORZ SE & Co. KG | المانيا | Germany | ME0000003576SFDAA00153 | Adaptor | Adaptor
KARL STORZ SE & Co. KG | المانيا | Germany | ME0000003576SFDAA00154 | Tongue Depressor | Tongue Depressor
KARL STORZ SE & Co. KG | المانيا | Germany | ME0000003576SFDAA00155 | Tray | Tray
KARL STORZ SE & Co. KG | المانيا | Germany | ME0000003576SFDAA00156 | Trocar | Trocar
Aesculap AG | المانيا | Germany | ME0000000908SFDAA00169 | WIRE HOLDING FCPSCROSS-GROOVES | Forceps
Aesculap AG | المانيا | Germany | ME0000000908SFDAA00170 | WIRE HOLDING FORCEPS | Forceps
Aesculap AG | المانيا | Germany | ME0000000908SFDAA00171 | DISSECT.FORCEPS | Forceps
Aesculap AG | المانيا | Germany | ME0000000908SFDAA00172 | KOCHER FORCEPS | Forceps
Aesculap AG | المانيا | Germany | ME0000000908SFDAA00173 | TOWEL CLAMP FOR PAPER CLOTHS | Clamp
Aesculap AG | المانيا | Germany | ME0000000908SFDAA00174 | TOWEL CLAMP PAPER DRAPE | Clamp
KARL STORZ SE & Co. KG | المانيا | Germany | ME0000003576SFDAA00157 | C-MAC® Monitor | Endoscopy Monitor
KARL STORZ SE & Co. KG | المانيا | Germany | ME0000003576SFDAA00158 | Insertion Aid | Insertion Aid
KARL STORZ SE & Co. KG | المانيا | Germany | ME0000003576SFDAA00159 | Instrument Guard | Instrument Guard
KARL STORZ SE & Co. KG | المانيا | Germany | ME0000003576SFDAA00160 | Mouth Gag | Mouth Gag
KARL STORZ SE & Co. KG | المانيا | Germany | ME0000003576SFDAA00161 | Wire Bending Die | Wire Bending Die
KARL STORZ SE & Co. KG | المانيا | Germany | ME0000003576SFDAA00162 | Tube | Tube
KARL STORZ SE & Co. KG | المانيا | Germany | ME0000003576SFDAA00163 | Sleeve | Sleeve
KARL STORZ SE & Co. KG | المانيا | Germany | ME0000003576SFDAA00164 | OR1 Smart Screen | OR1 Smart Screen
KARL STORZ SE & Co. KG | المانيا | Germany | ME0000003576SFDAA00165 | Thread Clip | Thread Clip
KARL STORZ SE & Co. KG | المانيا | Germany | ME0000003576SFDAA00166 | Connecting Cable | Connecting Cable
KARL STORZ SE & Co. KG | المانيا | Germany | ME0000003576SFDAA00167 | Cone | Cone
KARL STORZ SE & Co. KG | المانيا | Germany | ME0000003576SFDAA00168 | Dilator | Dilator
KARL STORZ SE & Co. KG | المانيا | Germany | ME0000003576SFDAA00169 | Dissector | Dissector
KARL STORZ SE & Co. KG | المانيا | Germany | ME0000003576SFDAA00170 | Tube | Tube
KARL STORZ SE & Co. KG | المانيا | Germany | ME0000003576SFDAA00171 | Seeker | Seeker
KARL STORZ SE & Co. KG | المانيا | Germany | ME0000003576SFDAA00172 | Dilation Sleeve | Dilation Sleeve
KARL STORZ SE & Co. KG | المانيا | Germany | ME0000003576SFDAA00173 | Bottle Cap | Bottle Cap
KARL STORZ SE & Co. KG | المانيا | Germany | ME0000003576SFDAA00174 | Fixation Block | Fixation Block
KARL STORZ SE & Co. KG | المانيا | Germany | ME0000003576SFDAA00175 | Fixation Clamp | Fixation Clamp
KARL STORZ SE & Co. KG | المانيا | Germany | ME0000003576SFDAA00176 | Flexible Tubing | Flexible Tubing
KARL STORZ SE & Co. KG | المانيا | Germany | ME0000003576SFDAA00177 | Guide Attachment | Guide Attachment
KARL STORZ SE & Co. KG | المانيا | Germany | ME0000003576SFDAA00178 | Guide Wire | Guide Wire
KARL STORZ SE & Co. KG | المانيا | Germany | ME0000003576SFDAA00179 | Hook | Hook
KARL STORZ SE & Co. KG | المانيا | Germany | ME0000003576SFDAA00180 | Knot Pusher | Knot Pusher
KARL STORZ SE & Co. KG | المانيا | Germany | ME0000003576SFDAA00181 | Knot Tier | Knot Tier
KARL STORZ SE & Co. KG | المانيا | Germany | ME0000003576SFDAA00182 | Ligature Attachment | Ligature Attachment
KARL STORZ SE & Co. KG | المانيا | Germany | ME0000003576SFDAA00183 | Light Cable | Light Cable
KARL STORZ SE & Co. KG | المانيا | Germany | ME0000003576SFDAA00184 | Light Carrier | Light Carrier
KARL STORZ SE & Co. KG | المانيا | Germany | ME0000003576SFDAA00185 | Mallet | Mallet
KARL STORZ SE & Co. KG | المانيا | Germany | ME0000003576SFDAA00186 | Magnifier | Magnifier
KARL STORZ SE & Co. KG | المانيا | Germany | ME0000003576SFDAA00187 | Marking Instrument | Marking Instrument
KARL STORZ SE & Co. KG | المانيا | Germany | ME0000003576SFDAA00188 | Sheath | Sheath
KARL STORZ SE & Co. KG | المانيا | Germany | ME0000003576SFDAA00189 | Half Pipe | Half Pipe
KARL STORZ SE & Co. KG | المانيا | Germany | ME0000003576SFDAA00190 | Headband | Headband
Maquet GmbH | المانيا | Germany | ME0000003539SFDAA00123 | Horseshoe Head rest | Horseshoe Head rest
Maquet GmbH | المانيا | Germany | ME0000003539SFDAA00124 | Traction bar with ball joint | Traction bar with ball joint
Maquet GmbH | المانيا | Germany | ME0000003539SFDAA00125 | Traction Bar | Traction Bar
Maquet GmbH | المانيا | Germany | ME0000003539SFDAA00126 | Pair of leg plates | Pair of leg plates
Maquet GmbH | المانيا | Germany | ME0000003539SFDAA00127 | Screw Tension Device | Screw Tension Device
Maquet GmbH | المانيا | Germany | ME0000003539SFDAA00128 | Frame for sterile drape coverage | Frame for sterile drape coverage
Maquet GmbH | المانيا | Germany | ME0000003539SFDAA00129 | Vertical Adjustment | Vertical Adjustment
Maquet GmbH | المانيا | Germany | ME0000003539SFDAA00130 | Universal Remote Control | Universal Remote Control
Maquet GmbH | المانيا | Germany | ME0000003539SFDAA00131 | Pair of leg plates | Pair of leg plates
Maquet GmbH | المانيا | Germany | ME0000003539SFDAA00132 | Magnus Operating Table System | Magnus Operating Table System
Maquet GmbH | المانيا | Germany | ME0000003539SFDAA00133 | Joint Module | Joint Module
Maquet GmbH | المانيا | Germany | ME0000003539SFDAA00134 | Padded plate for joint module (urology) | Padded plate for joint module (urology)
KARL STORZ SE & Co. KG | المانيا | Germany | ME0000003576SFDAA00191 | Outer Tube | Outer Tube
KARL STORZ SE & Co. KG | المانيا | Germany | ME0000003576SFDAA00192 | Perforator | Perforator
KARL STORZ SE & Co. KG | المانيا | Germany | ME0000003576SFDAA00193 | Pick | Pick
KARL STORZ SE & Co. KG | المانيا | Germany | ME0000003576SFDAA00194 | Knife | Knife
KARL STORZ SE & Co. KG | المانيا | Germany | ME0000003576SFDAA00195 | Patellar Saw Template | Patellar Saw Template
KARL STORZ SE & Co. KG | المانيا | Germany | ME0000003576SFDAA00196 | Retainer | Retainer
KARL STORZ SE & Co. KG | المانيا | Germany | ME0000003576SFDAA00197 | Retractor | Retractor
KARL STORZ SE & Co. KG | المانيا | Germany | ME0000003576SFDAA00198 | Rod | Rod
KARL STORZ SE & Co. KG | المانيا | Germany | ME0000003576SFDAA00199 | Rongeur | Rongeur
BSN medical GmbH | المانيا | Germany | ME0000004133SFDAA00001 | Actimove Mitella | Arm support
BSN JOBST GmbH | المانيا | Germany | ME0000004134SFDAA00001 | Jobst Elvarex | Medical Compression Glove
BSN medical GmbH | المانيا | Germany | ME0000004133SFDAA00002 | Actimove EpiSport | Actimove EpiSport
BSN medical GmbH | المانيا | Germany | ME0000004133SFDAA00003 | Tensolastic | Support Bandage
BSN medical GmbH | المانيا | Germany | ME0000004133SFDAA00004 | Actimove Umerus Shoulder Immobiliser | Actimove Umerus Eco
Lohmann and Rauscher International GmbH Co KG | المانيا | Germany | ME0000004588SFDAA00001 | Solvaline N | Wound Dressing
Lohmann & Rauscher International GmbH & Co.KG | المانيا | Germany | ME0000004591SFDAA00001 | Cellacast Splint | Cellacast Splint
Lohmann and Rauscher International GmbH and Co KG | المانيا | Germany | ME0000004592SFDAA00001 | Suprasorb F | Film Dressing
Lohmann and Rauscher International GmbH and Co KG | المانيا | Germany | ME0000004592SFDAA00002 | Rosidal Soft | Foam Bandage
Lohmann & Rauscher International GmbH & Co. KG | المانيا | Germany | ME0000001996SFDAA00095 | Curafix H | Dressing Retention Sheet
BA International ltd | المانيا | Germany | ME0000004661SFDAA00001 | ULTIMATE SPRAY | SPRAY FOR HANDPIECES
Heine Optotechnik GMBH Co KG | المانيا | Germany | ME0000004978SFDAA00001 | K180 OPH OTO Set 4 NT | K180 OPH OTO Set 4 NT
MOLLER WEDEL GMBH and CO KG | المانيا | Germany | ME0000004980SFDAA00001 | Surgical Microscopes | Surgical Microscopes and Accessories
MOLLER WEDEL GMBH and CO KG | المانيا | Germany | ME0000004980SFDAA00002 | Surgical Microscopes | Surgical Microscopes and Accessories
MOLLER WEDEL GMBH and CO KG | المانيا | Germany | ME0000004980SFDAA00003 | Surgical Microscopes | Surgical Microscopes and Accessories
MOLLER WEDEL GMBH and CO KG | المانيا | Germany | ME0000004980SFDAA00004 | Surgical Microscopes | Surgical Microscopes and Accessories
MOLLER WEDEL GMBH and CO KG | المانيا | Germany | ME0000004980SFDAA00005 | Surgical Microscopes | Surgical Microscopes and Accessories
Lohmann & Rauscher International GmbH & Co.KG | المانيا | Germany | ME0000004591SFDAA00002 | PRO-OPHTA® JUNIOR(MINI/MAXI) | Occlusive Adhesive Eye Dressings
Lohmann & Rauscher International GmbH & Co.KG | المانيا | Germany | ME0000004591SFDAA00003 | VARICEX® S Zinc Paste Bandage | Zinc Paste Bandage
pjur group Luxembourg S.A. | المانيا | Germany | ME0000005195SFDAA00001 | pjur med Repair glide | Personal Lubricant |  | مزلق طبي ذو أساس مائي
pjur group Luxembourg S.A. | المانيا | Germany | ME0000005195SFDAA00002 | pjur med PRO LONG Spray Serum | Personal Lubricant |  | مزلق طبي طويل المفعول
pjur group Luxembourg S.A. | المانيا | Germany | ME0000005195SFDAA00003 | pjur med Premium glide | Personal Lubricant |  | مزلق طبي بأساس سيلكون
SIRONA Dental Systems GmbH | المانيا | Germany | ME0000000597SFDAA00085 | Cerec Optispray | Scanspray
SIRONA Dental Systems GmbH | المانيا | Germany | ME0000000597SFDAA00086 | T1 Spray | Lubricants and care products
BRUMABA GmbH & Co. KG | المانيا | Germany | ME0000005339SFDAA00001 | PRIMUS | Surgery Table
SIRONA Dental Systems GmbH | المانيا | Germany | ME0000000597SFDAA00087 | Cerec SW | CAD CAM Software
SIRONA Dental Systems GmbH | المانيا | Germany | ME0000000597SFDAA00090 | inCoris PMMA guide disc 22 | Cerec Guide 2
SIRONA Dental Systems GmbH | المانيا | Germany | ME0000000597SFDAA00091 | Cerec Guide Bloc maxi | Cerec Guide 2
BSN medical GmbH | المانيا | Germany | ME0000004133SFDAA00005 | Actimove Genu Tri-Panel | Actimove Genu Tri-Panel
BSN medical GmbH | المانيا | Germany | ME0000004133SFDAA00006 | Elastomull | First aid gauze/bandage
BSN-JOBST GmbH | المانيا | Germany | ME0000005528SFDAA00001 | Jobst Elvarex | Compression socks
BSN medical GmbH | المانيا | Germany | ME0000004133SFDAA00007 | Jobst Comprifore | Elastic bandage
BSN medical GmbH | المانيا | Germany | ME0000004133SFDAA00008 | Jobst Comprifore | Elastic bandage
BSN medical GmbH | المانيا | Germany | ME0000004133SFDAA00009 | Tensolastic | HEAVY DUTY FOR LIGHT SUPPORT COMPRESSION
BSN medical GmbH | المانيا | Germany | ME0000004133SFDAA00010 | Actimove Genu Eco | Actimove Genu Eco
BSN medical GmbH | المانيا | Germany | ME0000004133SFDAA00011 | Tensolastic | HEAVY DUTY FOR LIGHT SUPPORT COMPRESSION
BSN medical GmbH | المانيا | Germany | ME0000004133SFDAA00012 | Actimove® Mitella | arm sling
BSN medical GmbH | المانيا | Germany | ME0000004133SFDAA00013 | Coverlet Lite | Coverlet Lite
BSN medical GmbH | المانيا | Germany | ME0000004133SFDAA00014 | Coverlet Lite Junior | Coverlet Lite Junior
BSN medical GmbH | المانيا | Germany | ME0000004133SFDAA00015 | Actimove EpiSport | Stocking antioedema leg
BSN medical GmbH | المانيا | Germany | ME0000004133SFDAA00016 | Coverlet Eye Occlusors | Coverlet Eye Occlusors
Endo technik W Griesat GmbH | المانيا | Germany | ME0000005637SFDAA00001 | Bite block with hold strap | Bite block with hold strap
Aesculap AG | المانيا | Germany | ME0000000908SFDAA01904 | 3CMOS ZOOM CAMERA HEAD | 3CMOS ZOOM CAMERA HEAD
Aesculap AG | المانيا | Germany | ME0000000908SFDAA01905 | SMARTVIEW FULL HD 2D CAMERA | CAMERA CONTROL UNIT
Aesculap AG | المانيا | Germany | ME0000000908SFDAA01906 | EV3.0 2D/3D CAMERA | CAMERA CONTROL UNIT
Aesculap AG | المانيا | Germany | ME0000000908SFDAA01907 | LED LIGHT SOURCE | LED LIGHT SOURCE
Aesculap AG | المانيا | Germany | ME0000000908SFDAA01908 | FIBER OPTIC LIGHT CABLE | LIGHT CABLE
Aesculap AG | المانيا | Germany | ME0000000908SFDAA01909 | FullHD CMOS Camera Head | FullHD CMOS Camera Head
Aesculap AG | المانيا | Germany | ME0000000908SFDAA01910 | FLOW50 INSUFFLATOR W/SMOKE EVACUATION | FLOW50 INSUFFLATOR W/SMOKE EVACUATION
Aesculap AG | المانيا | Germany | ME0000000908SFDAA01911 | Eddy 3D Documentation System | Eddy 3D Documentation System
Aesculap AG | المانيا | Germany | ME0000000908SFDAA01912 | BIPOLAR CABLE | BIPOLAR CABLE
Aesculap AG | المانيا | Germany | ME0000000908SFDAA01913 | NEEDLE HOLDER | NEEDLE HOLDER
KIRCHNER and WILHELM GmbH and Co KG | المانيا | Germany | ME0000006250SFDAA00001 | COMBILIGHT | COMBILIGHT
Spiggle and Theis Medizintechnik GmbH | المانيا | Germany | ME0000006249SFDAA00014 | Tuning Forks | Tuning Forks
KIRCHNER and WILHELM GmbH and Co KG | المانيا | Germany | ME0000006250SFDAA00005 | PICCOLIGHT | Ophthalmoscopes Direct
KIRCHNER and WILHELM GmbH and Co KG | المانيا | Germany | ME0000006250SFDAA00006 | Standard Prestige | Stethoscope Mechanical
KIRCHNER and WILHELM GmbH and Co KG | المانيا | Germany | ME0000006250SFDAA00007 | Children Prestige | Stethoscope Mechanical
KIRCHNER and WILHELM GmbH and Co KG | المانيا | Germany | ME0000006250SFDAA00008 | Baby Prestige | Stethoscope Mechanical
KIRCHNER and WILHELM GmbH and Co KG | المانيا | Germany | ME0000006250SFDAA00010 | COMBILIGHT | Otoscopes
KIRCHNER and WILHELM GmbH and Co KG | المانيا | Germany | ME0000006250SFDAA00011 | KaWe Tourniquet Easy Clic | Tourniquets Strap
KIRCHNER and WILHELM GmbH and Co KG | المانيا | Germany | ME0000006250SFDAA00013 | Cliplight Diagnostic Lamp | Light Other
KIRCHNER and WILHELM GmbH and Co KG | المانيا | Germany | ME0000006250SFDAA00014 | Disposable Macintosh Blade | Laryngoscopes Rigid
KIRCHNER and WILHELM GmbH and Co KG | المانيا | Germany | ME0000006250SFDAA00015 | Disposable Miller Blade | Laryngoscopes Rigid
KIRCHNER and WILHELM GmbH and Co KG | المانيا | Germany | ME0000006250SFDAA00017 | Cliplight Diagnostic Lamp LED | Light, Other
KIRCHNER and WILHELM GmbH and Co KG | المانيا | Germany | ME0000006250SFDAA00018 | F O Macintosh Blade | Laryngoscopes Rigid
GEUDER AG | المانيا | Germany | ME0000003714SFDAA00609 | Accessories of Megatron S4 HPS | Accessories of Megatron S4 HPS
BRUMABA GmbH Co KG | المانيا | Germany | ME0000007901SFDAA00001 | Operating Table | Operating Table
Jörg & Sohn GmbH | المانيا | Germany | ME0000007905SFDAA00001 | 3030/Z | Operator’s Stool
Jörg & Sohn GmbH | المانيا | Germany | ME0000007905SFDAA00002 | 22001/3H | Operator’s Stool
Jörg & Sohn GmbH | المانيا | Germany | ME0000007905SFDAA00003 | 11006/3H | Operator’s Stool
STREIFENEDER ORHTO.PRODUCTION | المانيا | Germany | ME0000007908SFDAA00001 | Transtibial Prosthetic Leg Splint | Prosthesis Leg
Streifeneder ortho.production GmbH | المانيا | Germany | ME0000007911SFDAA00001 | Adjustment Core Adapter | Prosthetic components
Streifeneder ortho.production GmbH | المانيا | Germany | ME0000007911SFDAA00002 | Double Adapter | Prosthesis Leg
Streifeneder ortho.production GmbH | المانيا | Germany | ME0000007911SFDAA00003 | Tube Adapter -Aluminum- | Prosthesis Leg
Streifeneder ortho.production GmbH | المانيا | Germany | ME0000007911SFDAA00004 | Tube Clamp Adapter | Prosthesis Leg
Streifeneder ortho.production GmbH | المانيا | Germany | ME0000007911SFDAA00005 | Lamination Anchor | Prosthetic components
Streifeneder ortho.production GmbH | المانيا | Germany | ME0000007911SFDAA00006 | Foot Impression Foam | Foot Orthoses
PRESIDENT DENTAL GmbH | المانيا | Germany | ME0000008127SFDAA00001 | CERAVEST | Alloys for crown and bridgework lead free
PRESIDENT DENTAL GmbH | المانيا | Germany | ME0000008127SFDAA00002 | DUROSIL L | Silicone Impression Material
PRESIDENT DENTAL GmbH | المانيا | Germany | ME0000008127SFDAA00003 | Nowax | Modeling Wax
PRESIDENT DENTAL GmbH | المانيا | Germany | ME0000008127SFDAA00004 | CEMEL | Articulating paper
PRESIDENT DENTAL GmbH | المانيا | Germany | ME0000008127SFDAA00005 | Presigum | Hydrophilic addition silicone
PRESIDENT DENTAL GmbH | المانيا | Germany | ME0000008127SFDAA00006 | DUROSIL S | Silicone Impression Material
PRESIDENT DENTAL GmbH | المانيا | Germany | ME0000008127SFDAA00007 | Nova Tray | Light curing custom tray material
PRESIDENT DENTAL GmbH | المانيا | Germany | ME0000008127SFDAA00008 | PROPHY POWDER | Spearmint flavored sodium bicarbonate powder
SUNRISE MEDICAL GMBH | المانيا | Germany | ME0000008136SFDAA00001 | Manual Wheelchair | Manual Wheelchair |  | يستخدم لمساعدة المرضى وكبار السن في التنقل
SUNRISE MEDICAL GMBH | المانيا | Germany | ME0000008136SFDAA00002 | Power Wheelchair | Power Wheelchair |  | يستخدم لمساعدة المرضى وكبار السن في التنقل
Laboratorium Dr. Deppe GmbH | المانيا | Germany | ME0000008167SFDAA00001 | InstruLube | InstruLube
Invacare Deutschland GmbH | المانيا | Germany | ME0000002298SFDAA00001 | Bora | Motorised Wheelchair
SORG Rollstuhltechnik GmbH CoKG | المانيا | Germany | ME0000008561SFDAA00005 | Mio | Growable Active Wheelchair
Dr. Goos-Suprema GmbH | المانيا | Germany | ME0000008606SFDAA00001 | CAWO FLEX COAT APRON | X-ray Coat Apron
Dr Goos Suprema GmbH | المانيا | Germany | ME0000008607SFDAA00001 | Cawo Flex Thyroid Collar | Protective Thyroid Collars
Dr Goos Suprema GmbH | المانيا | Germany | ME0000008607SFDAA00002 | Cawo Flex X ray Gonad Apron | X ray Gonad Apron
MORSA WACHSWARENFABRIK SALLINGER GMBH | المانيا | Germany | ME0000005857SFDAA00001 | periphery wax | periphery wax
MORSA WACHSWARENFABRIK SALLINGER GMBH | المانيا | Germany | ME0000005857SFDAA00002 | LC MORSA TRAY PLATES – LIGHT-CURING | LC MORSA TRAY PLATES – LIGHT-CURING
MORSA WACHSWARENFABRIK SALLINGER GMBH | المانيا | Germany | ME0000005857SFDAA00003 | MODELLING WAX | MODELLING WAX
MORSA WACHSWARENFABRIK SALLINGER GMBH | المانيا | Germany | ME0000005857SFDAA00004 | BOXING WAX | BOXING WAX
Medi GmbH & Co. KG | المانيا | Germany | ME0000005795SFDAA00008 | mediven 550 arm | mediven 550 arm |  | هذه الجوارب مصممة لتوفير الضغط المناسب على الطرف الذي تم إلباسه للمرضى الذين يعانون من اضطرابات وريدية وليمفاوية
Medi GmbH & Co. KG | المانيا | Germany | ME0000005795SFDAA00017 | mediven forte | mediven forte |  | هذه الجوارب مصممة لتوفير الضغط المناسب على الطرف الذي تم إلباسه للمرضى الذين يعانون من اضطرابات وريدية وليمفاوية
Medi GmbH & Co. KG | المانيا | Germany | ME0000005795SFDAA00019 | mediven mondi | mediven mondi |  | هذه الجوارب مصممة لتوفير الضغط المناسب على الطرف الذي تم إلباسه للمرضى الذين يعانون من اضطرابات وريدية وليمفاوية
Medi GmbH & Co. KG | المانيا | Germany | ME0000005795SFDAA00020 | mediven esprit | mediven esprit |  | هذه الجوارب مصممة لتوفير الضغط المناسب على الطرف الذي تم إلباسه للمرضى الذين يعانون من اضطرابات وريدية وليمفاوية
Medi GmbH & Co. KG | المانيا | Germany | ME0000005795SFDAA00021 | mediven plus | mediven plus |  | هذه الجوارب مصممة لتوفير الضغط المناسب على الطرف الذي تم إلباسه للمرضى الذين يعانون من اضطرابات وريدية وليمفاوية
Medi GmbH & Co. KG | المانيا | Germany | ME0000005795SFDAA00022 | mediven elegance | mediven elegance |  | هذه الجوارب مصممة لتوفير الضغط المناسب على الطرف الذي تم إلباسه للمرضى الذين يعانون من اضطرابات وريدية وليمفاوية
linet spol . s.r.o. | المانيا | Germany | ME0000008836SFDAA00001 | Hospital bed Eleganza 1 | Hospital bed Eleganza 1
Stryker Trauma GmbH | المانيا | Germany | ME0000005428SFDAA00009 | T2 Tibia System Instrument Tray | Instrument tray
Aesculap AG | المانيا | Germany | ME0000000908SFDAA01915 | SENSATION TUMOR GRASPER TOOTHED 2.5/90MM | surgical grasper
Aesculap AG | المانيا | Germany | ME0000000908SFDAA01916 | NOIR MIKRO NEDDLEHOLDER BAY.0.5MM 120MM | Needle Holder
Aesculap AG | المانيا | Germany | ME0000000908SFDAA01917 | MICRO FORCEPS DE'BAKEY | Forceps
Aesculap AG | المانيا | Germany | ME0000000908SFDAA01918 | FEINER ANATOMICA TOOTH FORCEPS UP.ROOTS | Forceps
Aesculap AG | المانيا | Germany | ME0000000908SFDAA01919 | DE'BAKEY ATR.AORTA CLAMP 265MM | Clamp
Aesculap AG | المانيا | Germany | ME0000000908SFDAA01920 | BIRCHER-GANSKE CARTILAGE FRCPSCVD200MM | Forceps
Aesculap AG | المانيا | Germany | ME0000000908SFDAA01921 | ADERER WIRE BENDING PLIERS HEAVY PATTERN | SURGICAL PLIERS
Aesculap AG | المانيا | Germany | ME0000000908SFDAA01922 | DE'BAKEY AORTA ANEURYSM CLAMPCVD330MM | Clamp
Aesculap AG | المانيا | Germany | ME0000000908SFDAA01923 | CUSHING DEL CVD FORCEPS CVD 200MM | Forceps
Aesculap AG | المانيا | Germany | ME0000000908SFDAA01924 | DE'BAKEY ATR.COARCT.CLANG15DG80/240MM | Clamp
Aesculap AG | المانيا | Germany | ME0000000908SFDAA01925 | DBAKY TNGENTIAL CLMP 4.58MM-WIDE270MM | Clamp
Aesculap AG | المانيا | Germany | ME0000000908SFDAA01926 | HEY-GROVES BONE-HLDNG FCPS270MM7.5MM | Forceps
Aesculap AG | المانيا | Germany | ME0000000908SFDAA01927 | HEIFETZ TUMOR FCPSW/TEETH5MM 220MM | Forceps
Aesculap AG | المانيا | Germany | ME0000000908SFDAA01928 | GRASPING FORCEPS ADLERCREUTZ200MM4X5 | Forceps
Aesculap AG | المانيا | Germany | ME0000000908SFDAA01929 | GERALD DIADUST FORCEPS | Forceps
Aesculap AG | المانيا | Germany | ME0000000908SFDAA01930 | GERALD FORCEPS 1MM DE'BAKEY | Forceps
Aesculap AG | المانيا | Germany | ME0000000908SFDAA01931 | ETHMOID FORCEPS ST.BARTS CVD.UP. | Forceps
Aesculap AG | المانيا | Germany | ME0000000908SFDAA01932 | DIADUST MICRO FCPS PLATEAU | Forceps
Aesculap AG | المانيا | Germany | ME0000000908SFDAA01933 | ARTERY FORCEPS CRAFOORD MODIF.240MM | Forceps
Aesculap AG | المانيا | Germany | ME0000000908SFDAA01934 | CUTANEOUS HOOKLETMCINDOE 9MM WI:150MM | HOOK
KARL STORZ SE & Co. KG | المانيا | Germany | ME0000003576SFDAA00216 | Osteotome | Osteotome
KARL STORZ SE & Co. KG | المانيا | Germany | ME0000003576SFDAA00217 | Palpation Probe | Palpation Probe
KARL STORZ SE & Co. KG | المانيا | Germany | ME0000003576SFDAA00218 | Control Unit | Control Unit
KARL STORZ SE & Co. KG | المانيا | Germany | ME0000003576SFDAA00219 | Nasal tip | Nasal tip
KARL STORZ SE & Co. KG | المانيا | Germany | ME0000003576SFDAA00220 | Sponge Holder | Sponge Holder
KARL STORZ SE & Co. KG | المانيا | Germany | ME0000003576SFDAA00221 | Tendon Stripper | Tendon Stripper
KARL STORZ SE & Co. KG | المانيا | Germany | ME0000003576SFDAA00222 | Tendon Thickness Tester | Tendon Thickness Tester
KARL STORZ SE & Co. KG | المانيا | Germany | ME0000003576SFDAA00223 | Tensiometer | Tensiometer
KARL STORZ SE & Co. KG | المانيا | Germany | ME0000003576SFDAA00224 | Mastoid Gouge | Mastoid Gouge
KARL STORZ SE & Co. KG | المانيا | Germany | ME0000003576SFDAA00225 | Scissors | Scissors
KARL STORZ SE & Co. KG | المانيا | Germany | ME0000003576SFDAA00226 | Myoma Fixation Instrument | Myoma Fixation Instrument
KARL STORZ SE & Co. KG | المانيا | Germany | ME0000003576SFDAA00227 | Tonsil Snare | Tonsil Snare
KARL STORZ SE & Co. KG | المانيا | Germany | ME0000003576SFDAA00228 | Loop Applicator | Loop Applicator
KARL STORZ SE & Co. KG | المانيا | Germany | ME0000003576SFDAA00229 | Needle Holder | Needle Holder
KARL STORZ SE & Co. KG | المانيا | Germany | ME0000003576SFDAA00230 | Snare Wire | Snare Wire
KARL STORZ SE & Co. KG | المانيا | Germany | ME0000003576SFDAA00231 | Spatula | Spatula
KARL STORZ SE & Co. KG | المانيا | Germany | ME0000003576SFDAA00232 | Suture Attachment | Suture Attachment
KARL STORZ SE & Co. KG | المانيا | Germany | ME0000003576SFDAA00233 | Suture Cutter | Suture Cutter
BTL Industries Limited | المانيا | Germany | ME0000008843SFDAA00001 | BTL-1100 | Medical Couches
KARL STORZ SE & Co. KG | المانيا | Germany | ME0000003576SFDAA00234 | Stopcock | Stopcock
KARL STORZ SE & Co. KG | المانيا | Germany | ME0000003576SFDAA00235 | Fork | Fork
KARL STORZ SE & Co. KG | المانيا | Germany | ME0000003576SFDAA00236 | Insertion Mandrin | Insertion Mandrin
KARL STORZ SE & Co. KG | المانيا | Germany | ME0000003576SFDAA00237 | Loop | Loop
EIZO GmbH | المانيا | Germany | ME0000008844SFDAA00001 | EX5841-KS | medical grade monitor
Lohmann & Rauscher International GmbH & Co. KG | المانيا | Germany | ME0000001996SFDAA00097 | Velpeau Ligaction City | Velpeau ligaction city
Lohmann & Rauscher International GmbH & Co. KG | المانيا | Germany | ME0000001996SFDAA00098 | Velpeau® Dorsamix®21cm | Velpeau® Dorsamix®21cm
P.J. Dahlhausen & Co. Gmbh | المانيا | Germany | ME0000006296SFDAA00011 | ECG electrodes | Electrode
Siemens Healthcare GmbH | المانيا | Germany | ME0000004546SFDAA00098 | teamplay Images VC30A | teamplay Images
Siemens Healthcare GmbH | المانيا | Germany | ME0000004546SFDAA00099 | syngo Workflow MLR | syngo Workflow MLR
invacare Qutatec operations | المانيا | Germany | ME0000008996SFDAA00001 | Toilet chair lima H263LH273 INVACARE | Mobil Shower and Toilet commode
invacare Qutatec operations | المانيا | Germany | ME0000008996SFDAA00002 | commode Chair Invacare Aquatech | Mobil Shower and Toilet commode
Invacare Deutschland GmbH | المانيا | Germany | ME0000002298SFDAA00002 | TDX SP/SP2 Invacare | Power Wheel chair/Invacare TDX SP
Zimmer GmbH | المانيا | Germany | ME0000009005SFDAA00001 | repositioning top, 22 | Repositioningtop
Zimmer GmbH | المانيا | Germany | ME0000009005SFDAA00002 | Wagner SL Revision®, tray for base instruments, empty | tray for base instruments, empty
Zimmer GmbH | المانيا | Germany | ME0000009005SFDAA00003 | Wagner SL Revision®, insert for tray (base instruments), empty | insert for tray (base instruments), empty
Zimmer GmbH | المانيا | Germany | ME0000009005SFDAA00004 | Wagner SL Revision®, tray for awls, empty | tray for awls, empty
Zimmer GmbH | المانيا | Germany | ME0000009005SFDAA00005 | Wagner SL Revision®, insert for tray for awls, empty | insert for tray for awls, empty
Zimmer GmbH | المانيا | Germany | ME0000009005SFDAA00006 | Wagner SL Revision®, screw for trial stem | screw for trial stem
Zimmer GmbH | المانيا | Germany | ME0000009005SFDAA00007 | Wagner SL Revision@, impactor for stem (lateral) | impactor for stem (lateral)
Zimmer GmbH | المانيا | Germany | ME0000009005SFDAA00008 | plastic top | plastic top
Zimmer GmbH | المانيا | Germany | ME0000009005SFDAA00009 | positioning bar | positioning bar
Zimmer GmbH | المانيا | Germany | ME0000009005SFDAA00010 | osteotome. straight | osteotome. straight
Zimmer GmbH | المانيا | Germany | ME0000009005SFDAA00011 | Wagner SL Revision®, extractor connector, IMT | extractor connector, IMT
Zimmer GmbH | المانيا | Germany | ME0000009005SFDAA00012 | tray for spherical reamer, empty | tray for spherical reamer, empty
Zimmer GmbH | المانيا | Germany | ME0000009005SFDAA00013 | tray for hemispherical reamers, empty | tray for hemispherical reamers, empty
ACL Allround Computerdienst Leipzig GmbH | المانيا | Germany | ME0000002028SFDAA00001 | Full-HD monitor | Full-HD monitor
Zimmer GmbH | المانيا | Germany | ME0000009005SFDAA00014 | Anatomical Shoulder insert for tray, empty | Anatomical Shoulder lnsert (empty) for Tray
Zimmer GmbH | المانيا | Germany | ME0000009005SFDAA00015 | Anatomical Shoulder, tray for rasps, empty | Anatomical Shoulder Tray for rasps (empty)
Zimmer GmbH | المانيا | Germany | ME0000009005SFDAA00016 | Anatomical Shoulder tray for impactor, empty | Anatomical Shoulder Tray for lmpactor (empty)
Zimmer GmbH | المانيا | Germany | ME0000009005SFDAA00017 | Anatomical Shoulder, resection guide | Anatomical Shoulder Resection guide
Zimmer GmbH | المانيا | Germany | ME0000009005SFDAA00018 | Anatomical Shoulder fracture, extention rod | Anatomical Shoulder FX Extension rod
Zimmer GmbH | المانيا | Germany | ME0000009005SFDAA00019 | Anatomical Shoulder, screw | Anatomical Shoulder Screw
Zimmer GmbH | المانيا | Germany | ME0000009005SFDAA00020 | Anatomical Shoulder, thread cutting head | Anatomical Shoulder Thread cutting head
Zimmer GmbH | المانيا | Germany | ME0000009005SFDAA00021 | Anatomical Shoulder, introduction rod | Anatomical Shoulder lntroduction rod
ITD GmbH | المانيا | Germany | ME0000001987SFDAA00010 | IEC-TO-IEC EURO CABLE | IEC-TO-IEC EURO CABLE
ITD GmbH | المانيا | Germany | ME0000001987SFDAA00011 | PIVOT ARMVESA 75 OR 100 250MM | PIVOT ARMVESA 75 OR 100 250MM
ITD GmbH | المانيا | Germany | ME0000001987SFDAA00012 | INSULATION MONITOR UPGRADE KIT | INSULATION MONITOR UPGRADE KIT
ITD GmbH | المانيا | Germany | ME0000001987SFDAA00013 | GAS BOTTLE HOLDER D 145MM 20KG | GAS BOTTLE HOLDER
ITD GmbH | المانيا | Germany | ME0000001987SFDAA00014 | BOTTLE HOLDER D | BOTTLE HOLDER
REGER Medizintechnik GmbH | المانيا | Germany | ME0000001861SFDAA00001 | Bipolar connection cable with pencil | CONNECTION CABLE W/ PNCL SCTN
ITD GmbH | المانيا | Germany | ME0000001987SFDAA00015 | MOUNTING KIT FOR CARRIER ARM | MOUNTING KIT FOR CARRIER ARM
ITD GmbH | المانيا | Germany | ME0000001987SFDAA00016 | Power Cable British Standard 5.0M | Power Cable British Standard
Zimmer GmbH | المانيا | Germany | ME0000009005SFDAA00022 | Anatomical Shoulder, Revision, weight for side hammer | SLIDE HAMMER WEIGHT
Zimmer GmbH | المانيا | Germany | ME0000009005SFDAA00023 | Impactor for humeral stem | IMPACTOR FOR HUMERAL STEM
Zimmer GmbH | المانيا | Germany | ME0000009005SFDAA00024 | Extractor for trial humeral stem | Extractor for trial humeral stem
Zimmer GmbH | المانيا | Germany | ME0000009005SFDAA00025 | clamping chuck for stems (modular) with taper 14/16 | Clamping chuck mod.proth.14/16
Zimmer GmbH | المانيا | Germany | ME0000009005SFDAA00026 | Repositioning top 28 | Repositioning top
Zimmer GmbH | المانيا | Germany | ME0000009005SFDAA00027 | Anatomical Shoulder fracture holder for taper | HOLDER FOR OVAL TAPER - FRACTURE
Zimmer GmbH | المانيا | Germany | ME0000009005SFDAA00028 | Anatomical Shoulder, impactor | IMPACTOR
Zimmer GmbH | المانيا | Germany | ME0000009005SFDAA00029 | Anatomical Shoulder, charging instrument | CHARGING DEVISE
Zimmer GmbH | المانيا | Germany | ME0000009005SFDAA00030 | Anatomical Shoulder fracture, holding forceps | AS FX HOLDING FORCEPS
Zimmer GmbH | المانيا | Germany | ME0000009005SFDAA00031 | Anatomical Shoulder fracture, Allen Key | Allen Key
Zimmer GmbH | المانيا | Germany | ME0000009005SFDAA00032 | Anatomical Shoulder Bigliani/Flatow, extractor instrument for adapter | AS B/F Extractor Instrument for Adaptor
Zimmer GmbH | المانيا | Germany | ME0000009005SFDAA00033 | Anatomical Shoulder, revision, tray, empty | TRAY (EMPTY)
Zimmer GmbH | المانيا | Germany | ME0000009005SFDAA00034 | Anatomical Shoulder, Revision, x-piece | X-PIECE
Zimmer GmbH | المانيا | Germany | ME0000009005SFDAA00035 | Anatomical Shoulder, Revision, head distractor II | HEAD DISTRACTOR II
Zimmer GmbH | المانيا | Germany | ME0000009005SFDAA00036 | Anatomical Shoulder, Revision, humeral stem, impactor / extractor | IMPACTOR / EXTRACTOR HUMERAL STEM
Zimmer GmbH | المانيا | Germany | ME0000009005SFDAA00037 | Anatomical Shoulder, Revision, connector | CONNECTOR
Zimmer GmbH | المانيا | Germany | ME0000009005SFDAA00038 | Anatomical Shoulder, Revision, screw for connector | Screw for connector
Henke-Sass, Wolf Gmbh | المانيا | Germany | ME0000001858SFDAA00002 | Obturator conical blunt for 6mm trocar sheath | Obturator blunt
Zimmer GmbH | المانيا | Germany | ME0000009005SFDAA00039 | hollow reamer for screws | Hollow reeamer f.screws
Zimmer GmbH | المانيا | Germany | ME0000009005SFDAA00040 | connection end with centering pin | Connection end with cent. Pin
Zimmer GmbH | المانيا | Germany | ME0000009005SFDAA00041 | extraction bolt for screw | Extraction bolt
Zimmer GmbH | المانيا | Germany | ME0000009005SFDAA00042 | Extraction screw, conical, for screw | conical d'exctraction screw
Zimmer GmbH | المانيا | Germany | ME0000009005SFDAA00043 | connecting end | Connecting end
Zimmer GmbH | المانيا | Germany | ME0000009005SFDAA00044 | Anatomical Shoulder, Allen screw | ALLEN SCREW
Zimmer GmbH | المانيا | Germany | ME0000009005SFDAA00045 | Anatomical Shoulder, POM-Insert | POM-INSERT
Zimmer GmbH | المانيا | Germany | ME0000009005SFDAA00046 | Anatomical Shoulder, rod, threaded | THREADED ROD
Zimmer GmbH | المانيا | Germany | ME0000009005SFDAA00047 | Anatomical Shoulder, base plate | BASE PLATE
Zimmer GmbH | المانيا | Germany | ME0000009005SFDAA00048 | Anatomical Shoulder, holder for adapter | HOLDER FOR OVAL TAPER
Zimmer GmbH | المانيا | Germany | ME0000009005SFDAA00049 | Anatomical Shoulder, Column | COLUMN
Zimmer GmbH | المانيا | Germany | ME0000009005SFDAA00050 | Anatomical Shoulder, top plate | TOP PLATE
Zimmer GmbH | المانيا | Germany | ME0000009005SFDAA00051 | Anatomical Shoulder, setting instrument for humeral stem | ANATOMICAL HUMERAL STEM SETTING
Zimmer GmbH | المانيا | Germany | ME0000009005SFDAA00052 | Anatomical Shoulder, angle gauge, 135 | ANATOMICAL ANGLE GAUGE
Zimmer GmbH | المانيا | Germany | ME0000009005SFDAA00053 | Anatomical Shoulder, adapter | Anatomical Shoulder Adapter
Zimmer GmbH | المانيا | Germany | ME0000009005SFDAA00054 | assembly forceps | Assembly forceps
Zimmer GmbH | المانيا | Germany | ME0000009005SFDAA00055 | holding forceps | Holding forceps
ITD GmbH | المانيا | Germany | ME0000001987SFDAA00017 | pro-cart | equipment trolley pro-cart
GREINER GmbH | المانيا | Germany | ME0000001401SFDAA00003 | Multiline Next DC | Multiline Next DC chair
Schulke Mayr GmbH | المانيا | Germany | ME0000009090SFDAA00001 | Octenisan wash cap | Octenisan wash cap
Schulke Mayr GmbH | المانيا | Germany | ME0000009091SFDAA00001 | Octenisan wash mitts | Octenisan wash mitts
VBM Medizintechnik GmbH | المانيا | Germany | ME0000006121SFDAA00036 | Endotape | Endotape
VBM Medizintechnik GmbH | المانيا | Germany | ME0000006121SFDAA00037 | Stylet | Stylet
VBM Medizintechnik GmbH | المانيا | Germany | ME0000006121SFDAA00038 | Tracheostomy Necktapes | Tracheostomy Necktapes
VBM Medizintechnik GmbH | المانيا | Germany | ME0000006121SFDAA00039 | Tube Holder | Tube Holder
VBM Medizintechnik GmbH | المانيا | Germany | ME0000006121SFDAA00040 | Infusor | Pressure Infusion Cuffs
Dentsply DeTrey GmbH | المانيا | Germany | ME0000000496SFDAA00005 | Fix Adhesive Liquid | Fix
DENTSPLY De Trey GmbH | المانيا | Germany | ME0000009127SFDAA00001 | Aquasil Putty Soft & Hard | Aquasil putty
Dentsply DeTrey GmbH | المانيا | Germany | ME0000000496SFDAA00006 | Fix Adhesive Aerosol | Fix
Dentsply DeTrey GmbH | المانيا | Germany | ME0000000496SFDAA00007 | Aquasil Bite Refill & Conturation tips(48) | Aquasil Bite
Dentsply DeTrey GmbH | المانيا | Germany | ME0000000496SFDAA00008 | Aquasil hard Putty- Fast set Economy Package | Aquasil putty
MAVIG GmbH | المانيا | Germany | ME0000003301SFDAA00007 | GD60 Extension wide screen | Monitor Suspension System
Trium Analysis Online GmbH | المانيا | Germany | ME0000002284SFDAA00002 | Isolation Device Server -Typ 2 (IDS2) rev.3.0 | Isolation Device Server -Typ 2 (1OS2)
PAR Medizintechnik GmbH & Co. KG | المانيا | Germany | ME0000003327SFDAA00002 | TONOPORT BP CUFF ADULT | blood pressure cuffs
ORTHOMEDICAL GmbH | المانيا | Germany | ME0000009164SFDAA00001 | VARIO Plate&Wire Cutt. Pliers,24cm | surgical instruments
SUNRISE MEDICAL GMBH | المانيا | Germany | ME0000008136SFDAA00004 | Zippie Salsa R2 | Zippie Salsa R2 |  | كرسي كهربائي يساعد على التنقل لذوي الاحتياجات الخاصة
SUNRISE MEDICAL GMBH | المانيا | Germany | ME0000008136SFDAA00005 | Quickie Helium | Helium |  | كرسي متحرك يساعد على التنقل لذوي الإحتياجات الخاصة
SUNRISE MEDICAL GMBH | المانيا | Germany | ME0000008136SFDAA00006 | Quickie Zenon2 | Xenon |  | كرسي متحرك يساعد على التنقل لذوي الاحتياجات الخاصة
SUNRISE MEDICAL GMBH | المانيا | Germany | ME0000008136SFDAA00007 | Zippie YOUNGSTER 3 | Zippie YOUNGSTER 3 |  | كرسي متحرك يساعد على التنقل لذوي الاحتياجات الخاصة أطفال
SUNRISE MEDICAL GMBH | المانيا | Germany | ME0000008136SFDAA00008 | Quickie Life | Life |  | كرسي متحرك يساعد على التنقل لذوي الاحتياجات الخاصة
SUNRISE MEDICAL GMBH | المانيا | Germany | ME0000008136SFDAA00009 | Quickie Xenon2 | Xenon2 |  | كرسي متحرك يساعد على التنقل لذوي الحاجات الخاصة
Heinz Kurz GmbH Medizintechnik | المانيا | Germany | ME0000006535SFDAA00027 | Kurz Precise Cartilage Knife set | cartilage cutter knife
WEVOSYS medical technology GmbH | المانيا | Germany | ME0000006536SFDAA00001 | lingWAVES and components | Software for human voice analysis
Heinz Kurz GmbH Medizintechnik | المانيا | Germany | ME0000006535SFDAA00028 | Cartilage Punch | Cartilage Punch
Heinz Kurz GmbH Medizintechnik | المانيا | Germany | ME0000006535SFDAA00029 | Ventilation Tube Insertion Forceps | Ventilation Tube Insertion Forceps Crocodile forceps
Heinz Kurz GmbH Medizintechnik | المانيا | Germany | ME0000006535SFDAA00030 | Titanium Micro Closing Forceps | Titanium Micro Closing Forceps
Heinz Kurz GmbH Medizintechnik | المانيا | Germany | ME0000006535SFDAA00031 | Titanium Tweezers | Titanium Tweezers
Heinz Kurz GmbH Medizintechnik | المانيا | Germany | ME0000006535SFDAA00032 | Micro Scissors Stainless Steel | Micro Scissors Stainless Steel
Heinz Kurz GmbH Medizintechnik | المانيا | Germany | ME0000006535SFDAA00033 | Sizer For Omega Connector | Sizer For Omega Connector Prosthesis
Heinz Kurz GmbH Medizintechnik | المانيا | Germany | ME0000006535SFDAA00034 | Soft Clip Hook | L shaped Hook
Heinz Kurz GmbH Medizintechnik | المانيا | Germany | ME0000006535SFDAA00035 | Malleus Handle Cavity Bending Pliers | Malleus Handle Cavity Bending Pliers
Heinz Kurz GmbH Medizintechnik | المانيا | Germany | ME0000006535SFDAA00036 | Trocar Handel Stainless steel | Ventilation Tube Hand Applicator
Heinz Kurz GmbH Medizintechnik | المانيا | Germany | ME0000006535SFDAA00037 | Cartilage Forceps Schimanski Design | Cartilage forceps
Heinz Kurz GmbH Medizintechnik | المانيا | Germany | ME0000006535SFDAA00038 | Cutting Forceps StainLess steel | Cutting Forceps Stainless Steel
W. Kromker GmbH | المانيا | Germany | ME0000006563SFDAA00002 | Infusion Bottle Holder | Infusion Bottle Holder
Dragerwerk AG Co KGaA | المانيا | Germany | ME0000009211SFDAA00001 | Set VacuSmart Gel and Tube | Moislinger Allee 5355 Lubeck 23542
Dragerwerk AG Co KGaA | المانيا | Germany | ME0000009211SFDAA00002 | Softbed TI500 | Mattresses
Stryker Trauma GmbH | المانيا | Germany | ME0000005428SFDAA00010 | Reaming Protector | Reaming Protector 161mm
TRUMPF Medizin Systeme GmbH Co. KG | المانيا | Germany | ME0000009225SFDAA00001 | Leg section two parts spreadable H V | Leg section two parts spreadable H V
Philips Medizin Systeme Boblingen GmbH | المانيا | Germany | ME0000009222SFDAA00003 | IntelliVue CL Charging Station | Battery Charger
Philips Medizin Systeme Boblingen GmbH | المانيا | Germany | ME0000009222SFDAA00004 | CBL Reusable EEG Pedi Cup Electrodes | Electroencephalographic lead
Philips Medizin Systeme Boblingen GmbH | المانيا | Germany | ME0000009222SFDAA00005 | EEG Trunk Cable 2.7 meter | Medical Device Electrical Cable
Philips Medical Systems DMC GmbH | المانيا | Germany | ME0000003252SFDAA00012 | Adult NIBP Air Hose 3.0m | Comfort care blood pressure cuffs
Philips Medical Systems DMC GmbH | المانيا | Germany | ME0000003252SFDAA00013 | Neonatal NIBP Air Hose 3.0m | Neonatal Blood Pressure Cuffs
Akrus GmbH and Co KG | المانيا | Germany | ME0000009232SFDAA00001 | AK 480 | Surgeon Chair
Philips Medical Systems DMC GmbH | المانيا | Germany | ME0000003252SFDAA00014 | Reusable Abdominal Belt | "Fetal Belt (Abdominal, Leg, Abdominal/Leg Belt) "
Philips Medical Systems DMC GmbH | المانيا | Germany | ME0000003252SFDAA00016 | Reusable Abdominal Belt | Fetal Belt
TRUMPF Medizin Systeme GmbH Co. KG | المانيا | Germany | ME0000009225SFDAA00002 | Connection Holder With joint Short | Connection Holder With joint Short
Schmitz u. Sohne GmbH & Co. KG | المانيا | Germany | ME0000001208SFDAA00005 | OPX mobilis RC 40 | Operating Table
Stryker Trauma GmbH | المانيا | Germany | ME0000005428SFDAA00011 | Screw Tray | Screw Tray
Stryker Trauma GmbH | المانيا | Germany | ME0000005428SFDAA00012 | DOVETAIL GROMMET | DOVETAIL GROMMET
Stryker Trauma GmbH | المانيا | Germany | ME0000005428SFDAA00013 | GROMMET INSERTER EXTRACTOR | GROMMET INSERTER EXTRACTOR
Stryker Trauma GmbH | المانيا | Germany | ME0000005428SFDAA00014 | Target Device Tibia | T2 Tibia System
Stryker Trauma GmbH | المانيا | Germany | ME0000005428SFDAA00015 | Instrument Tray | T2 Tibia System
Stryker GmbH | المانيا | Germany | ME0000009241SFDAA00001 | Angled Ball Spike | PRO System Angled Ball Spike
Stryker GmbH | المانيا | Germany | ME0000009241SFDAA00002 | Spiked Screw Inserter for 3.5 screws | PRO System Spiked Screw Inserter
Philips Medical Systems DMC GmbH | المانيا | Germany | ME0000003252SFDAA00019 | Reusable Abdominal Belt | Fetal Belt
Medtronic Xomed Inc. | المانيا | Germany | ME0000009243SFDAA00001 | Sharpsite Flexible ENT Scope | Sinus Endoscopy System
Berchtold GmbH & Co. KG | المانيا | Germany | ME0000002949SFDAA00001 | Berchtold Operon Surgical Table | Operon Surgical Table
Schmitz u. Sohne GmbH & Co. KG | المانيا | Germany | ME0000001208SFDAA00006 | Varimed A | Examination Couch
RODENSTOCK Gmbh | المانيا | Germany | ME0000007428SFDAA00001 | Perfalit | SPECTACLE LENS | Ophthalmic lens is a device that corrects the optical sight of the patient
RODENSTOCK Gmbh | المانيا | Germany | ME0000007428SFDAA00002 | Perfalit | SPECTACLE LENS | Ophthalmic lens is a device that corrects the optical sight of the patient
3M Deutschland GmbH | المانيا | Germany | ME0000009274SFDAA00001 | Penta Mixing Tip - Red | Penta Mixing Tip - Red
Berchtold GmbH & Co. KG | المانيا | Germany | ME0000002949SFDAA00002 | Elongation bar for anesthesia screen | Elongation bar for anesthesia screen
Berchtold GmbH & Co. KG | المانيا | Germany | ME0000002949SFDAA00003 | Extension unit, Operon D 750-D 850, EU | Extension unit, Operon D 750-D 850, EU
Berchtold GmbH & Co. KG | المانيا | Germany | ME0000002949SFDAA00004 | Adapter, extension unit, Operon D 750-D 850 | Adapter, extension unit, Operon D 750-D 850
B.Braun Melsungen AG | المانيا | Germany | ME0000003035SFDAA00025 | Perifix Catheter Connector Sleeve | Catheter Connector Sleeve
Berchtold GmbH & Co. KG | المانيا | Germany | ME0000002949SFDAA00005 | Accessory Stand | Accessory Stand
Berchtold GmbH & Co. KG | المانيا | Germany | ME0000002949SFDAA00006 | Anaesthesia screen with radial setting clamp | Anaesthesia screen with radial setting clamp
Berchtold GmbH & Co. KG | المانيا | Germany | ME0000002949SFDAA00007 | Knee crutch (Goepel) | Knee crutch (Goepel)
Berchtold GmbH & Co. KG | المانيا | Germany | ME0000002949SFDAA00008 | TUR module | TUR module
Berchtold GmbH & Co. KG | المانيا | Germany | ME0000002949SFDAA00009 | leg support | leg support
Sporlastic GmbH | المانيا | Germany | ME0000009579SFDAA00001 | Orthoses, Knee | Orthoses, Knee
Sporlastic GmbH | المانيا | Germany | ME0000009579SFDAA00002 | Orthoses, Elbow | Orthoses, Elbow
Sporlastic GmbH | المانيا | Germany | ME0000009579SFDAA00003 | Orthoses, Back | Orthoses, Back
Sporlastic GmbH | المانيا | Germany | ME0000009579SFDAA00004 | Orthoses, Foot/Ankle | Orthoses, Foot/Ankle
Sporlastic GmbH | المانيا | Germany | ME0000009579SFDAA00005 | Supports, Upper-Extremity | Supports, Upper-Extremity
Sporlastic GmbH | المانيا | Germany | ME0000009579SFDAA00006 | Orthoses, Wrist | Orthoses, Wrist
Sporlastic GmbH | المانيا | Germany | ME0000009579SFDAA00007 | Splints, Hand/Finger | Splints, Hand/Finger
Ottobock SE & Co. KGaA | المانيا | Germany | ME0000006161SFDAA00023 | Foot Cosmesis 1C30 | Foot Cosmesis 1C30
Ottobock SE & Co. KGaA | المانيا | Germany | ME0000006161SFDAA00024 | Footshell 1C40 | Footshell 1C40
Ottobock SE & Co. KGaA | المانيا | Germany | ME0000006161SFDAA00025 | Foam Cover | Foam Cover
Ottobock SE & Co. KGaA | المانيا | Germany | ME0000006161SFDAA00038 | MyolinoWrist 2000 | MyolinoWrist 2000
Ottobock SE & Co. KGaA | المانيا | Germany | ME0000006161SFDAA00046 | Foot Adapter | Foot Adapter
Ottobock SE & Co. KGaA | المانيا | Germany | ME0000006161SFDAA00047 | Triton Footshell | Triton Footshell
Ottobock SE & Co. KGaA | المانيا | Germany | ME0000006161SFDAA00048 | Foot Cosmesis | Foot Cosmesis
Ottobock SE & Co. KGaA | المانيا | Germany | ME0000006161SFDAA00049 | Tube with Seat Ring | Tube with Seat Ring
Ottobock SE & Co. KGaA | المانيا | Germany | ME0000006161SFDAA00050 | Knee Cap, reinforced | Knee Cap, reinforced
Ottobock SE & Co. KGaA | المانيا | Germany | ME0000006161SFDAA00055 | Malleo Immobil Night Splint | Malleo Immobil Night Splint
Ottobock SE & Co. KGaA | المانيا | Germany | ME0000006161SFDAA00057 | Skeo | Skeo
Ottobock SE & Co. KGaA | المانيا | Germany | ME0000006161SFDAA00059 | Foam Cover | Foam Cover
Ottobock SE & Co. KGaA | المانيا | Germany | ME0000006161SFDAA00066 | Lamination Anchor | Lamination Anchor
Ottobock SE & Co. KGaA | المانيا | Germany | ME0000006161SFDAA00067 | Socket Adapter w. Pyramid | Socket Adapter w. Pyramid
Ottobock SE & Co. KGaA | المانيا | Germany | ME0000006161SFDAA00069 | Foam Cover | Foam Cover
Ottobock SE & Co. KGaA | المانيا | Germany | ME0000006161SFDAA00070 | System Foot Stirrup | System Foot Stirrup
Ottobock SE & Co. KGaA | المانيا | Germany | ME0000006161SFDAA00082 | Harmony HD | Harmony HD
Ottobock SE & Co. KGaA | المانيا | Germany | ME0000006161SFDAA00086 | Foot Adapter with Thread | Foot Adapter with Thread
Ottobock SE & Co. KGaA | المانيا | Germany | ME0000006161SFDAA00087 | SACH Foot | SACH Foot
Ottobock SE & Co. KGaA | المانيا | Germany | ME0000006161SFDAA00090 | System - Full Stirrup | System - Full Stirrup
Ottobock SE & Co. KGaA | المانيا | Germany | ME0000006161SFDAA00091 | Adapter | Adapter
Ottobock SE & Co. KGaA | المانيا | Germany | ME0000006161SFDAA00093 | Connection Ring | Connection Ring
Ottobock SE & Co. KGaA | المانيا | Germany | ME0000006161SFDAA00097 | Carbon Ankle seven | Carbon Ankle seven
Ottobock SE & Co. KGaA | المانيا | Germany | ME0000006161SFDAA00098 | Side Bar And Joint Head | Side Bar And Joint Head
evonos GmbH & Co.KG | المانيا | Germany | ME0000009596SFDAA00001 | Ear forceps, micro, serrated, straight, size 8 | Ear forceps, micro, serrated, straight, size 8
evonos GmbH & Co.KG | المانيا | Germany | ME0000009596SFDAA00002 | Thumb forceps, for dissection, acc. to Adson, size 120 | Thumb forceps, for dissection, acc. to Adson, size 120
evonos GmbH & Co.KG | المانيا | Germany | ME0000009596SFDAA00003 | Thumb forceps, acc. to Adson, for rhinoplasty, size 120 | Thumb forceps, acc. to Adson, for rhinoplasty, size 120
evonos GmbH & Co.KG | المانيا | Germany | ME0000009596SFDAA00004 | Ear forceps, acc. to Hartmann, with cupped jaws, size 2.5 x 8.5 | Ear forceps, acc. to Hartmann, with cupped jaws, size 2.5 x 8.5
evonos GmbH & Co.KG | المانيا | Germany | ME0000009596SFDAA00005 | Thumb forceps, acc. to Lucae, size 140 | Thumb forceps, acc. to lucae, size 140
evonos GmbH & Co.KG | المانيا | Germany | ME0000009596SFDAA00006 | Needle holder, acc. to Crile-Wood, with tungsten carbide, size 150 | Needle holder, acc. to Crile-Wood, with tungsten carbide, size 150
evonos GmbH & Co.KG | المانيا | Germany | ME0000009596SFDAA00007 | Cotton applicator, acc. to Jobson-Horne, with curette, size 180 | Cotton applicator. acc. to Jobson-Horne, with curette, size 180
evonos GmbH & Co.KG | المانيا | Germany | ME0000009596SFDAA00008 | Ear forceps, acc. to Hartmann, serrated, size 8 | Ear forceps acc to Hartmann, serrated size 8
AQUATEC Operations GmbH | المانيا | Germany | ME0000009704SFDAA00002 | H273 Lima | Mobile shower and toilet commode
Karl Kaps GmbH & Co. KG Schulstrasse | المانيا | Germany | ME0000010143SFDAA00001 | SOM© 4Dent | SOM© 4Dent
ENDO-FLEX GmbH | المانيا | Germany | ME0000010194SFDAA00001 | Cleaning Brushes SU | Cleaning Brushes SU | Cleaning Brushes
ENDO-FLEX GmbH | المانيا | Germany | ME0000010194SFDAA00002 | Biopsy Valves | Biopsy Valves | Biopsy Valves
ENDO-FLEX GmbH | المانيا | Germany | ME0000010194SFDAA00006 | Lithotripsy Basket | Lithotripsy Basket
ENDOFLEX GmbH | المانيا | Germany | ME0000010216SFDAA00001 | Suction Polyp Traps SU | Suction Polyp Traps SU
UFSK-International OSYS Gmbh | المانيا | Germany | ME0000010189SFDAA00001 | Surgeon's chair surgiForce | Surgeon's chair | Surgeon's chair
Spencer Italia Srl | المانيا | Germany | ME0000010220SFDAA00001 | Super blue head immobilizer | Head Immobilizer
JOH. STIEGELMEYER GmbH & Co. KG | المانيا | Germany | ME0000009857SFDAA00001 | Idaro | Baby Trolley
JOH. STIEGELMEYER GmbH & Co. KG | المانيا | Germany | ME0000009857SFDAA00002 | Evario | Hospital bed
JOH. STIEGELMEYER GmbH & Co. KG | المانيا | Germany | ME0000009857SFDAA00003 | Deka | Hospital bed
Spencer Italia Srl | المانيا | Germany | ME0000010220SFDAA00002 | SED Spencer exrication device | Extrication Devices
JOH. STIEGELMEYER GmbH & Co. KG | المانيا | Germany | ME0000009857SFDAA00004 | Mobilo | Stretcher
fazziniS.R.L | المانيا | Germany | ME0000010222SFDAA00001 | ADULT WHEEL CHAIR FOLDABLE | WHEEL CHAIR FOLDABLE
SUNRISE MEDICAL GMBH | المانيا | Germany | ME0000008136SFDAA00010 | Zippie RS Youngster 3 | Manual wheelchair
Sunrise Medical Gmbh Co KG | المانيا | Germany | ME0000010240SFDAA00001 | Quickie Argon 2 | Manual propelled wheelchair |  | كرسي متحرك ذاتي الدفع
Sunrise Medical Gmbh Co KG | المانيا | Germany | ME0000010240SFDAA00002 | Quickie Life R | Manual propelled wheelchair |  | كرسي متحرك ذاتي الدفع
SUNRISE MEDICAL GMBH | المانيا | Germany | ME0000008136SFDAA00011 | Quickie Helium | Manual propelled wheelchair |  | كرسي متحرك ذاتي الدفع
SUNRISE MEDICAL GMBH | المانيا | Germany | ME0000008136SFDAA00012 | Quickie Q500 M Quickie Q500 R Quickie Q500F | Power wheelchair
pjur group Luxembourg S.A. | المانيا | Germany | ME0000005195SFDAA00005 | pjur med PRO LONG Spray Serum | Personal Lubricant |  | مزلق طبي طويل المفعول
Medi-Globe GmbH | المانيا | Germany | ME0000006494SFDAA00001 | ReBite | ReBite
Medi-Globe GmbH | المانيا | Germany | ME0000006494SFDAA00002 | StoneExtraction Basket | StoneExtraction Basket
ROLAN Instruments GmbH | المانيا | Germany | ME0000010549SFDAA00001 | Sphygmanometer | Sphygmanometer
MediGlobe GmbH | المانيا | Germany | ME0000010588SFDAA00001 | Stone Extraction Basket | Stone Extraction Basket
Medi-Globe GmbH | المانيا | Germany | ME0000006494SFDAA00003 | Spray Catheter | Spray Catheter
Medi-Globe GmbH | المانيا | Germany | ME0000006494SFDAA00004 | Polyp Trap | Polyp Trap
Medi-Globe GmbH | المانيا | Germany | ME0000006494SFDAA00005 | Bite Block | Bite Block
Medi-Globe GmbH | المانيا | Germany | ME0000006494SFDAA00006 | Bite Block | Bite Block
Medi-Globe GmbH | المانيا | Germany | ME0000006494SFDAA00007 | E.R.C.P. Catheter | E.R.C.P. Catheter
Medi-Globe GmbH | المانيا | Germany | ME0000006494SFDAA00008 | Foreign Body Retriever | Foreign Body Retriever
MediGlobe GmbH | المانيا | Germany | ME0000010588SFDAA00002 | Biopsy Valve | Biopsy Valve
ROLAN Instruments GmbH | المانيا | Germany | ME0000010549SFDAA00002 | Lexer-Baby | Lexer-Baby
Medi-Globe GmbH | المانيا | Germany | ME0000006494SFDAA00009 | Cleaning Brush | Cleaning Brush
RUDOLF RIESTER GMBH | المانيا | Germany | ME0000009614SFDAA00004 | RI-SCOPE L1 OTOSCOPE HEAD XL 3.5 V | RI-SCOPE L1 OTOSCOPE HEAD XL 3.5 V
RUDOLF RIESTER GMBH | المانيا | Germany | ME0000009614SFDAA00005 | RI-SCOPE OPTHALMOSCOPE HEAD L1 XL 3.5V | RI-SCOPE OPTHALMOSCOPE HEAD L1 XL 3.5V
GUBBEMED INTERNATIONAL GmbH | المانيا | Germany | ME0000010739SFDAA00001 | Operating Table | Surgical Table
novacare GmbH | المانيا | Germany | ME0000001940SFDAA00001 | ASX alternating pressure system | ASX alternating pressure system
RUDOLF MEDICAL GmbH + Co. KG | المانيا | Germany | ME0000011012SFDAA00001 | RUDOLF Scissors | Scissors
Chemische Fabrik Dr. Weigert GmbH & Co. KG | المانيا | Germany | ME0000008795SFDAA00009 | Endohigh Detergent | Endohigh Detergent
medica Medizintechnik GmbH | المانيا | Germany | ME0000011321SFDAA00002 | THERA TRAINER | Rehabilitation therapy device
Hermann Medizitechnik GmbH | المانيا | Germany | ME0000011476SFDAA00002 | Scalpel Handle | Scalpels Handle
MediTop BV | المانيا | Germany | ME0000011477SFDAA00001 | Futurent | ENT FUTURENT
MAVIG GmbH | المانيا | Germany | ME0000003301SFDAA00008 | Radiation Shields | Radiation Shields
Dr. Mach GmbH & Co. KG | المانيا | Germany | ME0000011506SFDAA00001 | Examination Lamp | Examination Lamp
MAVIG GmbH | المانيا | Germany | ME0000003301SFDAA00021 | Storage system | Storage system
E. HAHNENKRATT GmbH | المانيا | Germany | ME0000011818SFDAA00001 | Matrix Retainer Tofflemire Universal | Matrix Retainers
E. HAHNENKRATT GmbH | المانيا | Germany | ME0000011818SFDAA00002 | Mouth Mirrors SEplus | Mouth Mirrors
E. HAHNENKRATT GmbH | المانيا | Germany | ME0000011818SFDAA00003 | Matrixes, Stainless Steel | Matrixes
REDA INSTRUMENTE GMBH | المانيا | Germany | ME0000012108SFDAA00001 | Intestinal Forceps | Surgical Instrument
REDA INSTRUMENTE GMBH | المانيا | Germany | ME0000012108SFDAA00002 | Kidney Bowl | Surgical Instrument
REDA INSTRUMENTE GMBH | المانيا | Germany | ME0000012108SFDAA00003 | Knowles bandage scissor | Surgical Instrument
REDA INSTRUMENTE GMBH | المانيا | Germany | ME0000012108SFDAA00004 | Ligature Scissors | Surgical Instrument
REDA INSTRUMENTE GMBH | المانيا | Germany | ME0000012108SFDAA00005 | Nail Splitting Scissors | Surgical Instrument
REDA INSTRUMENTE GMBH | المانيا | Germany | ME0000012108SFDAA00006 | Nasal Speculum | Surgical Instrument
REDA INSTRUMENTE GMBH | المانيا | Germany | ME0000012108SFDAA00007 | Plaster Spreader | Surgical Instrument
REDA INSTRUMENTE GMBH | المانيا | Germany | ME0000012108SFDAA00008 | Retractor Double | Surgical Instrument
REDA INSTRUMENTE GMBH | المانيا | Germany | ME0000012108SFDAA00009 | Wire basket for standard container | Surgical Instrument
REDA INSTRUMENTE GMBH | المانيا | Germany | ME0000012108SFDAA00010 | Safety Needle | Surgical Instrument
REDA INSTRUMENTE GMBH | المانيا | Germany | ME0000012108SFDAA00011 | Bowl round | Surgical Instrument
REDA INSTRUMENTE GMBH | المانيا | Germany | ME0000012108SFDAA00012 | Ear Loop | Surgical Instrument
REDA INSTRUMENTE GMBH | المانيا | Germany | ME0000012108SFDAA00013 | Episiotomy Scissor | Surgical Scissor
REDA INSTRUMENTE GMBH | المانيا | Germany | ME0000012108SFDAA00014 | Forceps dressing narrow TC | Surgical Forceps
REDA INSTRUMENTE GMBH | المانيا | Germany | ME0000012108SFDAA00015 | Tubing clamp jaws cross Serrat | Surgical Instrument
REDA INSTRUMENTE GMBH | المانيا | Germany | ME0000012108SFDAA00016 | Uterine Polypus Forceps | Surgical Instrument
REDA INSTRUMENTE GMBH | المانيا | Germany | ME0000012108SFDAA00017 | Umbilical Scissors | Surgical Instrument
REDA INSTRUMENTE GMBH | المانيا | Germany | ME0000012108SFDAA00018 | Retractor | Surgical Instrument
REDA INSTRUMENTE GMBH | المانيا | Germany | ME0000012108SFDAA00019 | Operating Sciss. Fine | Surgical Instrument
REDA INSTRUMENTE GMBH | المانيا | Germany | ME0000012108SFDAA00020 | Retractor (trach.) | Surgical Instrument
REDA INSTRUMENTE GMBH | المانيا | Germany | ME0000012108SFDAA00021 | Hemost. Fcps. | Surgical Instrument
REDA INSTRUMENTE GMBH | المانيا | Germany | ME0000012108SFDAA00022 | Needle Holder | Surgical Instrument
REDA INSTRUMENTE GMBH | المانيا | Germany | ME0000012108SFDAA00023 | Forceps tissue | Surgical Instrument
SIRONA Dental Systems GmbH | المانيا | Germany | ME0000000597SFDAA00103 | CEREC AC Connect Omnicam | CEREC AC Connect Omnicam
Kettenbach GmbH & Co KG | المانيا | Germany | ME0000012116SFDAA00001 | Applyfix 4 | Manual Dispensing Gun
Kettenbach GmbH & Co KG | المانيا | Germany | ME0000012116SFDAA00002 | Dynamic mixer | Dynamic mixer for 380 ml Kettenbach cartridge materials
Kettenbach GmbH & Co KG | المانيا | Germany | ME0000012116SFDAA00003 | Mixing tips | Mixing tips
Kettenbach GmbH & Co KG | المانيا | Germany | ME0000012116SFDAA00004 | Intraoral tips | Intraoral tips
bredent GmbH & Co. KG | المانيا | Germany | ME0000011407SFDAA00001 | beauty setup | beauty setup
bredent GmbH & Co. KG | المانيا | Germany | ME0000011407SFDAA00002 | Bite blocks | Bite blocks
bredent GmbH & Co. KG | المانيا | Germany | ME0000011407SFDAA00003 | Multisil-Epithetics | Multisil-Epithetics
bredent GmbH & Co. KG | المانيا | Germany | ME0000011407SFDAA00004 | Pi-Ku-Plast HP 36 | Pi-Ku-Plast HP 36
Renfert GmbH | المانيا | Germany | ME0000000707SFDAA00002 | Duomix II | Duomix II
MEDENTiKA GmbH | المانيا | Germany | ME0000011408SFDAA00001 | Implant pick-up | Implant pick-up
MEDENTiKA GmbH | المانيا | Germany | ME0000011408SFDAA00002 | MedentiBASE implant pick-up | MedentiBASE implant pick-up
MEDENTiKA GmbH | المانيا | Germany | ME0000011408SFDAA00003 | MedentiBASE scanbody | MedentiBASE scanbody
MEDENTiKA GmbH | المانيا | Germany | ME0000011408SFDAA00004 | Multi-unit implant pick-up | Multi-unit implant pick-up
MEDENTiKA GmbH | المانيا | Germany | ME0000011408SFDAA00005 | Multi-unit scanbody | Multi-unit scanbody
MEDENTiKA GmbH | المانيا | Germany | ME0000011408SFDAA00006 | Scanbody | Scanbody
bredent GmbH & Co. KG | المانيا | Germany | ME0000011407SFDAA00005 | Modelling Wax Pink Standard | Modelling Wax
bredent GmbH & Co. KG | المانيا | Germany | ME0000011407SFDAA00006 | Wax Palatal Patterns | Wax Palatal Patterns
bredent GmbH & Co. KG | المانيا | Germany | ME0000011407SFDAA00007 | Set-up wax | Set-up wax
Orangedental GmbH & Co. KG | المانيا | Germany | ME0000012121SFDAA00001 | opt_on 2.7 | Loupe
Orangedental GmbH & Co. KG | المانيا | Germany | ME0000012121SFDAA00002 | spot-on | Headlamp
SIRONA Dental Systems GmbH | المانيا | Germany | ME0000000597SFDAA00107 | CEREC Optispray | CEREC Optispray
SIRONA Dental Systems GmbH | المانيا | Germany | ME0000000597SFDAA00109 | Scanbodies for Omnicam | Scanbodies for Omnicam
Dentsply degudent GmbH | المانيا | Germany | ME0000000471SFDAA00017 | SPECIAL TRAY | Special Tray
VDW GmbH | المانيا | Germany | ME0000003452SFDAA00001 | k files | Root Canal instruments and accessories
E.Hahnankratt GmbH | المانيا | Germany | ME0000012366SFDAA00001 | handle for mouth mirros | Handle for mouth mirrors
E.Hahnankratt GmbH | المانيا | Germany | ME0000012366SFDAA00002 | TOFFLEMIRE UNIVERSAL | Matrix Retainers
E.Hahnankratt GmbH | المانيا | Germany | ME0000012366SFDAA00003 | Mouth Mirrors | Mouth Mirrors
Dentsply degudent GmbH | المانيا | Germany | ME0000000471SFDAA00018 | SPECIAL TRAY | Special Tray
VDW GmbH | المانيا | Germany | ME0000003452SFDAA00002 | Root Canal hand Instruments and accessories | Root Canal hand Instruments and accessories
Trumpf Medizin Systeme GmbH Co KG | المانيا | Germany | ME0000012401SFDAA00001 | Counter traction post 150 | Counter traction post 150
Trumpf Medizin Systeme GmbH Co KG | المانيا | Germany | ME0000012401SFDAA00002 | Adapter Counter traction post pivoted | Adapter Counter traction post pivoted
Trumpf Medizin Systeme GmbH Co KG | المانيا | Germany | ME0000012401SFDAA00003 | Adapter for Head positioning | Adapter for Head positioning
Trumpf Medizin Systeme GmbH Co KG | المانيا | Germany | ME0000012401SFDAA00004 | Adapter Spindle Traction Mechanism | Adapter Spindle Traction Mechanism
Trumpf Medizin Systeme GmbH Co KG | المانيا | Germany | ME0000012401SFDAA00005 | Adapter for KIRSCHNER Bow | Adapter for KIRSCHNER Bow
Trumpf Medizin Systeme GmbH Co KG | المانيا | Germany | ME0000012401SFDAA00006 | Remote control Wireless TS 7500 | Remote control Wireless TS 7500
Trumpf Medizin Systeme GmbH Co KG | المانيا | Germany | ME0000012401SFDAA00007 | Leg section Two parts spreadable H V | Leg section Two parts spreadable H V
Trumpf Medizin Systeme GmbH Co KG | المانيا | Germany | ME0000012401SFDAA00008 | Sensor Control floatLine | Sensor Control floatLine
Trumpf Medizin Systeme GmbH Co KG | المانيا | Germany | ME0000012401SFDAA00009 | Joint plate Carbon 520 | Joint plate Carbon 520
Trumpf Medizin Systeme GmbH Co KG | المانيا | Germany | ME0000012401SFDAA00010 | Clamp pair for joint plate carbon | Clamp pair for joint plate carbon
Trumpf Medizin Systeme GmbH Co KG | المانيا | Germany | ME0000012401SFDAA00011 | Widening Segment UBS T | Widening Segment UBS T
Trumpf Medizin Systeme GmbH Co KG | المانيا | Germany | ME0000012401SFDAA00012 | Widening segment back sec. TruSystem T | Widening segment back sec. TruSystem T
Trumpf Medizin Systeme GmbH Co KG | المانيا | Germany | ME0000012401SFDAA00013 | Widening segment seat section TS/MT | Widening segment seat section TS/MT
Trumpf Medizin Systeme GmbH Co KG | المانيا | Germany | ME0000012401SFDAA00014 | Wrist Support | Wrist Support
Trumpf Medizin Systeme GmbH Co KG | المانيا | Germany | ME0000012401SFDAA00015 | Head Rest Horseshoe-Shaped Two Parts | Head Rest Horseshoe-Shaped Two Parts
Trumpf Medizin Systeme GmbH Co KG | المانيا | Germany | ME0000012401SFDAA00016 | Hand Operating Table | Hand Operating Table
Trumpf Medizin Systeme GmbH Co KG | المانيا | Germany | ME0000012401SFDAA00017 | Anaesthia Screen Basic | Anaesthia Screen Basic
Trumpf Medizin Systeme GmbH Co KG | المانيا | Germany | ME0000012401SFDAA00018 | Holder for hand Operating table | Holder for hand Operating table
Trumpf Medizin Systeme GmbH Co KG | المانيا | Germany | ME0000012401SFDAA00019 | Head Rest for Shoulder operation | Head Rest for Shoulder operation
Trumpf Medizin Systeme GmbH Co KG | المانيا | Germany | ME0000012401SFDAA00020 | Upper Arm Pad | Upper Arm Pad
Trumpf Medizin Systeme GmbH Co KG | المانيا | Germany | ME0000012401SFDAA00021 | Holding Device for Upper Arm support | Holding Device for Upper Arm support
Trumpf Medizin Systeme GmbH Co KG | المانيا | Germany | ME0000012401SFDAA00022 | Counter traction for humerus | Counter traction for humerus
Trumpf Medizin Systeme GmbH Co KG | المانيا | Germany | ME0000012401SFDAA00023 | WEINBERGER Hand traction Device | WEINBERGER Hand traction Device
Trumpf Medizin Systeme GmbH Co KG | المانيا | Germany | ME0000012401SFDAA00024 | Counter traction post 60 | Counter traction post 60
Trumpf Medizin Systeme GmbH Co KG | المانيا | Germany | ME0000012401SFDAA00025 | Docking Trolley Extension Unit | Docking Trolley Extension Unit
Trumpf Medizin Systeme GmbH Co KG | المانيا | Germany | ME0000012401SFDAA00026 | Spindle traction mechanism FR | Spindle traction mechanism FR
Trumpf Medizin Systeme GmbH Co KG | المانيا | Germany | ME0000012401SFDAA00027 | Traction Boot | Traction Boot
Trumpf Medizin Systeme GmbH Co KG | المانيا | Germany | ME0000012401SFDAA00028 | Extension strut | Extension strut
Trumpf Medizin Systeme GmbH Co KG | المانيا | Germany | ME0000012401SFDAA00029 | Spindle traction mechanism | Spindle traction mechanism
Trumpf Medizin Systeme GmbH Co KG | المانيا | Germany | ME0000012401SFDAA00030 | Leather Extension Sandal right | Leather Extension Sandal right
Trumpf Medizin Systeme GmbH Co KG | المانيا | Germany | ME0000012401SFDAA00031 | Leather Extension Sandal Left | Leather Extension Sandal Left
Trumpf Medizin Systeme GmbH Co KG | المانيا | Germany | ME0000012401SFDAA00032 | Counter traction post For Femur | Counter traction post For Femur
Trumpf Medizin Systeme GmbH Co KG | المانيا | Germany | ME0000012401SFDAA00033 | Trolly for extension accessories | Trolly for extension accessories
Trumpf Medizin Systeme GmbH Co KG | المانيا | Germany | ME0000012401SFDAA00034 | Transfer Leg section | Transfer Leg section
Trumpf Medizin Systeme GmbH Co KG | المانيا | Germany | ME0000012401SFDAA00035 | Supporting Pad Universal B | Supporting Pad Universal B
Trumpf Medizin Systeme GmbH Co KG | المانيا | Germany | ME0000012401SFDAA00036 | Universal support | Universal support
Trumpf Medizin Systeme GmbH Co KG | المانيا | Germany | ME0000012401SFDAA00037 | Pelvic extension H V | Pelvic extension H V
Trumpf Medizin Systeme GmbH Co KG | المانيا | Germany | ME0000012401SFDAA00038 | Foot Support Two parts | Foot Support Two parts
Trumpf Medizin Systeme GmbH Co KG | المانيا | Germany | ME0000012401SFDAA00039 | Lateral support short | Lateral support short
Trumpf Medizin Systeme GmbH Co KG | المانيا | Germany | ME0000012401SFDAA00040 | Lateral support height adjustable | Lateral support height adjustable
Trumpf Medizin Systeme GmbH Co KG | المانيا | Germany | ME0000012401SFDAA00041 | Holding Device for arm and leg | Holding Device for arm and leg
Trumpf Medizin Systeme GmbH Co KG | المانيا | Germany | ME0000012401SFDAA00042 | Condylen fixation Device | Condylen fixation Device
Trumpf Medizin Systeme GmbH Co KG | المانيا | Germany | ME0000012401SFDAA00043 | Drainage Bowl Adapter | Drainage Bowl Adapter
Trumpf Medizin Systeme GmbH Co KG | المانيا | Germany | ME0000012401SFDAA00044 | Drainage Bowl | Drainage Bowl
Trumpf Medizin Systeme GmbH Co KG | المانيا | Germany | ME0000012401SFDAA00045 | Instrement Tray | Instrement Tray
Trumpf Medizin Systeme GmbH Co KG | المانيا | Germany | ME0000012401SFDAA00046 | Cable remote Control TS7000 | Cable remote Control TS7000
Trumpf Medizin Systeme GmbH Co KG | المانيا | Germany | ME0000012401SFDAA00047 | Head section double joint H V | Head section double joint H V
Trumpf Medizin Systeme GmbH Co KG | المانيا | Germany | ME0000012401SFDAA00048 | Upper Back Section H V | Upper Back Section H V
Trumpf Medizin Systeme GmbH Co KG | المانيا | Germany | ME0000012401SFDAA00049 | Cable remote control TS7500 | Cable remote control TS7500
Trumpf Medizin Systeme GmbH Co KG | المانيا | Germany | ME0000012401SFDAA00050 | Anaesthia Screen extendable | Anaesthia Screen extendable
Trumpf Medizin Systeme GmbH Co KG | المانيا | Germany | ME0000012401SFDAA00051 | Arm Holder 450 For lateral position | Arm Holder 450 For lateral position
Trumpf Medizin Systeme GmbH Co KG | المانيا | Germany | ME0000012401SFDAA00052 | Arm Safety strap with locking clamp | Arm Safety strap with locking clamp
Trumpf Medizin Systeme GmbH Co KG | المانيا | Germany | ME0000012401SFDAA00053 | Axilla Support | Axilla Support
Trumpf Medizin Systeme GmbH Co KG | المانيا | Germany | ME0000012401SFDAA00054 | Arm support device one hand operation T | Arm support device one hand operation T
Trumpf Medizin Systeme GmbH Co KG | المانيا | Germany | ME0000012401SFDAA00055 | Arm Support Pad 450 T | Arm Support Pad 450 T
Trumpf Medizin Systeme GmbH Co KG | المانيا | Germany | ME0000012401SFDAA00056 | Body Strap rotatable | Body Strap rotatable
Trumpf Medizin Systeme GmbH Co KG | المانيا | Germany | ME0000012401SFDAA00057 | Body strap with locking clamps | Body strap with locking clamps
Trumpf Medizin Systeme GmbH Co KG | المانيا | Germany | ME0000012401SFDAA00058 | Lateral support 215 | Lateral support 215
Trumpf Medizin Systeme GmbH Co KG | المانيا | Germany | ME0000012401SFDAA00059 | Elbow Support | Elbow Support
Trumpf Medizin Systeme GmbH Co KG | المانيا | Germany | ME0000012401SFDAA00060 | Crossbar Attachment | Crossbar Attachment
Trumpf Medizin Systeme GmbH Co KG | المانيا | Germany | ME0000012401SFDAA00061 | Cross Joint | Cross Joint
Trumpf Medizin Systeme GmbH Co KG | المانيا | Germany | ME0000012401SFDAA00062 | Clamp Basic | Clamp Basic
Trumpf Medizin Systeme GmbH Co KG | المانيا | Germany | ME0000012401SFDAA00063 | Central Holder head Rest System | Central Holder head Rest System
Trumpf Medical | المانيا | Germany | ME0000012403SFDAA00001 | Traction Device for Humerus | Traction Device for Humerus
Trumpf Medical | المانيا | Germany | ME0000012403SFDAA00002 | Side Rail | Side Rail
Trumpf Medical | المانيا | Germany | ME0000012403SFDAA00003 | Plastic Extension Shoes for Kids, Pair | Plastic Extension Shoes for Kids, Pair
Trumpf Medical | المانيا | Germany | ME0000012403SFDAA00004 | Lateral support 85 | Lateral support 85
Trumpf Medical | المانيا | Germany | ME0000012403SFDAA00005 | Lateral support 170 | Lateral support 170
Trumpf Medizin Systeme GmbH Co KG | المانيا | Germany | ME0000012401SFDAA00064 | VidiaPort Single | Carrying Arm System
Trumpf Medizin Systeme GmbH Co KG | المانيا | Germany | ME0000012401SFDAA00065 | VidiaPort Duo | Carrying Arm System
Trumpf Medizin Systeme GmbH Co KG | المانيا | Germany | ME0000012401SFDAA00066 | VidiaPort Trio | Carrying Arm System
Trumpf Medizin Systeme GmbH Co KG | المانيا | Germany | ME0000012401SFDAA00067 | VidiaPort Vormontage-Set | Carrying Arm Preinstallation set
Trumpf Medizin Systeme GmbH Co KG | المانيا | Germany | ME0000012401SFDAA00068 | Cable-Based Remote Control, Mars 2 BM | Cable-Based Remote Control, Mars 2 BM
Trumpf Medizin Systeme GmbH Co KG | المانيا | Germany | ME0000012401SFDAA00069 | Universal and Hand Cuff | Universal and Hand Cuff
Trumpf Medizin Systeme GmbH Co KG | المانيا | Germany | ME0000012401SFDAA00070 | Clamp Radial Setting | Clamp Radial Setting
Trumpf Medizin Systeme GmbH Co KG | المانيا | Germany | ME0000012401SFDAA00071 | X-Ray Cassette Holder Comfort | X-Ray Cassette Holder Comfort
Trumpf Medizin Systeme GmbH Co KG | المانيا | Germany | ME0000012401SFDAA00072 | Leg Holder Goepel | Leg Holder Goepel
Trumpf Medizin Systeme GmbH Co KG | المانيا | Germany | ME0000012401SFDAA00073 | Universal lateral support height adjusta | Universal lateral support height adjusta
Trumpf Medizin Systeme GmbH Co KG | المانيا | Germany | ME0000012401SFDAA00074 | Shoulder Support Height adjustable | Shoulder Support Height adjustable
Trumpf Medizin Systeme GmbH Co KG | المانيا | Germany | ME0000012401SFDAA00075 | Supporting Pad Mars T | Supporting Pad Mars T
BAUERFEIND AG | المانيا | Germany | ME0000012408SFDAA00001 | Veno Train Micro | Veno Train Micro
BAUERFEIND AG | المانيا | Germany | ME0000012408SFDAA00002 | Veno Train Pure | Veno Train Pure
DIXION Vertrieb medizinischer Geräte GmbH | المانيا | Germany | ME0000009009SFDAA00001 | Surgical Tabel | Operating Tabel
SUNRISE MEDICAL GMBH | المانيا | Germany | ME0000008136SFDAA00016 | LIFE | manual wheelchairs | Wheelchairs are exclusively for a user who is unable to walk or has limited mobility, for their own personal use in and outdoor. | كرسي متحرك لمساعدة كبار السن والعاجزين عن الحركة
SUNRISE MEDICAL GMBH | المانيا | Germany | ME0000008136SFDAA00019 | Argon | WHEELCHAIR |  | كرسي متحرك لمساعدة كبار السن والعاجزين عن الحركة
MEYRA GmbH | المانيا | Germany | ME0000012304SFDAA00009 | Optimus2 | Power Wheelchairs |  | الكراسي المتحركة بالطاقة يتسخدم لنقل المرضى
OPED GmbH | المانيا | Germany | ME0000004552SFDAA00017 | VADO Foot Pad | Foot Pad
curea medical GmbH | المانيا | Germany | ME0000012741SFDAA00012 | curea SafeCare | Patient Underpad
Dentsply DeTrey GmbH | المانيا | Germany | ME0000000496SFDAA00009 | Aquasil | Aquasil Putty
Ritter Concept GmbH | المانيا | Germany | ME0000000473SFDAA00001 | CLEAN TEC | CLEAN TEC
Ulrich Alber GmbH | المانيا | Germany | ME0000012310SFDAA00001 | EFIX E35 | EFIX E35 |  | اي فيكس اي ٣٥ موتور للكرسي العادي
biviax GmbH & Co KG | المانيا | Germany | ME0000000211SFDAA00001 | K-Tape | Elastic Tape |  | شريط القطن المرن للمحترفين
Dr.Mach GmbH & Co.KG | المانيا | Germany | ME0000000345SFDAA00002 | Mach LED 150 | Surgical light for examination
Dr.Mach GmbH & Co.KG | المانيا | Germany | ME0000000345SFDAA00004 | Mach LED 150 | Surgical light for operation theater
Dr.Mach GmbH & Co.KG | المانيا | Germany | ME0000000345SFDAA00005 | Mach LED 115 | Surgical light for examination
Dr.Mach GmbH & Co.KG | المانيا | Germany | ME0000000345SFDAA00006 | Mach LED 130 Dental | Surgical light for examination
Dr.Mach GmbH & Co.KG | المانيا | Germany | ME0000000345SFDAA00007 | Mach LED 130 | Surgical light for examination
Dr.Mach GmbH & Co.KG | المانيا | Germany | ME0000000345SFDAA00008 | Mach LED 300 | Surgical light for operation theatre
Dr.Mach GmbH & Co.KG | المانيا | Germany | ME0000000345SFDAA00009 | Mach LED 110 | Surgical light for examination
Dr.Mach GmbH & Co.KG | المانيا | Germany | ME0000000345SFDAA00010 | Mach LED 3 | Surgical light for operation
Drive Medical GmbH & Co. KG | المانيا | Germany | ME0000000348SFDAA00018 | Duomtion 24 | Toilet wheel chair
THUASNE Deutschland GmbH | المانيا | Germany | ME0000000683SFDAA00004 | PODOSIL | PODOSIL
THUASNE Deutschland GmbH | المانيا | Germany | ME0000000683SFDAA00005 | Serena Triangular | Serena Triangular |  | قالب للثدي داعم
THUASNE Deutschland GmbH | المانيا | Germany | ME0000000683SFDAA00007 | PODO MED | PODO MED |  | حذاء للاستخدام بعد العمليات
THUASNE Deutschland GmbH | المانيا | Germany | ME0000000683SFDAA00008 | Ortel C4 Vario | Ortel C4 Vario |  | قالب للعنق والرقبة
THUASNE Deutschland GmbH | المانيا | Germany | ME0000000683SFDAA00009 | HalluxPro night | HalluxPro night
THUASNE Deutschland GmbH | المانيا | Germany | ME0000000683SFDAA00010 | ELASTOCALX FLEX | ELASTOCALX FLEX
THUASNE Deutschland GmbH | المانيا | Germany | ME0000000683SFDAA00011 | Pero Med AFO | Pero Med AFO |  | داعم للساق والقدم
THUASNE Deutschland GmbH | المانيا | Germany | ME0000000683SFDAA00012 | Orthoflex Lang | Orthoflex Lang |  | قالب للمعصم والرسغ
THUASNE Deutschland GmbH | المانيا | Germany | ME0000000683SFDAA00014 | Epi PROMASTER | Epi PROMASTER |  | قالب للكوع ناعم
THUASNE Deutschland GmbH | المانيا | Germany | ME0000000683SFDAA00016 | Pollex Med | Pollex Med |  | داعم للابهام
THUASNE Deutschland GmbH | المانيا | Germany | ME0000000683SFDAA00020 | Orthoflex kurz | Orthoflex kurz |  | داعم للمعصم ضماد
THUASNE Deutschland GmbH | المانيا | Germany | ME0000000683SFDAA00021 | Pero Med Adapt | Pero Med Adapt
Dentify GmbH | المانيا | Germany | ME0000002119SFDAA00009 | Base Light Curing Material | Impression Material
Dentify GmbH | المانيا | Germany | ME0000002119SFDAA00010 | SPOT Occlusal Spray | Dental Articulations
Carl Zeiss Vision International GmbH | المانيا | Germany | ML0000000339SFDAA00001 | Semi finished | Spectacle Lenses | عدسات للنظارات الطبية
Dentsply DeTrey GmbH | المانيا | Germany | ME0000000496SFDAA00001 | Aquasil Bite | Aquasil Bite
Dentsply DeTrey GmbH | المانيا | Germany | ME0000000496SFDAA00002 | Fix Adhesive Aerosol | Fix Adhesive Aerosol
Dentsply DeTrey GmbH | المانيا | Germany | ME0000000496SFDAA00003 | Aquasil® Soft Putty | Aquasil® Soft Putty
Dentsply DeTrey GmbH | المانيا | Germany | ME0000000496SFDAA00004 | Aquasil® Hard Putty | Aquasil® Hard Putty
CEGLA Medizintechnik GmbH & Co. KG. | المانيا | Germany | ME0000000529SFDAA00001 | RC-CORNET® PLUS | N/A | Respiratory therapy device
Renfert GmbH | المانيا | Germany | ME0000000707SFDAA00001 | SYMPRESS | SYMPRESS
ATMOS Medizin Technik GmbH Co KG | المانيا | Germany | ME0000001361SFDAA00003 | ATMOS S61 Servant Instruments XL | Instrument Management Unit
ATMOS Medizin Technik GmbH Co KG | المانيا | Germany | ME0000001361SFDAA00004 | ATMOS S61 Servant Instruments XXL | Instrument Management Unit
ATMOS Medizin Technik GmbH Co KG | المانيا | Germany | ME0000001361SFDAA00006 | ATMOS S41 Gyne | Gynaecological Workstation
ATMOS Medizin Technik GmbH Co KG | المانيا | Germany | ME0000001361SFDAA00008 | ATMOS Chair 41 Gyne | ATMOS Chair
ATMOS Medizin Technik GmbH Co KG | المانيا | Germany | ME0000001361SFDAA00009 | ATMOS Chair 51D | ATMOS Chair
ATMOS Medizin Technik GmbH Co KG | المانيا | Germany | ME0000001361SFDAA00010 | ATMOS Chair E1 | ATMOS Chair
ATMOS Medizin Technik GmbH Co KG | المانيا | Germany | ME0000001361SFDAA00011 | ATMOS Chair M2 | ATMOS Chair
ATMOS Medizin Technik GmbH Co KG | المانيا | Germany | ME0000001361SFDAA00012 | ATMOS Chair 21P | ATMOS Chair
ATMOS Medizin Technik GmbH Co KG | المانيا | Germany | ME0000001361SFDAA00013 | ATMOS CAM 41 HD | ATMOS CAM
ATMOS Medizin Technik GmbH Co KG | المانيا | Germany | ME0000001361SFDAA00014 | Medical Monitor | Monitors
ATMOS Medizin Technik GmbH Co KG | المانيا | Germany | ME0000001361SFDAA00015 | ATMOS Scope | ATMOS Scope
ATMOS Medizin Technik GmbH Co KG | المانيا | Germany | ME0000001361SFDAA00016 | ATMOS Chair 31P | ATMOS Chair
Rein Medical GmbH | المانيا | Germany | ME0000001373SFDAA00001 | ORigami 324 | Video Monitor
ATMOS Medizin Technik GmbH Co KG | المانيا | Germany | ME0000001361SFDAA00017 | AtmoSafe | AtmoSafe
MOLLER-WEDEL GmbH & Co. KG | المانيا | Germany | ME0000000963SFDAA00001 | HS ALLEGRA 700 | HS Surgical Microscope
ATMOS Medizin Technik GmbH Co KG | المانيا | Germany | ME0000001361SFDAA00019 | ATMOS S61 Servant System | Instrument Management Unit
Schmitz u Sohne GmbH Co KG | المانيا | Germany | ME0000001369SFDAA00002 | Drip feed stand | Drip feed stand
Schmitz u Sohne GmbH Co KG | المانيا | Germany | ME0000001369SFDAA00003 | Bowl Stand with Heating | Bowl Stand
Schmitz u Sohne GmbH Co KG | المانيا | Germany | ME0000001369SFDAA00006 | Instrument Serving Table | Instrumentenzureichetisch
ATMOS Medizin Technik GmbH Co KG | المانيا | Germany | ME0000001361SFDAA00020 | ATMOS Chair E2 | ATMOS Chair
ATMOS Medizin Technik GmbH Co KG | المانيا | Germany | ME0000001361SFDAA00021 | ATMOS Chair 21D | ATMOS Chair
ATMOS Medizin Technik GmbH Co KG | المانيا | Germany | ME0000001361SFDAA00022 | ATMOS CAM 21 31 | ATMOS ENT Cameras
ATMOS Medizin Technik GmbH Co KG | المانيا | Germany | ME0000001361SFDAA00024 | Otoscope HD | Otoscope HD
ATMOS Medizin Technik GmbH Co KG | المانيا | Germany | ME0000001361SFDAA00025 | SinuScope HD | SinuScope HD
ATMOS Medizin Technik GmbH Co KG | المانيا | Germany | ME0000001361SFDAA00026 | Naso-Pharyngoscope | High Resolution Nasopharyngoscope
ATMOS Medizin Technik GmbH Co KG | المانيا | Germany | ME0000001361SFDAA00027 | ATMOS SE 6501 ENT | ATMOS SE 6501 ENT
Schmitz u. Sohne GmbH & Co. KG | المانيا | Germany | ME0000001208SFDAA00004 | arco-matic | Examination and treatment chair
Brainlab AG | المانيا | Germany | ME0000000965SFDAA00001 | Quentry.com | Quentry
Brainlab AG | المانيا | Germany | ME0000000965SFDAA00002 | Quentry Mobile | Quentry Mobile Viewer
Brainlab AG | المانيا | Germany | ME0000000965SFDAA00003 | PatientSelection | PatientSelection
KaVo Dental GmbH | المانيا | Germany | ME0000000676SFDAA00001 | KaVo ARCTICA Engine | KaVo ARCTICA Engine
ATMOS Medizin Technik GmbH Co KG | المانيا | Germany | ME0000001361SFDAA00028 | Stirnlampe nach Binner ohne Kopfband | Headlight acc. To Binner Without Headband. 90°
ATMOS Medizin Technik GmbH Co KG | المانيا | Germany | ME0000001361SFDAA00029 | Complete set ATMOS FEES Portable | Complete set ATMOS FEES Portable
ATMOS Medizin Technik GmbH Co KG | المانيا | Germany | ME0000001361SFDAA00030 | Arzthocker | Doctor Chair
GREINER GmbH | المانيا | Germany | ME0000001401SFDAA00002 | ATMOS Chair Professional | ATMOS Chair Professional
Brainlab AG | المانيا | Germany | ME0000000965SFDAA00004 | BUZZ | BUZZ
SIRONA Dental Systems GmbH | المانيا | Germany | ME0000000597SFDAA00088 | CEREC MC | Dental laboratory Installation type computer aided design and manufacturing unit
SIRONA Dental Systems GmbH | المانيا | Germany | ME0000000597SFDAA00089 | inLab MC X5 | Dental laboratory Installation type computer aided design and manufacturing unit
SIRONA Dental Systems GmbH | المانيا | Germany | ME0000000597SFDAA00104 | inEos X5 | inEos X5
SIRONA Dental Systems GmbH | المانيا | Germany | ME0000000597SFDAA00105 | inLab MC X5 | inLab MC X5
SIRONA Dental Systems GmbH | المانيا | Germany | ME0000000597SFDAA00106 | CEREC MC | CEREC MC
Amann Girrbach AG | المانيا | Germany | ME0000000610SFDAA00002 | Ceramill Map 200+ | Scanner
Amann Girrbach AG | المانيا | Germany | ME0000000610SFDAA00003 | Ceramill Map 400+ | Scanner
Beurer GmbH | المانيا | Germany | ME0000002503SFDAA00001 | SNORE MASK | Snore Stopper
Beurer GmbH | المانيا | Germany | ME0000002503SFDAA00002 | Foot Spa | Foot Spa |  | جهاز مساج تعمل التذبذبات الناعمة والتدليك بالاهتزاز على استرخاء العضلات المشدودة والمتوترة
Courage + Khazaka Electronic GmbH | المانيا | Germany | ME0000006257SFDAA00001 | Multi Probe Adapter | Measuring Devices for non-vital physiological skin parameters
GETEMED Medizln- und lnformationstechnik AG. | المانيا | Germany | ME0000009146SFDAA00001 | ECG Cable for CM 3000-12 BT | ECG Cable
GETEMED Medizln- und lnformationstechnik AG. | المانيا | Germany | ME0000009146SFDAA00002 | ECG Cable for SEER 1000 | ECG Cable
Philips Medizin Systeme Boblingen GmbH | المانيا | Germany | ME0000009222SFDAA00001 | Reusable EEG Aduult Cup Electrocodes 0.8m | EEG Trunk Cables and Leadsets
Philips Medizin Systeme Boblingen GmbH | المانيا | Germany | ME0000009222SFDAA00002 | CBL Reusable EEG Minicup Leadset | EEG Trunk Cables and Leadsets
Ondal Medical Systems GmbH | المانيا | Germany | ME0000006580SFDAA00007 | VALiA | Pendant Articulating Arms
Philips Medizin Systeme Boeblingen GmbH | المانيا | Germany | ME0000003253SFDAA00024 | M1646A PICCO Temperature Probe | Flow through temperature probe
Philips Medizin Systeme Boblingen GmbH | المانيا | Germany | ME0000009222SFDAA00006 | DigiTrak XT Patient Cable | Patient Cable
Philips Medical Systems DMC GmbH | المانيا | Germany | ME0000003252SFDAA00015 | ECG 5 lead Grabber, AAMI, Tele | Electrocardiographic lead, reusable (GMDN code: 35562)
Philips Medical Systems DMC GmbH | المانيا | Germany | ME0000003252SFDAA00017 | ECG 5 Lead Grabber IEC SpO2 Tele | Electrocardiographic lead
Philips Medical Systems DMC GmbH | المانيا | Germany | ME0000003252SFDAA00018 | Fetal Chemical Thermal Paper | Fetal monitor accessories
Gebruder Martin GmbH & Co. KG | المانيا | Germany | ME0000008613SFDAA00001 | MarLED E1 Examination Light Mobile | Examination Lights
Gebruder Martin GmbH & Co. KG | المانيا | Germany | ME0000008613SFDAA00002 | MarLED E1 Examination Light Wall | Examination Lights
Gebruder Martin GmbH & Co. KG | المانيا | Germany | ME0000008613SFDAA00003 | MarLED E1 Examination Light Ceiling | Examination Lights
Gebruder Martin GmbH & Co. KG | المانيا | Germany | ME0000008613SFDAA00004 | MarLED E1 Examination Light Rail | Examination Lights
WAGNER POLYMERTECHNIK GmbH | المانيا | Germany | ME0000010475SFDAA00001 | Adapters | Adapters
WAGNER POLYMERTECHNIK GmbH | المانيا | Germany | ME0000010475SFDAA00002 | Sach Foot | Sach Foot
WAGNER POLYMERTECHNIK GmbH | المانيا | Germany | ME0000010475SFDAA00003 | Cosmatic Foam Cover | Foam Cover
WAGNER POLYMERTECHNIK GmbH | المانيا | Germany | ME0000010475SFDAA00004 | Knee Joints | Knee Joints
WAGNER POLYMERTECHNIK GmbH | المانيا | Germany | ME0000010475SFDAA00005 | Perlon Cosmetic Stocking | Perlon Cosmetic Stocking
WAGNER POLYMERTECHNIK GmbH | المانيا | Germany | ME0000010475SFDAA00006 | Connection Plate | Connection Plate
WAGNER POLYMERTECHNIK GmbH | المانيا | Germany | ME0000010475SFDAA00007 | Clutch Lock | Clutch Lock
Hager & Meisinger GmbH | المانيا | Germany | ME0000001050SFDAA00125 | Meisinger | Hand Instrument
Hager & Meisinger GmbH | المانيا | Germany | ME0000001050SFDAA00126 | Oktagon | X-Ray Reference Sphere
Hager & Meisinger GmbH | المانيا | Germany | ME0000001050SFDAA00127 | Oktagon | Impression Cap
Hager & Meisinger GmbH | المانيا | Germany | ME0000001050SFDAA00128 | Oktagon | Plastic Coping
Hager & Meisinger GmbH | المانيا | Germany | ME0000001050SFDAA00129 | Oktagon | Tap
Hager & Meisinger GmbH | المانيا | Germany | ME0000001050SFDAA00130 | Oktagon | Adapter
Hager & Meisinger GmbH | المانيا | Germany | ME0000001050SFDAA00131 | Oktagon | Abutment Driver
Hager & Meisinger GmbH | المانيا | Germany | ME0000001050SFDAA00132 | Oktagon | Scan Abutment
Hager & Meisinger GmbH | المانيا | Germany | ME0000001050SFDAA00133 | Oktagon | Depth Guage
Hager & Meisinger GmbH | المانيا | Germany | ME0000001050SFDAA00134 | Oktagon | Emergency Tool
Hager & Meisinger GmbH | المانيا | Germany | ME0000001050SFDAA00135 | Oktagon | Holding Key
Hager & Meisinger GmbH | المانيا | Germany | ME0000001050SFDAA00136 | Oktagon | Pin
Hager & Meisinger GmbH | المانيا | Germany | ME0000001050SFDAA00137 | Oktagon | Positioning Cylinder
Hager & Meisinger GmbH | المانيا | Germany | ME0000001050SFDAA00138 | Oktagon | Screw Driver
Hager & Meisinger GmbH | المانيا | Germany | ME0000001050SFDAA00139 | Oktagon | Sleeve
Hager & Meisinger GmbH | المانيا | Germany | ME0000001050SFDAA00140 | Oktagon | Torque Ratchet
MEYRA GmbH | المانيا | Germany | ME0000012304SFDAA00004 | iChair mc2 | Power Wheelchairs | Power Wheelchairs used for patients transportation. | الكراسي المتحركة بالطاقة يتسخدم لنقل المرضى
MEYRA GmbH | المانيا | Germany | ME0000012304SFDAA00008 | iCHAiR MC1 | Power Wheelchairs |  | الكراسي المتحركة بالطاقة يتسخدم لنقل المرضى
MEYRA GmbH | المانيا | Germany | ME0000012304SFDAA00010 | Service | manual wheelchairs | used for patients transportation | كرسي متحرك لنقل المرضى والعاجزين عن الحركة
MEYRA GmbH | المانيا | Germany | ME0000012304SFDAA00011 | Solero Light | manual wheelchairs | used for patients transportation | كرسي متحرك لنقل المرضى والعاجزين عن الحركة
MEYRA GmbH | المانيا | Germany | ME0000012304SFDAA00013 | EUROCHAIR XXL | manual wheelchairs |  | كرسي متحرك لنقل المرضى والعاجزين عن الحركة
Famos Medizintechnik Vertriebs GmbH | المانيا | Germany | ME0000000122SFDAA00008 | Bowie - Dick test pack | Bowie dick test pack
Famos Medizintechnik Vertriebs GmbH | المانيا | Germany | ME0000000122SFDAA00009 | Emulating Indicator Type 6 | Famos Emulating Indicator Type 6
OPED GmbH | المانيا | Germany | ME0000004552SFDAA00018 | Calf Pad | Calf Pad
Pro-Med Instrumente GmbH | المانيا | Germany | ME0000013111SFDAA00001 | Jobson-Horne Cotton-Apllicator | Applicator
Pro-Med Instrumente GmbH | المانيا | Germany | ME0000013111SFDAA00002 | Cottle Nasal Speculum | Speculum
Pro-Med Instrumente GmbH | المانيا | Germany | ME0000013111SFDAA00003 | Killian Nasal Specula | Specula
Pro-Med Instrumente GmbH | المانيا | Germany | ME0000013111SFDAA00004 | Formby Cerumen Scoop and Hook | Hook
Pro-Med Instrumente GmbH | المانيا | Germany | ME0000013111SFDAA00005 | Cawthorne Cerumen and Ear Hook | Hook
Pro-Med Instrumente GmbH | المانيا | Germany | ME0000013111SFDAA00006 | Tilley Tampon Forceps | Forceps
Pro-Med Instrumente GmbH | المانيا | Germany | ME0000013111SFDAA00007 | Lucae Ear Dressing Forceps | Lucae Ear Dressing Forceps
Pro-Med Instrumente GmbH | المانيا | Germany | ME0000013111SFDAA00008 | Hartmann Ear Forceps | Hartmann Ear Forceps
Pro-Med Instrumente GmbH | المانيا | Germany | ME0000013111SFDAA00009 | Farrior Ear Speculum | Speculum
Pro-Med Instrumente GmbH | المانيا | Germany | ME0000013111SFDAA00010 | Frazier Suction Tube | Frazier Suction Tube
Pro-Med Instrumente GmbH | المانيا | Germany | ME0000013111SFDAA00011 | Kidney- Shaped Tray | Tray
Pro-Med Instrumente GmbH | المانيا | Germany | ME0000013111SFDAA00012 | Instrument Tray | Instrument Tray
Pro-Med Instrumente GmbH | المانيا | Germany | ME0000013111SFDAA00013 | Reiner-Alexander Ear Syringe | Reiner-Alexander Ear Syringe
Pro-Med Instrumente GmbH | المانيا | Germany | ME0000013111SFDAA00014 | Hartmann Ear Specula | Specula
funke medical AG | المانيا | Germany | ME0000013171SFDAA00001 | funke medicak AG | mattress and wheelchair cushions
Wolff Kunststoff GmbH | المانيا | Germany | ME0000013173SFDAA00001 | CONFORM AIR CUSHION | Medical Air Cushion
SEIKO Optical Europe Gmbh | المانيا | Germany | ME0000000053SFDAA00004 | Seiko, StarVision, SII, Pentex | OPTICAL RESIN LENSES | عدسات طبية بلاستيكية جاهزة وغير جاهزة | عدسات طبية بلاستيكية جاهزة وغير جاهزة
Vlesia GmbH | المانيا | Germany | ME0000001221SFDAA00001 | Lifree | Diapers |  | تعتبر حفائض كبار السن مناشف تعمل على امتصاص البول عن طريق الحشوة الداخلية وعائق بين تسرب البول الى الملابس وذالك عن طريق سطح تم صنعه لامتصاص البلل
Schmitz u. Sohne GmbH & Co. KG | المانيا | Germany | ME0000001208SFDAA00001 | Varimed Functional Trolleys | Equipment and dressing trolley
Schmitz u. Sohne GmbH & Co. KG | المانيا | Germany | ME0000001208SFDAA00002 | Instrument Serving Table | Instrument Serving Table
Schmitz u. Sohne GmbH & Co. KG | المانيا | Germany | ME0000001208SFDAA00003 | Examination/Blood donation chair | Examination/Blood donation chair
Schmitz u Sohne GmbH Co KG | المانيا | Germany | ME0000001369SFDAA00007 | Bowl Stand | Bowl Stand
Schmitz u Sohne GmbH Co KG | المانيا | Germany | ME0000001369SFDAA00008 | Varimed functional trolleys | Varimed functional trolleys
Bio-Rad Laboratories, Inc. | المانيا | Germany | ME0000001388SFDAA00001 | Sample Vials, 100 X 1.5 mL | Sample Vials
KARL STORZ SE & Co. KG | المانيا | Germany | ME0000003576SFDAA00097 | Rotation Socket | Socket
ILO electronic GmbH | المانيا | Germany | ME0000007907SFDAA00001 | LED Combo 50-CD (NTSC) | Video Compact systems
Medi GmpH & CO.KG | المانيا | Germany | ME0000008699SFDAA00002 | circaid juxtafit essentials arm | circaid juxtafit essentials arm |  | هذه الجوارب مصممة لتوفير الضغط المناسب على الطرف الذي تم إلباسه للمرضى الذين يعانون من اضطرابات وريدية وليمفاوية
Medi GmpH & CO.KG | المانيا | Germany | ME0000008699SFDAA00004 | circaid juxtafit premium lower leg | circaid juxtafit premium lower leg |  | هذه الجوارب مصممة لتوفير الضغط المناسب على الطرف الذي تم إلباسه للمرضى الذين يعانون من اضطرابات وريدية وليمفاوية
Ackermann Instrumente GmbH | المانيا | Germany | ME0000000302SFDAA00002 | VersaOne | Fascial Closure System Reusable Suture Passer | Fascial Closure Device
MAVIG GmbH | المانيا | Germany | ME0000003301SFDAA00009 | X Ray Protective Coat | Personnel Protective Shield
MAVIG GmbH | المانيا | Germany | ME0000003301SFDAA00010 | All around protective | Personnel Protective Shield
MAVIG GmbH | المانيا | Germany | ME0000003301SFDAA00011 | Front apron | Personnel Protective Shield
MAVIG GmbH | المانيا | Germany | ME0000003301SFDAA00012 | Radiation protective cap | Personnel Protective Shield
MAVIG GmbH | المانيا | Germany | ME0000003301SFDAA00013 | Thyroid shield | Personnel Protective Shield
MAVIG GmbH | المانيا | Germany | ME0000003301SFDAA00014 | X Ray Protective Glasses | X Ray Protective Glasses
MAVIG GmbH | المانيا | Germany | ME0000003301SFDAA00015 | X Ray Protective Patient Cover | X Ray Protective Patient Cover
MAVIG GmbH | المانيا | Germany | ME0000003301SFDAA00016 | Mobile Stand | Mobile Stand
MAVIG GmbH | المانيا | Germany | ME0000003301SFDAA00017 | X Ray Protective Dental Apron | X Ray Protective Dental Apron
MAVIG GmbH | المانيا | Germany | ME0000003301SFDAA00018 | X Ray Protective Ovarian Shield | X Ray Protective Ovarian Shield
MAVIG GmbH | المانيا | Germany | ME0000003301SFDAA00019 | X-Ray Protective Children Coat | X-Ray Protective Children Coat
MAVIG GmbH | المانيا | Germany | ME0000003301SFDAA00020 | X Ray Protective Patient Apron | X Ray Protective Patient Apron
SUNRISE MEDICAL GMBH | المانيا | Germany | ME0000008136SFDAA00013 | Zippe X'Cape | manual wheelchairs |  | كرسي متحرك لمساعدة العاجزين عن الحركة
GC Orthodontics Europe GmbH | المانيا | Germany | ME0000012878SFDAA00001 | LEGEND | ORTHODONTIC METAL BRACKETS
GC Orthodontics Europe GmbH | المانيا | Germany | ME0000012878SFDAA00002 | NiTi Wires | ORTHODONTIC WIRE
GC Orthodontics Europe GmbH | المانيا | Germany | ME0000012878SFDAA00003 | STAINLESS STEEL WIRE | ORTHODONTIC WIRE
GC Orthodontics Europe GmbH | المانيا | Germany | ME0000012878SFDAA00004 | BETA TITANIUM WIRES | ORTHODONTIC WIRE
GC Orthodontics Europe GmbH | المانيا | Germany | ME0000012878SFDAA00005 | AXCESS | ALIGNER BRACKET ORTHODONTIC
GC Orthodontics Europe GmbH | المانيا | Germany | ME0000012878SFDAA00006 | Experience | BRACKETS METAL ORTHODONTIC
KARL OTTO BRAUN GMBH & CO. KG | المانيا | Germany | ME0000008088SFDAA00005 | Oral B | D701 545 6XC AP CR RG BOX POWER THBR |  | أورال بي جينيوس 9000 روسيغولد فرشاة أسنان كهربائية
Made in Germany by Braun GmbH, Frankfurter Str. 145, D61467 Kronberg/Ts. | المانيا | Germany | ME0000000829SFDAA00061 | Oral B | OC501 535 2 AP CR Box Oral Center Oxyjet |  | عن طريق الفم عن طريق الفم مركز صحة الفم السلطة
KARL OTTO BRAUN GMBH & CO. KG | المانيا | Germany | ME0000008088SFDAA00006 | Oral B | D700 535 5XP AP CR BL BOX PTHBR |  | عن طريق الفم ب SMART6 السلطة
Sakura Finetek USA Inc | المانيا | Germany | ME0000001371SFDAA00001 | AutoWrite Cassette Printer | General Purpose Laboratory Equipment
Tekno-Medical Optik-Chirugie GmbH | المانيا | Germany | ME0000014503SFDAA00008 | Scissor | Cutting Instruments | Scissor
inomed Medizintechnik GmbH | المانيا | Germany | ME0000015179SFDAA00046 | Grid/TES Stimulation matrix | Grid/TES Stimulation matrix | Grid/TES Stimulation matrix
inomed Medizintechnik GmbH | المانيا | Germany | ME0000015179SFDAA00050 | SEP Stimulation Adaptor for ISIS Neurostimulator | SEP Stimulation Adaptor for ISIS Neurostimulator | SEP Stimulation Adaptor for ISIS Neurostimulator
inomed Medizintechnik GmbH | المانيا | Germany | ME0000015179SFDAA00054 | USB cabel ISIS Neurostimulator for system trolley | USB cabel ISIS Neurostimulator for system trolley | USB cabel ISIS Neurostimulator for system trolley
inomed Medizintechnik GmbH | المانيا | Germany | ME0000015179SFDAA00055 | USB cable ISIS Headboxen for system trolley | USB cable ISIS Headboxen for system trolley | USB cable ISIS Headboxen for system trolley
inomed Medizintechnik GmbH | المانيا | Germany | ME0000015179SFDAA00051 | Stimulation Adaptor for ISIS Neurostimulator | Stimulation Adaptor for ISIS Neurostimulator | Stimulation Adaptor for ISIS Neurostimulator
inomed Medizintechnik GmbH | المانيا | Germany | ME0000015179SFDAA00043 | AEP Insert Earphones for ISIS IOM Systems and NeMo | AEP Insert Earphones for ISIS IOM Systems and NeMo | AEP Insert Earphones for ISIS IOM Systems and NeMo
inomed Medizintechnik GmbH | المانيا | Germany | ME0000015179SFDAA00052 | Trigger cabel ISIS Headboxen for system trolley | Trigger cabel ISIS Headboxen for system trolley | Trigger cabel ISIS Headboxen for system trolley
inomed Medizintechnik GmbH | المانيا | Germany | ME0000015179SFDAA00044 | EMG/MEP-Adaptor | EMG/MEP-Adaptor | EMG/MEP-Adaptor
inomed Medizintechnik GmbH | المانيا | Germany | ME0000015179SFDAA00048 | LED flash goggles for VEP stimulation | LED flash goggles for VEP stimulation | LED flash goggles for VEP stimulation
Hans Dinslage GmbH | المانيا | Germany | ME0000002795SFDAA00001 | Foot Spa | Foot Spa | Soft oscillations and vibrating massager relax tight and tense muscles. | جهاز مساج تعمل التذبذبات الناعمة والتدليك بالاهتزاز على استرخاء العضلات المشدودة والمتوترة
MAVIG GmbH | المانيا | Germany | ME0000003301SFDAA00001 | All around protective | Personnel Protective Shield | Personnel Protective Shield
MAVIG GmbH | المانيا | Germany | ME0000003301SFDAA00002 | Front apron model comfort | Personnel Protective Shield | Personnel Protective Shield
MAVIG GmbH | المانيا | Germany | ME0000003301SFDAA00003 | Thyroid shield model | Personnel Protective Shield | Personnel Protective Shield
Spiggle and Theis Medizintechnik GmbH | المانيا | Germany | ME0000006249SFDAA00001 | Silicone Sheeting | Silicone Sheeting | Silicone sheeting for the fields of ENT resp head and neck surgery for usage after rhino and oto surgical procedures such as nasal septum surgery tympanoplasty and plastic surgery of the nose and the auricle It serves for re epithelialization hemostasis stabilization prevention of adhesions respective synechiae and treatment of scars respective keloids
Spiggle and Theis Medizintechnik GmbH | المانيا | Germany | ME0000006249SFDAA00002 | External Aluminium Nasal Splints | External Aluminium Nasal Splints | Product for splinting the external nose, made of aluminium
Spiggle and Theis Medizintechnik GmbH | المانيا | Germany | ME0000006249SFDAA00003 | External Thermoplastic Nasal Splints | External Thermoplastic Nasal Splints | Product for splinting the external nose, made of thermoplastic polymer
Spiggle and Theis Medizintechnik GmbH | المانيا | Germany | ME0000006249SFDAA00004 | Nasal Speculum | Nasal Speculum | The products described herein are reusable surgical instruments for use in the field of ENT or head and neck surgery excluding areas of the central circulatory system CCS and the central nervous system CNS
Spiggle and Theis Medizintechnik GmbH | المانيا | Germany | ME0000006249SFDAA00005 | Tongue Depressors | Tongue Depressors | The products described herein are reusable surgical instruments for use in the field of ENT or head and neck surgery excluding areas of the central circulatory system CCS and the central nervous system CNS
Spiggle and Theis Medizintechnik GmbH | المانيا | Germany | ME0000006249SFDAA00006 | Sterilisation Container | Sterilisation Container | The products described herein are reusable surgical instruments for use in the field of ENT or head and neck surgery excluding areas of the central circulatory system CCS and the central nervous system CNS
Spiggle and Theis Medizintechnik GmbH | المانيا | Germany | ME0000006249SFDAA00007 | Bougies | Bougies | The products described herein are reusable surgical instruments for use in the field of ENT or head and neck surgery excluding areas of the central circulatory system CCS and the central nervous system CNS
Spiggle and Theis Medizintechnik GmbH | المانيا | Germany | ME0000006249SFDAA00008 | Perforators | Perforators | The products described herein are reusable surgical instruments for use in the field of ENT or head and neck surgery excluding areas of the central circulatory system CCS and the central nervous system CNS
Spiggle and Theis Medizintechnik GmbH | المانيا | Germany | ME0000006249SFDAA00009 | Spatula | Spatula | The products described herein are reusable surgical instruments for use in the field of ENT or head and neck surgery excluding areas of the central circulatory system CCS and the central nervous system CNS
ELCON Medical Instruments GmbH. | المانيا | Germany | ME0000006228SFDAA00001 | Spatula | Spatula | Instrument to keep anatomical structures out of the way to create a better field of view or application of filling material.
ELCON Medical Instruments GmbH. | المانيا | Germany | ME0000006228SFDAA00002 | Gouge | Gouge | Instruments for cutting through bones, to split bone parts or for introducing and compressing materials.
ELCON Medical Instruments GmbH. | المانيا | Germany | ME0000006228SFDAA00003 | Containers | Containers | Reusable containers are for sterilization process and transport or storage of surgical instruments.
Spiggle and Theis Medizintechnik GmbH | المانيا | Germany | ME0000006249SFDAA00010 | Needles | Needles | The products described herein are reusable surgical instruments for use in the field of ENT or head and neck surgery excluding areas of the central circulatory system CCS and the central nervous system CNS
Spiggle and Theis Medizintechnik GmbH | المانيا | Germany | ME0000006249SFDAA00011 | Reference Instruments | Reference Instruments | The products described herein are reusable surgical instruments for use in the field of ENT or head and neck surgery excluding areas of the central circulatory system CCS and the central nervous system CNS
Spiggle and Theis Medizintechnik GmbH | المانيا | Germany | ME0000006249SFDAA00012 | Retractors | Retractors | The products described herein are reusable surgical instruments for use in the field of ENT or head and neck surgery excluding areas of the central circulatory system CCS and the central nervous system CNS
Spiggle and Theis Medizintechnik GmbH | المانيا | Germany | ME0000006249SFDAA00013 | Panetti Suction Instruments | Panetti Suction Instruments | The product described herein are reusable surgical instruments for use in the field of ENT or head and neck surgery excluding areas of the central circulatory system (CCS) and the central nervous system (CNS)
ELCON Medical Instruments GmbH. | المانيا | Germany | ME0000006228SFDAA00004 | Blade | Blade | Reusable blades belong to the group pf retaining instruments – their task is to retain tissue, organs and bones or hold away wound edges. Further some reusable blades are to cut tissue
ELCON Medical Instruments GmbH. | المانيا | Germany | ME0000006228SFDAA00005 | Chisel | Chisel | Reusable chisels are chisel-like instruments, used to abrade or cut through bones in the ENT section and in orthopaedic surgery, as well as in reconstructive surgery.
ELCON Medical Instruments GmbH. | المانيا | Germany | ME0000006228SFDAA00006 | Knife | Knife | Reusable knifes to cut or abrade tissue, vessels and dressing materials.
ELCON Medical Instruments GmbH. | المانيا | Germany | ME0000006228SFDAA00007 | Spreader | Spreader | Reusable spreader belong to the retaining instruments. Their task is to retain tissue and organs or hold away wound edges.
Spiggle and Theis Medizintechnik GmbH | المانيا | Germany | ME0000006249SFDAA00015 | Trocars | Trocars | The products described herein are reusable surgical instruments for use in the field of ENT or head and neck surgery excluding areas of the central circulatory system CCS and the central nervous system CNS
Spiggle and Theis Medizintechnik GmbH | المانيا | Germany | ME0000006249SFDAA00016 | Rongeurs | Rongeurs | The products described herein are reusable surgical instruments for use in the field of ENT or head and neck surgery excluding areas of the central circulatory system CCS and the central nervous system CNS
Spiggle and Theis Medizintechnik GmbH | المانيا | Germany | ME0000006249SFDAA00017 | Probes | Probes | The products described herein are reusable surgical instruments for use in the field of ENT or head and neck surgery excluding areas of the central circulatory system CCS and the central nervous system CNS
Spiggle and Theis Medizintechnik GmbH | المانيا | Germany | ME0000006249SFDAA00018 | Mallets | Mallets | The products described herein are reusable surgical instruments for use in the field of ENT or head and neck surgery excluding areas of the central circulatory system CCS and the central nervous system CNS
Spiggle and Theis Medizintechnik GmbH | المانيا | Germany | ME0000006249SFDAA00019 | Nasal Saw | Nasal Saws | The products described herein are reusable surgical instruments for use in the field of ENT or head and neck surgery excluding areas of the central circulatory system CCS and the central nervous system CNS
Spiggle and Theis Medizintechnik GmbH | المانيا | Germany | ME0000006249SFDAA00020 | Knifes and Scalpels | Knifes and Scalpels | The products described herein are reusable surgical instruments for use in the field of ENT or head and neck surgery excluding areas of the central circulatory system CCS and the central nervous system CNS
Spiggle and Theis Medizintechnik GmbH | المانيا | Germany | ME0000006249SFDAA00021 | Gouges | Gouges | The products described herein are reusable surgical instruments for use in the field of ENT or head and neck surgery excluding areas of the central circulatory system CCS and the central nervous system CNS
Spiggle and Theis Medizintechnik GmbH | المانيا | Germany | ME0000006249SFDAA00022 | Chest Support | Chest Support | The products described herein are reusable surgical instruments for use in the field of ENT or head and neck surgery excluding areas of the central circulatory system CCS and the central nervous system CNS
ELCON Medical Instruments GmbH. | المانيا | Germany | ME0000006228SFDAA00008 | Probes | Probes | Reusable probes, inserted to body cavaties or tissue for diagnostic or treatment.
ELCON Medical Instruments GmbH. | المانيا | Germany | ME0000006228SFDAA00009 | Elevator | Elevator | Instrument for lifting, abrasing or dissection of bone fragments or narrow bones
Spiggle and Theis Medizintechnik GmbH | المانيا | Germany | ME0000006249SFDAA00023 | Punches | Punches | The products described herein are reusable surgical instruments for use in the field of ENT or head and neck surgery excluding areas of the central circulatory system CCS and the central nervous system CNS
Spiggle and Theis Medizintechnik GmbH | المانيا | Germany | ME0000006249SFDAA00024 | Loop Instruments | Loop Instruments | The products described herein are reusable surgical instruments for use in the field of ENT or head and neck surgery excluding areas of the central circulatory system CCS and the central nervous system CNS
Spiggle and Theis Medizintechnik GmbH | المانيا | Germany | ME0000006249SFDAA00025 | Osteotomes | Osteotomes | The products described herein are reusable surgical instruments for use in the field of ENT or head and neck surgery excluding areas of the central circulatory system CCS and the central nervous system CNS
Spiggle and Theis Medizintechnik GmbH | المانيا | Germany | ME0000006249SFDAA00026 | External Nasal Bandage | External Nasal Bandage | Nasal Bandage for absorbing blood and/ or secretions
ELCON Medical Instruments GmbH. | المانيا | Germany | ME0000006228SFDAA00010 | Depressor | Depressor | Instrument to keep anatomical structures out of the way to create a better field of view or application of filling material.
Spiggle and Theis Medizintechnik GmbH | المانيا | Germany | ME0000006249SFDAA00027 | Bowls | Bowls | The products described herein are reusable surgical instruments for use in the field of ENT or head and neck surgery excluding areas of the central circulatory system CCS and the central nervous system CNS
ELCON Medical Instruments GmbH. | المانيا | Germany | ME0000006228SFDAA00011 | Basket | Basket | Reusable baskets for sterilization and transport of surgical instruments.
Spiggle and Theis Medizintechnik GmbH | المانيا | Germany | ME0000006249SFDAA00028 | Hooks | Hooks | The products described herein are reusable surgical instruments for use in the field of ENT or head and neck surgery excluding areas of the central circulatory system CCS and the central nervous system CNS
Spiggle and Theis Medizintechnik GmbH | المانيا | Germany | ME0000006249SFDAA00029 | Forceps | Forceps | The products described herein are reusable surgical instruments for use in the field of ENT or head and neck surgery excluding areas of the central circulatory system CCS and the central nervous system CNS
Spiggle and Theis Medizintechnik GmbH | المانيا | Germany | ME0000006249SFDAA00030 | Laryngoscopes | Laryngoscopes | The products described herein are reusable surgical instruments for use in the field of ENT or head and neck surgery excluding areas of the central circulatory system CCS and the central nervous system CNS
Spiggle and Theis Medizintechnik GmbH | المانيا | Germany | ME0000006249SFDAA00031 | Raspatories | Raspatories | The products described herein are reusable surgical instruments for use in the field of ENT or head and neck surgery excluding areas of the central circulatory system CCS and the central nervous system CNS
Spiggle and Theis Medizintechnik GmbH | المانيا | Germany | ME0000006249SFDAA00032 | Ear Speculum | Ear Speculum | The products described herein are reusable surgical instruments for use in the field of ENT or head and neck surgery excluding areas of the central circulatory system CCS and the central nervous system CNS
ELCON Medical Instruments GmbH. | المانيا | Germany | ME0000006228SFDAA00012 | CURETTES | CURETTES | Sharp spoon-shaped instrument for ablation and removing of tissue.
ELCON Medical Instruments GmbH. | المانيا | Germany | ME0000006228SFDAA00013 | Hooks | Hooks | Reusable hooks are tasked to retain tissue, organs and bones or hold away wound edges
ELCON Medical Instruments GmbH. | المانيا | Germany | ME0000006228SFDAA00014 | Osteotomes | Osteotomes | Instrument used to cut through bones or to split bone parts with a flat blade.
ELCON Medical Instruments GmbH. | المانيا | Germany | ME0000006228SFDAA00015 | Rongeurs | Rongeurs | Reusable rongeurs are sharp surgical instruments with which the bone or tissue can be treated.
ELCON Medical Instruments GmbH. | المانيا | Germany | ME0000006228SFDAA00016 | Scissors | Scissors | Reusable scissors to cut tissue, vessels and dressing materials.
ELCON Medical Instruments GmbH. | المانيا | Germany | ME0000006228SFDAA00017 | Forceps | Forceps | Forceps are used to hold, grasp or cut tissue or holding various materials.
Spiggle and Theis Medizintechnik GmbH | المانيا | Germany | ME0000006249SFDAA00033 | Mirrors | Mirrors | The products described herein are reusable surgical instruments for use in the field of ENT or head and neck surgery excluding areas of the central circulatory system CCS and the central nervous system CNS
Spiggle and Theis Medizintechnik GmbH | المانيا | Germany | ME0000006249SFDAA00034 | Curettes | Curettes | The products described herein are reusable surgical instruments for use in the field of ENT or head and neck surgery excluding areas of the central circulatory system CCS and the central nervous system CNS
ELCON Medical Instruments GmbH. | المانيا | Germany | ME0000006228SFDAA00018 | Laryngoscope | Laryngoscope | Intended Purpose: Reusable instruments for examination of throat, pharynx and larynx
ELCON Medical Instruments GmbH. | المانيا | Germany | ME0000006228SFDAA00019 | Raspatory | Raspatory | Instrument for lifting, abrasing or dissection of bone fragments or narrow bones.
KIRCHNER and WILHELM GmbH and Co KG | المانيا | Germany | ME0000006250SFDAA00002 | MASTERLIGHT | Lights Examination | Examination light for illuminating the work area/patient with a shadow-free, "cold" high-power light.
KIRCHNER and WILHELM GmbH and Co KG | المانيا | Germany | ME0000006250SFDAA00003 | EUROLIGHT | Ophthalmoscopes Direct | Diagnostic instrument for optical examination of the fundus of the eye by direct ophthalmoscopy.
KIRCHNER and WILHELM GmbH and Co KG | المانيا | Germany | ME0000006250SFDAA00004 | MedCenter 5000 | Wall Mounted Diagnostic Set | Wall station for power supply for KaWe otoscope heads & ophthalmoscope heads with 3.5 V lamps.
ELCON Medical Instruments GmbH. | المانيا | Germany | ME0000006228SFDAA00020 | Trephine | Trephine | Reusable trephine is a small circular saw for removal of small tissue pieces (e.g. from bones)
ELCON Medical Instruments GmbH. | المانيا | Germany | ME0000006228SFDAA00021 | Sterilization-Sterilising | Sterilization-Sterilising | Reusable accessories for sterilization and transport of surgical instruments.
ELCON Medical Instruments GmbH. | المانيا | Germany | ME0000006228SFDAA00022 | Picks | Picks | Reusable picks retain tissue, organs and bones or hold away wound edges.
ELCON Medical Instruments GmbH. | المانيا | Germany | ME0000006228SFDAA00023 | Drill | Drill | Reusable drill instruments to work (drill and countersink) bones in orthopaedy.
Spiggle and Theis Medizintechnik GmbH | المانيا | Germany | ME0000006249SFDAA00036 | Handles | Handles | The products described herein are reusable surgical instruments for use in the field of ENT or head and neck surgery excluding areas of the central circulatory system CCS and the central nervous system CNS
Spiggle and Theis Medizintechnik GmbH | المانيا | Germany | ME0000006249SFDAA00037 | Insertion Instruments | Insertion Instruments | The products described herein are reusable surgical instruments for use in the field of ENT or head and neck surgery excluding areas of the central circulatory system CCS and the central nervous system CNS
Spiggle and Theis Medizintechnik GmbH | المانيا | Germany | ME0000006249SFDAA00038 | Chisel | Chisel | The products described herein are reusable surgical instruments for use in the field of ENT or head and neck surgery excluding areas of the central circulatory system CCS and the central nervous system CNS
Spiggle and Theis Medizintechnik GmbH | المانيا | Germany | ME0000006249SFDAA00039 | Clamps | Clamps | The products described herein are reusable surgical instruments for use in the field of ENT or head and neck surgery excluding areas of the central circulatory system CCS and the central nervous system CNS
Spiggle and Theis Medizintechnik GmbH | المانيا | Germany | ME0000006249SFDAA00040 | Cotton Carrier | Cotton Carrier | The products described herein are reusable surgical instruments for use in the field of ENT or head and neck surgery excluding areas of the central circulatory system CCS and the central nervous system CNS
Spiggle and Theis Medizintechnik GmbH | المانيا | Germany | ME0000006249SFDAA00041 | Dilators | Dilators | The products described herein are reusable surgical instruments for use in the field of ENT or head and neck surgery excluding areas of the central circulatory system CCS and the central nervous system CNS
Spiggle and Theis Medizintechnik GmbH | المانيا | Germany | ME0000006249SFDAA00042 | Dissectors | Dissectors | The products described herein are reusable surgical instruments for use in the field of ENT or head and neck surgery excluding areas of the central circulatory system CCS and the central nervous system CNS
Spiggle and Theis Medizintechnik GmbH | المانيا | Germany | ME0000006249SFDAA00043 | Elevators | Elevators | The products described herein are reusable surgical instruments for use in the field of ENT or head and neck surgery excluding areas of the central circulatory system CCS and the central nervous system CNS
KIRCHNER and WILHELM GmbH and Co KG | المانيا | Germany | ME0000006250SFDAA00009 | EUROLIGHT | Otoscopes | Diagnostic instrument for medical examination of the external auditory canal up to the eardrum.
Spiggle and Theis Medizintechnik GmbH | المانيا | Germany | ME0000006249SFDAA00044 | Head Bandages | Head Bandages | The products described herein are reuseable surgical instruments for use in the field of ENT or head and neck surgery excluding areas of the central circulatory system (CCS) and the central nervous system (CNS)
Spiggle and Theis Medizintechnik GmbH | المانيا | Germany | ME0000006249SFDAA00045 | Scissors | Scissors | The products described herein are reusable surgical instruments for use in the field of ENT or head and neck surgery excluding areas of the central circulatory system CCS and the central nervous system CNS
KIRCHNER and WILHELM GmbH and Co KG | المانيا | Germany | ME0000006250SFDAA00012 | Head LampHILight | Headlights | Illuminator for medical examinations, intended to be worn on the head during use.
Spiggle and Theis Medizintechnik GmbH | المانيا | Germany | ME0000006249SFDAA00046 | Mouth Gags | Mouth Gags | The products described herein are reusable surgical instruments for use in the field of ENT or head and neck surgery excluding areas of the central circulatory system CCS and the central nervous system CNS
Spiggle and Theis Medizintechnik GmbH | المانيا | Germany | ME0000006249SFDAA00047 | Needle Holder | Needle Holder | The products described herein are reusable surgical instruments for use in the field of ENT or head and neck surgery excluding areas of the central circulatory system CCS and the central nervous system CNS
ELCON Medical Instruments GmbH. | المانيا | Germany | ME0000006228SFDAA00024 | Wire | Wire | Reusable wires to cut through metal wires.
ELCON Medical Instruments GmbH. | المانيا | Germany | ME0000006228SFDAA00025 | Scopes | Scopes | Reusable scopes used for diagnostic purposes only.
ELCON Medical Instruments GmbH. | المانيا | Germany | ME0000006228SFDAA00026 | Saw | Saw | Reusable saws to cut through bones or plaster bandages.
ELCON Medical Instruments GmbH. | المانيا | Germany | ME0000006228SFDAA00027 | Mirror | Mirror | Reusable mirrors are used for examination and diagnostics.
ELCON Medical Instruments GmbH. | المانيا | Germany | ME0000006228SFDAA00028 | Hollow Ware | Hollow Ware | Medical device that holds instruments or other materials during a surgical procedure
ELCON Medical Instruments GmbH. | المانيا | Germany | ME0000006228SFDAA00029 | Dissectors | Dissectors | Reusable dissectors are used for diagnosis or to apply, extract, mix or remove substances.
ELCON Medical Instruments GmbH. | المانيا | Germany | ME0000006228SFDAA00030 | Fork | Fork | Reusable forks for examination of the hearing ability.
ELCON Medical Instruments GmbH. | المانيا | Germany | ME0000006228SFDAA00031 | Hammer | Hammer | Reusable hammers are used for various applications, e.g. to insert implants and bone nails or to bend bone plates
ELCON Medical Instruments GmbH. | المانيا | Germany | ME0000006228SFDAA00032 | Handle | Handle | Reusable handles are to hold or fixed with blades or valves.
ELCON Medical Instruments GmbH. | المانيا | Germany | ME0000006228SFDAA00033 | Syringes | Syringes | Reusable syringes to rinse body cavities with NaCl liquid and to aspirate secretion mixtures and air.
Spiggle and Theis Medizintechnik GmbH | المانيا | Germany | ME0000006249SFDAA00048 | Snare Instruments | Snare Instruments | The products described herein are reusable surgical instruments for use in the field of ENT or head and neck surgery excluding areas of the central circulatory system CCS and the central nervous system CNS
ELCON Medical Instruments GmbH. | المانيا | Germany | ME0000006228SFDAA00034 | Dilators | Dilators | Instrument for widening and stretching existing body openings and vessels.
ELCON Medical Instruments GmbH. | المانيا | Germany | ME0000006228SFDAA00035 | Clamps | Clamps | Clamp instruments are designed to atraumatically grasp connect or clamp organs, vessels and tissues
ELCON Medical Instruments GmbH. | المانيا | Germany | ME0000006228SFDAA00036 | Needles | Needles | Instrument for puncturing of tissue and suture.
ELCON Medical Instruments GmbH. | المانيا | Germany | ME0000006228SFDAA00037 | Needle Holder | Needle Holder | Needle holders serve to hold and guide needles.
ELCON Medical Instruments GmbH. | المانيا | Germany | ME0000006228SFDAA00038 | Retractors | Retractors | Instrument to keep wounds open.
KIRCHNER and WILHELM GmbH and Co KG | المانيا | Germany | ME0000006250SFDAA00016 | F O Laryngoscope Set | Laryngoscope Sets | Fibre optic laryngoscope Blades are used as the primary tool for examination of the interior of the larynx and for placement of an endotracheal tube.
ELCON Medical Instruments GmbH. | المانيا | Germany | ME0000006228SFDAA00039 | Speculum | Speculum | Instrument for creating a field of vision for the examination of the ear, rectal, vagina (general body orifice).
ELCON Medical Instruments GmbH. | المانيا | Germany | ME0000006228SFDAA00040 | Punches | Punches | Sharp surgical instrument with which the bone can be processed and cutted.
Spiggle and Theis Medizintechnik GmbH | المانيا | Germany | ME0000006249SFDAA00049 | Suction Tubes | Suction Tubes | The products described herein are reusable surgical instruments for use in the field of ENT or head and neck surgery excluding areas of the central circulatory system CCS and the central nervous system CNS
KIRCHNER and WILHELM GmbH and Co KG | المانيا | Germany | ME0000006250SFDAA00019 | F O Miller Blade | Laryngoscopes Rigid | Fibre optic laryngoscope Blades are used as the primary tool for examination of the interior of the larynx and for placement of an endotracheal tube.
Institut Virion/ Serion GmbH | المانيا | Germany | ME0000011906SFDAA00255 | Serion Clean | VT125 | Cleaning solution for regular user maintenance of Immunomat s stem
inomed Medizintechnik GmbH | المانيا | Germany | ME0000015179SFDAA00047 | ISIS Xpress empty case | ISIS Xpress empty case | ISIS Xpress empty case
inomed Medizintechnik GmbH | المانيا | Germany | ME0000015179SFDAA00049 | MEP Stimulation Adaptor for GridTES Stimulation matrix | MEP Stimulation Adaptor for GridTES Stimulation matrix | MEP Stimulation Adaptor for GridTES Stimulation matrix
inomed Medizintechnik GmbH | المانيا | Germany | ME0000015179SFDAA00045 | EP Adaptor | EP Adaptor | EP Adaptor
Famos Medizintechnik Vertriebs GmbH | المانيا | Germany | ME0000000122SFDAA00001 | Sterilization process indicator type 5 | Sterilization Process Indicator | .
Famos Medizintechnik Vertriebs GmbH | المانيا | Germany | ME0000000122SFDAA00002 | Sterilization process indicator type 4 | Sterilization Process Indicator | .
Famos Medizintechnik Vertriebs GmbH | المانيا | Germany | ME0000000122SFDAA00003 | Sterilization process indicator type 1 tape 19 | Sterilization Process Indicator | .
Famos Medizintechnik Vertriebs GmbH | المانيا | Germany | ME0000000122SFDAA00004 | Sterilization process indicator type 1 tape 25 | Sterilization Process Indicator | .
Famos Medizintechnik Vertriebs GmbH | المانيا | Germany | ME0000000122SFDAA00005 | Famos Emulating indicator type 6 | Sterilization Process Indicator | Sterilization Process Indicator
Famos Medizintechnik Vertriebs GmbH | المانيا | Germany | ME0000000122SFDAA00006 | Sterilization process indicator low temperature Type 1 | Sterilization Process Indicator | .
Famos Medizintechnik Vertriebs GmbH | المانيا | Germany | ME0000000122SFDAA00007 | Bowie Dick test pack | Sterilization Process Indicator | .
SORG Rollstuhltechnik GmbH CoKG | المانيا | Germany | ME0000008561SFDAA00001 | Jump alpha | Wheelchair | Wheelchair
SORG Rollstuhltechnik GmbH CoKG | المانيا | Germany | ME0000008561SFDAA00002 | Jump Beta | Foldable Activity Wheelchair | Wheelchair
SORG Rollstuhltechnik GmbH CoKG | المانيا | Germany | ME0000008561SFDAA00003 | Loop | Adaptable seat shell base frame wheelchair | Adaptable seat shell base frame wheelchair
SORG Rollstuhltechnik GmbH CoKG | المانيا | Germany | ME0000008561SFDAA00004 | Mio | Children's Wheelchair | Children's Growable Active Wheelchair
SORG Rollstuhltechnik GmbH CoKG | المانيا | Germany | ME0000008561SFDAA00006 | Tilty Vario | Growable Active Wheelchair | Growable Active Wheelchair
SORG Rollstuhltechnik GmbH CoKG | المانيا | Germany | ME0000008561SFDAA00007 | Vector | Wheelchair | Wheelchair
Philips Medizin Systeme Boeblingen GmbH | المانيا | Germany | ME0000003253SFDAA00023 | MECG reusable adapter cable | Electrocardigraphic lead set, reusable | MECG adapter cable (corresponds to option K53)
AS Medizintechnik GmbH | المانيا | Germany | ME0000006987SFDAA00001 | Specula Ear | Specula Ear | Specula Ear
AS Medizintechnik GmbH | المانيا | Germany | ME0000006987SFDAA00002 | Specula Nasal | Specula Nasal | Specula Nasal
AS Medizintechnik GmbH | المانيا | Germany | ME0000006987SFDAA00003 | Tuning Forks | Tuning Forks | Tuning Forks
AS Medizintechnik GmbH | المانيا | Germany | ME0000006987SFDAA00004 | Mirrors Laryngeal | Mirrors Laryngeal | Mirrors Laryngeal
AS Medizintechnik GmbH | المانيا | Germany | ME0000006987SFDAA00005 | Scissors Bandage | Scissors Bandage | Scissors Bandage
AS Medizintechnik GmbH | المانيا | Germany | ME0000006987SFDAA00006 | Applicators Others | Applicators Others | Applicators Others
AS Medizintechnik GmbH | المانيا | Germany | ME0000006987SFDAA00007 | Clamps Artery | Clamps Artery | Clamps Artery
AS Medizintechnik GmbH | المانيا | Germany | ME0000006987SFDAA00008 | Elevators ENT | Elevators ENT | Elevators ENT
AS Medizintechnik GmbH | المانيا | Germany | ME0000006987SFDAA00009 | Forceps Tissue | Forceps Tissue | Forceps Tissue
AS Medizintechnik GmbH | المانيا | Germany | ME0000006987SFDAA00010 | Forceps Others | Forceps Others | Forceps Others
Schutz Dental GmbH | المانيا | Germany | ME0000007483SFDAA00014 | Bleach'n Smile Dental Dam | Light Curing Dental Dam | a light-curing gingiva guard which is used similar to a rubber dam for isolating the gingiva from the teeth requiring treatment.
inomed Medizintechnik GmbH | المانيا | Germany | ME0000015179SFDAA00053 | Trigger output cable for the ISIS IOM System | Trigger output cable for the ISIS IOM System | Trigger output cable for the ISIS IOM System
Johnson & Johnson MEDICAL GmbH | المانيا | Germany | ME0000001757SFDAA00004 | Endoscopic Self-Righting Needle Holder | Needle | reusable stainless steel surgical device
Scholly Fiberoptic GMBH | المانيا | Germany | ME0000001980SFDAA00009 | FLEXILUX 200 LED | Light Source for Medical Endoscopy | a light source for use in medical endoscopy
Scholly Fiberoptic GMBH | المانيا | Germany | ME0000001980SFDAA00010 | Camera Head Full HD Zoom | Camera Head Full HD Zoom | Camera head used in medical endoscopy
Scholly Fiberoptic GMBH | المانيا | Germany | ME0000001980SFDAA00011 | Hightrans Light Cable | Medical light guide | Light guide used in medical endoscopy
Scholly Fiberoptic GMBH | المانيا | Germany | ME0000001980SFDAA00012 | Controller full HD | Controller full HD | A controller used in a medical endoscopy
Scholly Fiberoptic GMBH | المانيا | Germany | ME0000001980SFDAA00013 | Camera Controller Full HD Camera Head Full HD Zoom | Camera Controller Full HD Camera Head Full HD Zoom | Full HD Camera used in Medical endoscopy to deliver a native image using
Scholly Fiberoptic GMBH | المانيا | Germany | ME0000014755SFDAA00007 | Controller Full HD USB Image Capture | Controller Full HD USB Image Capture | A controller used in medical endoscopy
Scholly Fiberoptic GMBH | المانيا | Germany | ME0000014755SFDAA00007 | Controller Full HD USB Image Capture | Controller Full HD USB Image Capture | A controller used in medical endoscopy
Scholly Fiberoptic GMBH | المانيا | Germany | ME0000001980SFDAA00015 | Controller Full HD USB Image Capture Camera head Full HD Zoom | Controller Full HD USB Image Capture Camera head Full HD Zoom | a controller used in medical endoscopy
SIRONA Dental Systems GmbH | المانيا | Germany | ME0000000597SFDAA00094 | T1 Spray 250 ml | Lubricants and care products | Lubricants and care product
SIRONA Dental Systems GmbH | المانيا | Germany | ME0000000597SFDAA00094 | T1 Spray 250 ml | Lubricants and care products | Lubricants and care product
Ondal Medical Systems GmbH | المانيا | Germany | ME0000006580SFDAA00003 | VALiA | Pendant Articulating Arms | Central axis suspension system
Ondal Medical Systems GmbH | المانيا | Germany | ME0000006580SFDAA00004 | VarioView | Monitor Mount | Monitor Mount
Ondal Medical Systems GmbH | المانيا | Germany | ME0000006580SFDAA00005 | Ceiling Plate | Pendant System | Ceiling Mount For Pendant Systems
Ondal Medical Systems GmbH | المانيا | Germany | ME0000006580SFDAA00006 | MediBoom | Pendant System | Rack suspension system
Ondal Medical Systems GmbH | المانيا | Germany | ME0000006580SFDAA00008 | VALiA | Pendant Articulating Arms | Mobile suspended articulating arms
Ondal Medical Systems GmbH | المانيا | Germany | ME0000006580SFDAA00009 | MediLift | Pendant Articulating Arms | Rack suspension system
RODENSTOCK Gmbh | المانيا | Germany | ME0000007428SFDAA00003 | Perfalit | SPECTACLE LENS | Ophthalmic lens is a device that corrects the optical sight of the patient
Maquet Cardiopulmonary GmbH | المانيا | Germany | ME0000006631SFDAA00132 | Holder for priming bag | Holder for priming bag | Holder for tubing set
Philips Medizin Systeme Boeblingen GmbH | المانيا | Germany | ME0000003253SFDAA00022 | ECG 3/5-Lead Trunk Cables and Lead Sets | Electrocardiographi lead set, reusable | Trunk cables accessories used with Philips monitoring equipment
MEYRA GmbH | المانيا | Germany | ME0000012304SFDAA00001 | iChair mc XXL | Power Wheelchairs | Power Wheelchairs used for patients transportation | الكراسي المتحركة بالطاقة يتسخدم لنقل المرضى
MEYRA GmbH | المانيا | Germany | ME0000012304SFDAA00002 | IChair RS | Power Wheelchairs | Power Wheelchairs used for patients transportation | الكراسي المتحركة بالطاقة يتسخدم لنقل المرضى
MEYRA GmbH | المانيا | Germany | ME0000012304SFDAA00003 | iChair mc mid | Power Wheelchairs | Power Wheelchairs used for patients transportation | الكراسي المتحركة بالطاقة يتسخدم لنقل المرضى
MEYRA GmbH | المانيا | Germany | ME0000012304SFDAA00005 | iChair mc3 | Power Wheelchairs | Power Wheelchairs to help disable people | الكراسي المتحركة بالطاقة يتسخدم لنقل المرضى
SUNRISE MEDICAL GMBH | المانيا | Germany | ME0000008136SFDAA00014 | HELIUM | manual wheelchairs | Wheelchairs are exclusively for a user who is unable to walk or has limited mobility, for their own personal use inand outdoor. | كرسي متحرك لمساعدة كبار السن والعاجزين عن الحركة
SUNRISE MEDICAL GMBH | المانيا | Germany | ME0000008136SFDAA00015 | KRYPTON | manual wheelchairs | Wheelchairs are exclusively for a user who is unable to walk or has limited mobility, for their own personal use inand outdoor. | كرسي متحرك لمساعدة كبار السن والعاجزين عن الحركة
SUNRISE MEDICAL GMBH | المانيا | Germany | ME0000008136SFDAA00017 | NEON 2 | WHEELCHAIR | Wheelchairs are exclusively for a user who is unable to walk or has limited mobility, for their own personal use in and outdoor. | كرسي متحرك لمساعدة كبار السن والعاجزين عن الحركة
SUNRISE MEDICAL GMBH | المانيا | Germany | ME0000008136SFDAA00018 | Xenon 2 | WHEELCHAIR | Wheelchairs are exclusively for a user who is unable to walk or has limited mobility, for their own personal use in and outdoor. | كرسي متحرك لمساعدة كبار السن والعاجزين عن الحركة
REBOTEC Rehabilitationsmittel GmbH | المانيا | Germany | ME0000012322SFDAA00001 | Big Foot | accessory for Crutch | The arthritis crutch is designed for persons with impaired walking ability who have inflammatory rheumatism of the joints. It serves to provide more security when walking. This crutch can be used inside and outside in street traffic areas. Always be sure to observe all the safety advisories! No contraindications are known. | اكسسوار للعكازات
REBOTEC Rehabilitationsmittel GmbH | المانيا | Germany | ME0000012322SFDAA00002 | Ferrules | spear part for Crutch | The crutch is designed for persons with impaired walking ability. It serves to provide more security when walking. This crutch can be used inside and outside. The crutch may be pushed together (telescoping) to make it more compact for easier transport. | قطعه احتياطية للعكازات
REBOTEC Rehabilitationsmittel GmbH | المانيا | Germany | ME0000012322SFDAA00003 | 5'castor | spear part for commode chair | The shower/commode wheel chair is for homecare and out-patient purposes. The chair is to be used exclusively for assistance during showering or bathing, using a toilet or for transfer of persons inside buildings. | قطع احتياطية لكراسي قضاء الحاجة للمصابين والعاجزين عن الحركة
SUNRISE MEDICAL GMBH | المانيا | Germany | ME0000008136SFDAA00020 | Argon | WHEELCHAIR | Wheelchairs are exclusively for a user who is unable to walk or has limited mobility, for their own personal use in and outdoor. | كرسي متحرك لمساعدة كبار السن والعاجزين عن الحركة
MEYRA GmbH | المانيا | Germany | ME0000012304SFDAA00006 | iChair Clou | Power Wheelchairs | Power Wheelchairs used for patients transportation | الكراسي المتحركة بالطاقة يتسخدم لنقل المرضى
MEYRA GmbH | المانيا | Germany | ME0000012304SFDAA00007 | iChair mc S | Power Wheelchairs | Power Wheelchairs used for patients transportation | الكراسي المتحركة بالطاقة يتسخدم لنقل المرضى
MEYRA GmbH | المانيا | Germany | ME0000012304SFDAA00012 | Budget | manual wheelchairs | Wheelchairs used for patients transportation | كرسي متحرك لنقل المرضى والعاجزين عن الحركة
REBOTEC Rehabilitationsmittel GmbH | المانيا | Germany | ME0000012322SFDAA00004 | COMBI | CRUTCHES | The crutch is designed for persons with impaired walking ability. It serves to provide more security when walking. This crutch can be used inside and outside. The crutch may be pushed together (telescoping) to make it more compact for easier transport | عكاز لمساعدة المصابين على الحركة
REBOTEC Rehabilitationsmittel GmbH | المانيا | Germany | ME0000012322SFDAA00005 | POLO-PLUS-T | Rollator | The Rollator is an aid for patient mobility and is to be used by patients who have limited balance capability and considerably impaired ability to walk. The grip bow is height-adjustable to match the user’s size. | مشايه لمساعدة العاجزين وكبار السن على المشي
REBOTEC Rehabilitationsmittel GmbH | المانيا | Germany | ME0000012322SFDAA00006 | Jumbo 150 | Rollator | The Rollator is an aid for patient mobility and is to be used by patients who have limited balance capability and considerably impaired ability to walk. The Rollator is mechanically designed for heavy persons. The grip bow is height-adjustable to match the user’s size. | مشاية لمساعدة العاجزين وكبار السن على المشي
REBOTEC Rehabilitationsmittel GmbH | المانيا | Germany | ME0000012322SFDAA00007 | Arnold | PATIENT HOIST | The Patient Hoist is for use in care facilities, clinics and home purposes. The lifter described herein is exclusively for moving (lifting and transferring) a patient in a sling.
REBOTEC Rehabilitationsmittel GmbH | المانيا | Germany | ME0000012322SFDAA00008 | SAFE | CRUTCHES | The crutch is designed for persons with impaired walking ability. It serves to provide more security when walking. This crutch can be used inside and outside. The crutch may be pushed together (telescoping) to make it more compact for easier transport. Always be sure to observe all the safety advisories and the maximum allowable body weight when using the crutch! | عكاز للمساعدة على المشي للمصابين
REBOTEC Rehabilitationsmittel GmbH | المانيا | Germany | ME0000012322SFDAA00009 | Simplex | Walking sticks | The sticks are designed for persons with impaired walking ability | عصا لمساعدة كبار السن على المشي
REBOTEC Rehabilitationsmittel GmbH | المانيا | Germany | ME0000012322SFDAA00010 | BONN | COMMODE CHAIR | The shower/commode wheel chair is for homecare and out-patient purposes. The chair is to be used exclusively for assistance during showering or bathing, using a toilet or for transfer of persons inside buildings. | كرسي لمساعدة العاجزين عن الحركة للاستحمام وقضاء الحاجة
REBOTEC Rehabilitationsmittel GmbH | المانيا | Germany | ME0000012322SFDAA00011 | NEW-YORK | Shower and commode chair | commode chair to help disable people | كرسي لمساعدة العاجزين عن الحركة للاستحمام وقضاء الحاجة
Helmut Zepf Medizintechik GmbH | المانيا | Germany | ME0000008129SFDAA00124 | Tube, Tonsil Suction | Dental Instrument | Dental Instrument
Helmut Zepf Medizintechik GmbH | المانيا | Germany | ME0000008129SFDAA00124 | Tube, Tonsil Suction | Dental Instrument | Dental Instrument
Helmut Zepf Medizintechik GmbH | المانيا | Germany | ME0000008129SFDAA00120 | GINGIVA-RETRACTOR | Dental Instrument | Dental Instrument
Helmut Zepf Medizintechik GmbH | المانيا | Germany | ME0000008129SFDAA00120 | GINGIVA-RETRACTOR | Dental Instrument | Dental Instrument
ERKA Kallmeyer Medizintechnik GmbH and Co KG | المانيا | Germany | ME0000013108SFDAA00001 | Finesse Light | Stethoscopes | Stethoscopes
ERKA Kallmeyer Medizintechnik GmbH and Co KG | المانيا | Germany | ME0000013108SFDAA00002 | Sensitive | Stethoscopes | Stethoscopes
ERKA Kallmeyer Medizintechnik GmbH and Co KG | المانيا | Germany | ME0000013108SFDAA00003 | Precise Gianz Schwarz | Stethoscopes | Stethoscopes
Gebruder Martin GmbH & Co KG | المانيا | Germany | ME0000002645SFDAA00001 | Instrument Tray | Surgical Instruments | Instrument Tray is used as aids for the disposal of organs.
Helmut Zepf Medizintechik GmbH | المانيا | Germany | ME0000008129SFDAA00119 | APPLICATOR FOR AUGMENTATION INJECTOR | MATERIAL APPLICATOR | Dental Instrument
Helmut Zepf Medizintechik GmbH | المانيا | Germany | ME0000008129SFDAA00119 | APPLICATOR FOR AUGMENTATION INJECTOR | MATERIAL APPLICATOR | Dental Instrument
Gebruder Martin GmbH & Co KG | المانيا | Germany | ME0000002645SFDAA00002 | KIDNEY DISH | Surgical Instruments | KIDNEY DISH is used as aids for the disposal of organs.
Gebruder Martin GmbH & Co KG | المانيا | Germany | ME0000002645SFDAA00003 | Cup | Surgical Instruments | Cup is used as aids for the disposal of organs.
Gebrüder Martin GmbH & Co. KG | المانيا | Germany | ME0000012709SFDAA00001 | Bowl | Surgical Instruments | Bowls are used as aids for the disposal of organs.
Philips Medizin Systeme Boeblingen GmbH | المانيا | Germany | ME0000003253SFDAA00086 | MECG Adapter Cable | MECG Adapter Cable | The MECG Adapter cable is intended to connect to a fetal transducer with ECG connector. The M1363A MECG Adapter Cable transfers signals from the patient to the fetal transducer
Schmitz u. Sohne GmbH & Co. KG | المانيا | Germany | ME0000001208SFDAA00007 | Bowl Stand | Bowl Stand | For heating of physiological saline solutions.
Schmitz u. Sohne GmbH & Co. KG | المانيا | Germany | ME0000001208SFDAA00007 | Bowl Stand | Bowl Stand | For heating of physiological saline solutions.
OxMed International GmbH | المانيا | Germany | ME0000012861SFDAA00003 | ZenSetiv microporous plaster half moon strips | ZenSetiv microporous plaster half moon strips | Microporous Plaster Half Moon Strips
Philips Medizin Systeme Boeblingen GmbH | المانيا | Germany | ME0000003253SFDAA00033 | 4 Channel EEG Trunk Cable, 2.7 m | EEG Trunk Cables | EEG Trunk Cables
Philips Medizin Systeme Boeblingen GmbH | المانيا | Germany | ME0000003253SFDAA00032 | EEG Trunk Cable 2.7 meter | Electrical Trunk Cable | Electrical Trunk Cable
Philips Medizin Systeme Boeblingen GmbH | المانيا | Germany | ME0000003253SFDAA00034 | Lead Set Adult for 9 Electrodes, 0.8m | EEG Leadsets | EEG Leadsets
ORTHO MEDICAL GMBH | المانيا | Germany | ME0000007469SFDAA00015 | Plastic Tray for Screw-Extraction | Surgical instrument | Surgical Instrument
HEINE Optotechnik GmbH & Co. KG | المانيا | Germany | ME0000004869SFDAA00180 | XP Miller disposable blades | HEINE Laryngoscope blades | It is Laryngoscope blade.
ORTHO MEDICAL GMBH | المانيا | Germany | ME0000007469SFDAA00014 | Ferris-Smith-Kerrison | Surgical instrument | Surgical instrument
Philips Medizin Systeme Boeblingen GmbH | المانيا | Germany | ME0000003253SFDAA00036 | 4 Channel EEG Trunk Cable, 2.7m | Electrical-only medical device connection cable, reusable | These products are for use with Philips M1027A/B EEG Parameter plug-in Module
Philips Medizin Systeme Boeblingen GmbH | المانيا | Germany | ME0000003253SFDAA00035 | Lead Set Adult for 9 Electrodes, 0.8m | Electrical-only medical device connection cable, reusable | These products are for use with Philips M1027A/B EEG Parameter plug-in Module
ITD GmbH | المانيا | Germany | ME0000001987SFDAA00020 | Secondary Display Cart | Mobile equipment carts | The mobile equipment carts it is imperative to make sure that the support arms attached (swiveling, height adjustable) are placed into the respective park position and, as necessary, locked. Otherwise, the stability cannot be guaranteed
ITD GmbH | المانيا | Germany | ME0000001987SFDAA00019 | Video Cart, OUS | Mobile equipment carts | The mobile equipment carts it is imperative to make sure that the support arms attached (swiveling, height adjustable) are placed into the respective park position and, as necessary, locked. Otherwise, the stability cannot be guaranteed
ITD GmbH | المانيا | Germany | ME0000001987SFDAA00021 | Primary Display Mount, Multi-directional | Mobile equipment carts | The mobile equipment carts it is imperative to make sure that the support arms attached (swiveling, height adjustable) are placed into the respective park position and, as necessary, locked. Otherwise, the stability cannot be guaranteed
ITD GmbH | المانيا | Germany | ME0000001987SFDAA00022 | Secondary Display Mount, Multi-directional | Mobile equipment carts | The mobile equipment carts it is imperative to make sure that the support arms attached (swiveling, height adjustable) are placed into the respective park position and, as necessary, locked. Otherwise, the stability cannot be guaranteed
VBM Medizintechnik GmbH | المانيا | Germany | ME0000006121SFDAA00066 | Pressure transducer holder | Pressure transducer holder | Device for supporting ventilator tubing to patients
VBM Medizintechnik GmbH | المانيا | Germany | ME0000006121SFDAA00066 | Pressure transducer holder | Pressure transducer holder | Device for supporting ventilator tubing to patients
VBM Medizintechnik GmbH | المانيا | Germany | ME0000006121SFDAA00053 | Anaesthetic tube holder | Anaesthetic tube holder | Device for supporting ventilator tubing to patients
VBM Medizintechnik GmbH | المانيا | Germany | ME0000006121SFDAA00053 | Anaesthetic tube holder | Anaesthetic tube holder | Device for supporting ventilator tubing to patients
MEYRA GmbH | المانيا | Germany | ME0000012304SFDAA00014 | FLASH | manual wheelchairs | manual wheelchairs | كرسي متحرك
Famos Medizintechnik Vertriebs GmbH | المانيا | Germany | ME0000000122SFDAA00011 | FamoSonic M Ultrasonic Cleaner 28.01. Benchtop GB Plug | FamoSonic M | FamoSonic M
Gebrueder Martin GmbH & Co. KG | المانيا | Germany | ME0000001065SFDAA01971 | Retractor, Cope, 18 cm | Retractor, Cope, 18 cm | Retractors are used for retracting the operation field. They are used in all surgical disciplines.
ITD GmbH | المانيا | Germany | ME0000001987SFDAA00028 | Vexio-Cart Plus 35E ohne Abdeckleisten | Vexio-Cart | Hospital Cart
Schmitz u. Sohne GmbH & Co. KG | المانيا | Germany | ME0000001208SFDAA00009 | Carbon Plate | Diamond Operating Table | Accessories for Diamond Operating Table.
Schmitz u. Sohne GmbH & Co. KG | المانيا | Germany | ME0000001208SFDAA00008 | Side rail for carbon plate | Diamond Operating Table | Accessories for Diamond Operating Table.
Vereinigte Papierwarenfabriken GmbH | المانيا | Germany | ME0000015620SFDAA00001 | Stericlin® Containerfilter With steam indicator | Containerfilter With steam indicator | Containerfilter With steam indicator
REDA INSTRUMENTE GMBH | المانيا | Germany | ME0000012108SFDAA00969 | swab forceps smooth, FOERSTER | Forceps | Forceps
REDA INSTRUMENTE GMBH | المانيا | Germany | ME0000012108SFDAA00963 | retractor double, MATHIEU | Retractors | Retractors
REDA INSTRUMENTE GMBH | المانيا | Germany | ME0000012108SFDAA00973 | Cleoid-Discoid Modelling carver | Discoid-Cleoid Carvers | Discoid-Cleoid Carvers
REDA INSTRUMENTE GMBH | المانيا | Germany | ME0000012108SFDAA00959 | GRADLE scissor | Scissors | Scissors
REDA INSTRUMENTE GMBH | المانيا | Germany | ME0000012108SFDAA00955 | Bronchus clamp | Bronchus clamps | Bronchus clamps
REDA INSTRUMENTE GMBH | المانيا | Germany | ME0000012108SFDAA00949 | abdominal retractor, DOYEN | Retractors | Retractors
REDA INSTRUMENTE GMBH | المانيا | Germany | ME0000012108SFDAA00976 | Composite instrument | Composite instrument | Composite instrument
REDA INSTRUMENTE GMBH | المانيا | Germany | ME0000012108SFDAA00972 | CUMINE Scaler | CUMINE Scaler | CUMINE Scaler
REDA INSTRUMENTE GMBH | المانيا | Germany | ME0000012108SFDAA00967 | Strandell-Stille retractor | Retractors | Retractors
REDA INSTRUMENTE GMBH | المانيا | Germany | ME0000012108SFDAA00962 | LUCAS Bone curettes | Bone curettes | Bone curettes
REDA INSTRUMENTE GMBH | المانيا | Germany | ME0000012108SFDAA00958 | forceps, jeweller | Forceps | Forceps
REDA INSTRUMENTE GMBH | المانيا | Germany | ME0000012108SFDAA00951 | bone lever, SMILLIE | Retractors | Retractors
Aesculap AG | المانيا | Germany | ME0000015008SFDAA00383 | Holding Rod | Holding Rod | Reusable Retractor.
Vereinigte Papierwarenfabriken GmbH | المانيا | Germany | ME0000015620SFDAA00014 | Stericlin See-through-reel gusseted | Stericlin See-through-reel gusseted | See-through-reel gusseted
Vereinigte Papierwarenfabriken GmbH | المانيا | Germany | ME0000015620SFDAA00013 | SteriClin See-through-pouch flat non-woven | SteriClin See-through-pouch flat non-woven | See-through-pouch flat non-woven
Vereinigte Papierwarenfabriken GmbH | المانيا | Germany | ME0000015620SFDAA00015 | Stericlin See-Through-Pouch flat Tyvek | Stericlin See-Through-Pouch flat Tyvek | See-Through-Pouch flat Tyvek
Vereinigte Papierwarenfabriken GmbH | المانيا | Germany | ME0000015620SFDAA00016 | Stericlin See-through-reel flat | Stericlin See-through-reel flat | See-through-reel flat
Vereinigte Papierwarenfabriken GmbH | المانيا | Germany | ME0000015620SFDAA00017 | Stericlin See-through-reel flat Tyvek | Stericlin See-through-reel flat Tyvek | See-through-reel flat Tyvek
Vereinigte Papierwarenfabriken GmbH | المانيا | Germany | ME0000015620SFDAA00018 | Stericlin Wrapping material non-woven blue | Stericlin Wrapping material non-woven blue | Wrapping material non-woven blue
Vereinigte Papierwarenfabriken GmbH | المانيا | Germany | ME0000015620SFDAA00019 | Stericlin See-through-pouch flat | Stericlin See-through-pouch flat | See-through-pouch flat
Vereinigte Papierwarenfabriken GmbH | المانيا | Germany | ME0000015620SFDAA00020 | Stericlin Wrapping Material Interleaved Non woven polypropylene | Stericlin Wrapping Material Interleaved Non woven polypropylene | Wrapping Material Interleaved Non woven polypropylene
Aesculap AG | المانيا | Germany | ME0000015008SFDAA00384 | COUPLING HEAD | COUPLING HEAD | Reusable Retractor.
Aesculap AG | المانيا | Germany | ME0000003970SFDAA00740 | FLEX ARM SUPPORT | FLEX ARM SUPPORT | Reusable Vessel depressor
Gebrueder Martin GmbH & Co. KG | المانيا | Germany | ME0000001065SFDAA01970 | Probe, Bowman, cyl.Fig. 1/2 | Probe, Bowman, cyl.Fig. 1/2 | Probes are used as guiding instruments for the dilatation of blood vessels, nerves and tissue. They are used in all surgical disciplines.
Philips Medizin Systeme Boeblingen GmbH | المانيا | Germany | ME0000003253SFDAA00038 | EEG Ag/AgCl Electrode, Foam, Pre-gelled | Analytical scalp electrode, single-use | 100 disposable EEG electrodes, wet gel, foam, 40mm diameter used with Philips monitoring equipment
MAVIG GmbH | المانيا | Germany | ME0000011492SFDAA00001 | X-ray Protective Glasses | X-ray Protective Glasses | X-ray Protective Glasses
gke-GmbH | المانيا | Germany | ME0000019217SFDAA00001 | gke steri-Record | Biological indicator | mini - bio - plus self-contained biological indicator
gke-GmbH | المانيا | Germany | ME0000019217SFDAA00001 | gke steri-Record | Biological indicator | mini - bio - plus self-contained biological indicator
gke-GmbH | المانيا | Germany | ME0000019224SFDAA00001 | GKE Incubator | Electronic Dry Bath Incubator | Incubation Of for self-contained biological indicators Incubation at temperature:57 °C
gke-GmbH | المانيا | Germany | ME0000019224SFDAA00001 | GKE Incubator | Electronic Dry Bath Incubator | Incubation Of for self-contained biological indicators Incubation at temperature:57 °C
Betten Malsch GmbH | المانيا | Germany | ME0000000662SFDAA00019 | Care Bed AURA | Care Bed | Care Bed is intended for use as a care aid or health device.
REDA INSTRUMENTE GMBH | المانيا | Germany | ME0000012108SFDAA00950 | Blade only for BALFOUR, extra deep | blades | blades
REDA INSTRUMENTE GMBH | المانيا | Germany | ME0000012108SFDAA00956 | Fenestrated blades | Forceps | Forceps
REDA INSTRUMENTE GMBH | المانيا | Germany | ME0000012108SFDAA00960 | Harrington-Pemberton retractors lung | Retractors | Retractors
REDA INSTRUMENTE GMBH | المانيا | Germany | ME0000012108SFDAA00964 | retractor, HOLZHEIMER | Retractors | Retractors
REDA INSTRUMENTE GMBH | المانيا | Germany | ME0000012108SFDAA00965 | retractor, KELLY | Retractors | Retractors
Gebrueder Martin GmbH & Co. KG | المانيا | Germany | ME0000001065SFDAA01973 | KIDNEY DISH | Surgical Instruments | KIDNEY DISH is used as aids for the disposal of organs, as well as for the storage of liquids and cotton wool pads etc .. They are uses in all surgical disciplines
REDA INSTRUMENTE GMBH | المانيا | Germany | ME0000012108SFDAA00961 | forceps ,KANTROWITZ | Forceps | Forceps
REDA INSTRUMENTE GMBH | المانيا | Germany | ME0000012108SFDAA00968 | SupercutscissorBABY-METZENBAUM | Scissors | Scissors
REDA INSTRUMENTE GMBH | المانيا | Germany | ME0000012108SFDAA00970 | US Balfour Retractor | Retractors | Retractors
REDA INSTRUMENTE GMBH | المانيا | Germany | ME0000012108SFDAA00974 | excavator | Dental Excavators | Dental Excavators
REDA INSTRUMENTE GMBH | المانيا | Germany | ME0000012108SFDAA00975 | Ball type condenser | condensers | condensers
REDA INSTRUMENTE GMBH | المانيا | Germany | ME0000012108SFDAA00971 | Explorer | Explorers | Explorers
REDA INSTRUMENTE GMBH | المانيا | Germany | ME0000012108SFDAA00966 | retractor, RICHARDSON-EASTMAN | Retractors | Retractors
REDA INSTRUMENTE GMBH | المانيا | Germany | ME0000012108SFDAA00957 | forceps tissue, CUSHING | Forceps | Forceps
Gebrueder Martin GmbH & Co. KG | المانيا | Germany | ME0000001065SFDAA01974 | Cup | Surgical Instruments | Cup is used as aids for the disposal of organs, as well as for the storage of liquids and cotton wool pads etc .. They are uses in all surgical disciplines
Aesculap AG | المانيا | Germany | ME0000015008SFDAA00386 | FLEX.ARM W/HOLDING DEVICE | FLEX.ARM W/HOLDING DEVICE | Reusable surgical retraction system mounting frame.
Vereinigte Papierwarenfabriken GmbH | المانيا | Germany | ME0000015620SFDAA00046 | Protective packaging for transvaginal ultrasound probes | Protective packaging for transvaginal ultrasound probes | Protective packaging for transvaginal ultrasound probes
Schutz Dental GmbH | المانيا | Germany | ME0000007483SFDAA00013 | After-Bleaching Care | After Bleaching | After Bleaching Care is a water-based cream for remineralization and desensitization after the bleaching process. Pleasant peppermint flavor.
Betten Malsch GmbH | المانيا | Germany | ME0000000662SFDAA00018 | Hospital Bed IMPULSE KL | Hospital Bed | Bed is intended for operation in the electromagnetic environments
Ergo – Tec GmbH | المانيا | Germany | ME0000001514SFDAA00001 | Biometer Table | Biometer Table | To serve as an electrically height adjustable table with power outlet for installing medical instruments.
Helmut Zepf Medizintechnik GmbH | المانيا | Germany | ME0000007980SFDAA00005 | CHISEL, OSTEOTOME | CHISEL | CHISEL
Helmut Zepf Medizintechnik GmbH | المانيا | Germany | ME0000007980SFDAA00008 | CURETTE INSERT | CURETTE | CURETTE
Helmut Zepf Medizintechnik GmbH | المانيا | Germany | ME0000007980SFDAA00002 | "INDIA" MULTIFORM SHARPENING STONE, | sharpening tool | sharpening tool
Helmut Zepf Medizintechnik GmbH | المانيا | Germany | ME0000007980SFDAA00006 | COMPOSMOOTH KIT | COMPOSMOOTH KIT | COMPOSMOOTH KIT
Helmut Zepf Medizintechnik GmbH | المانيا | Germany | ME0000007980SFDAA00007 | CROWN BUTTLER, AUTOMATIC CROWN REMOVER | CROWN REMOVER | CROWN REMOVER
Helmut Zepf Medizintechnik GmbH | المانيا | Germany | ME0000007980SFDAA00011 | CHISEL, OSTEOTOME SET | chisel | chisel
Helmut Zepf Medizintechnik GmbH | المانيا | Germany | ME0000007980SFDAA00010 | CALIPER | gauge | gauge
Helmut Zepf Medizintechnik GmbH | المانيا | Germany | ME0000007980SFDAA00009 | BENEX TOOTH EXTRACTING SYSTEM - | Extraction System | Extraction System
REDA INSTRUMENTE GMBH | المانيا | Germany | ME0000012108SFDAA00748 | nasal retracator | hooks | hooks
REDA INSTRUMENTE GMBH | المانيا | Germany | ME0000012108SFDAA00747 | nasal rasp | rasps nasal | rasps nasal
REDA INSTRUMENTE GMBH | المانيا | Germany | ME0000012108SFDAA00755 | osteotome Sheehan | chisels | chisels
REDA INSTRUMENTE GMBH | المانيا | Germany | ME0000012108SFDAA00759 | raspatories | elevators | elevators
REDA INSTRUMENTE GMBH | المانيا | Germany | ME0000012108SFDAA00762 | RHOTON, buttoned probes | probes | probes
REDA INSTRUMENTE GMBH | المانيا | Germany | ME0000012108SFDAA00764 | RHOTON, scoops | curets | curets
Helmut Zepf Medizintechnik GmbH | المانيا | Germany | ME0000007980SFDAA00001 | APPLICATOR, GAUZE PACKER | APPLICATOR | MATERIAL APPLICATOR
REDA INSTRUMENTE GMBH | المانيا | Germany | ME0000012108SFDAA00768 | SEBILEAU elevator | elevators | elevators
REDA INSTRUMENTE GMBH | المانيا | Germany | ME0000012108SFDAA00737 | LANDOLT Pituitary Rongeur | forceps utility | forceps utility
REDA INSTRUMENTE GMBH | المانيا | Germany | ME0000012108SFDAA00740 | Masing elevator | elevator | elevator
REDA INSTRUMENTE GMBH | المانيا | Germany | ME0000012108SFDAA00746 | nasal cutting forceps,SCHMEDEN | forceps utility | forceps utility
REDA INSTRUMENTE GMBH | المانيا | Germany | ME0000012108SFDAA00758 | QUERVAIN elevator | elevators | elevators
REDA INSTRUMENTE GMBH | المانيا | Germany | ME0000012108SFDAA00763 | RHOTON, hooks | hooks | hooks
REDA INSTRUMENTE GMBH | المانيا | Germany | ME0000012108SFDAA00744 | nasal cutting forceps | forceps utility | forceps utility
REDA INSTRUMENTE GMBH | المانيا | Germany | ME0000012108SFDAA00750 | needle holder | needle holder | needle holder
REDA INSTRUMENTE GMBH | المانيا | Germany | ME0000012108SFDAA00735 | jar | cups | cups
REDA INSTRUMENTE GMBH | المانيا | Germany | ME0000012108SFDAA00771 | YASARGIL Dissecting Scissor | Scissors | Scissors
REDA INSTRUMENTE GMBH | المانيا | Germany | ME0000012108SFDAA00729 | Gorney Face Lift scissors | scissors | scissors
REDA INSTRUMENTE GMBH | المانيا | Germany | ME0000012108SFDAA00721 | Biopsy forceps semi rigid | tweezers | tweezers
REDA INSTRUMENTE GMBH | المانيا | Germany | ME0000012108SFDAA00725 | D'ASSUMPACO face-lift markers | marker | marker
REDA INSTRUMENTE GMBH | المانيا | Germany | ME0000012108SFDAA00754 | Nordfolk and Norwich retractor | spreaders | spreaders
REDA INSTRUMENTE GMBH | المانيا | Germany | ME0000012108SFDAA00767 | Scissors 5Fr. | Scissors | Scissors
REDA INSTRUMENTE GMBH | المانيا | Germany | ME0000012108SFDAA00730 | hemos.fcps,MIXTER O¦SHAUGNESSY | tweezers | tweezers
REDA INSTRUMENTE GMBH | المانيا | Germany | ME0000012108SFDAA00724 | COTTLE-MASING nasal scissors | scissors | scissors
REDA INSTRUMENTE GMBH | المانيا | Germany | ME0000012108SFDAA00726 | DE BAKEY forceps TC | tweezers | tweezers
REDA INSTRUMENTE GMBH | المانيا | Germany | ME0000012108SFDAA00741 | McIndoe Forceps | tweezers | tweezers
Helmut Zepf Medizintechnik GmbH | المانيا | Germany | ME0000007980SFDAA00004 | CURETTE | CURETTE | CURETTE
Helmut Zepf Medizintechnik GmbH | المانيا | Germany | ME0000007980SFDAA00014 | RETRACTOR | RETRACTOR | RETRACTOR
Helmut Zepf Medizintechnik GmbH | المانيا | Germany | ME0000007980SFDAA00018 | ENDO PLUGGER | Endodontic pluggers | Endodontic pluggers
Helmut Zepf Medizintechnik GmbH | المانيا | Germany | ME0000007980SFDAA00025 | COLLAR AND CROWN | Scissors | Scissors
Helmut Zepf Medizintechnik GmbH | المانيا | Germany | ME0000007980SFDAA00029 | REMOVER, EASY LIFTER BY DR. WIETZORKE | REMOVER | REMOVER
REDA INSTRUMENTE GMBH | المانيا | Germany | ME0000012108SFDAA00774 | hemost. forceps delic. PEAN | clamps | clamps
REDA INSTRUMENTE GMBH | المانيا | Germany | ME0000012108SFDAA00773 | percussions hammers | percussors | percussors
REDA INSTRUMENTE GMBH | المانيا | Germany | ME0000012108SFDAA00770 | ophtalmic scissors, WESTCOTT | scissors | scissors
REDA INSTRUMENTE GMBH | المانيا | Germany | ME0000012108SFDAA00766 | scalp flap forceps | forceps utility | forceps utility
Helmut Zepf Medizintechnik GmbH | المانيا | Germany | ME0000007980SFDAA00023 | HEMINGWAY SPOON, | Pliers | Pliers
REDA INSTRUMENTE GMBH | المانيا | Germany | ME0000012108SFDAA00761 | retractor | retractors | retractors
REDA INSTRUMENTE GMBH | المانيا | Germany | ME0000012108SFDAA00757 | periosteal elevator | elevators | elevators
REDA INSTRUMENTE GMBH | المانيا | Germany | ME0000012108SFDAA00753 | nerve hook | hooks | hooks
REDA INSTRUMENTE GMBH | المانيا | Germany | ME0000012108SFDAA00745 | nasal cutting forceps,HARTMANN | forceps utility | forceps utility
REDA INSTRUMENTE GMBH | المانيا | Germany | ME0000012108SFDAA00743 | mucosa knife, FREER | knife others | knife others
REDA INSTRUMENTE GMBH | المانيا | Germany | ME0000012108SFDAA00739 | London-College dental fcps. | tweezers | tweezers
REDA INSTRUMENTE GMBH | المانيا | Germany | ME0000012108SFDAA00734 | hysterectomy scissors,WERTHEIM | scissors | scissors
REDA INSTRUMENTE GMBH | المانيا | Germany | ME0000012108SFDAA00728 | GORNEY dissector | elevators | elevators
REDA INSTRUMENTE GMBH | المانيا | Germany | ME0000012108SFDAA00720 | Biopsy and grasping forceps | tweezers | tweezers
REDA INSTRUMENTE GMBH | المانيا | Germany | ME0000012108SFDAA00723 | Breast retractor | retractor | retractor
REDA INSTRUMENTE GMBH | المانيا | Germany | ME0000012108SFDAA00722 | bone hammer | mallets bone | mallets bone
REDA INSTRUMENTE GMBH | المانيا | Germany | ME0000012108SFDAA00719 | Antrum punch | Punches | Punches
REDA INSTRUMENTE GMBH | المانيا | Germany | ME0000012108SFDAA00727 | diagnostic set | ophthalmoscope | ophthalmoscope
REDA INSTRUMENTE GMBH | المانيا | Germany | ME0000012108SFDAA00733 | hemostatic forceps | tweezers | tweezers
REDA INSTRUMENTE GMBH | المانيا | Germany | ME0000012108SFDAA00738 | scissors LITTLER | scissors | scissors
REDA INSTRUMENTE GMBH | المانيا | Germany | ME0000012108SFDAA00742 | MCKISSOCK marker | markers | markers
REDA INSTRUMENTE GMBH | المانيا | Germany | ME0000012108SFDAA00749 | nasal speculum | speculas | speculas
REDA INSTRUMENTE GMBH | المانيا | Germany | ME0000012108SFDAA00756 | OSTROEM Antrum-punch | punches | punches
REDA INSTRUMENTE GMBH | المانيا | Germany | ME0000012108SFDAA00760 | retractor perineorr | speculas | speculas
REDA INSTRUMENTE GMBH | المانيا | Germany | ME0000012108SFDAA00765 | RHOTON,raspatories | elevators | elevators
REDA INSTRUMENTE GMBH | المانيا | Germany | ME0000012108SFDAA00769 | vaginal specula | speculas | speculas
REDA INSTRUMENTE GMBH | المانيا | Germany | ME0000012108SFDAA00772 | YASARGIL Scissor | Scissors | Scissors
REDA INSTRUMENTE GMBH | المانيا | Germany | ME0000012108SFDAA00736 | Kelly Fcps | clamps | clamps
Helmut Zepf Medizintechnik GmbH | المانيا | Germany | ME0000007980SFDAA00022 | HANDLE | HANDLE | HANDLE
Helmut Zepf Medizintechnik GmbH | المانيا | Germany | ME0000007980SFDAA00003 | BENEX EXTRACING SYSTEM - SCREW ONLY | Extraction System | Extraction System
Helmut Zepf Medizintechnik GmbH | المانيا | Germany | ME0000007980SFDAA00013 | CROWN-TRACTOR | TRACTOR | TRACTOR
Helmut Zepf Medizintechnik GmbH | المانيا | Germany | ME0000007980SFDAA00017 | ENDO - SET 13 INSTRUMENT IN BASKET | CLEANING AND SHAPING INSTRUMENTS | CLEANING AND SHAPING INSTRUMENTS
Helmut Zepf Medizintechnik GmbH | المانيا | Germany | ME0000007980SFDAA00021 | HAMMER, SURGICAL | mallet | mallet
Helmut Zepf Medizintechnik GmbH | المانيا | Germany | ME0000007980SFDAA00028 | SOFT APPLICATION INSERTS | SOFT APPLICATION INSERTS | SOFT APPLICATION INSERTS
Helmut Zepf Medizintechnik GmbH | المانيا | Germany | ME0000007980SFDAA00016 | DRIVER GUIDE | DRIVER GUIDE | DRIVER GUIDE
Helmut Zepf Medizintechnik GmbH | المانيا | Germany | ME0000007980SFDAA00020 | FOR RUBBER DAM FORCEPS - FRAME ONLY | rubber dam | rubber dam
Helmut Zepf Medizintechnik GmbH | المانيا | Germany | ME0000007980SFDAA00027 | SCISSORS, SURGICAL TISSUE | SCISSORS | SCISSORS
Helmut Zepf Medizintechnik GmbH | المانيا | Germany | ME0000007980SFDAA00031 | PLIERS OPERATIVE, | PLIER | PLIER
Helmut Zepf Medizintechnik GmbH | المانيا | Germany | ME0000007980SFDAA00037 | RUBBER-DAM FORCEPS, | clamps | clamps
Helmut Zepf Medizintechnik GmbH | المانيا | Germany | ME0000007980SFDAA00043 | SUPPORT DISC, | dental disc | dental disc
Helmut Zepf Medizintechnik GmbH | المانيا | Germany | ME0000007980SFDAA00050 | MATRIX RETAINER, TOFFLEMIRE | MATRIX RETAINER | MATRIX RETAINER
Helmut Zepf Medizintechnik GmbH | المانيا | Germany | ME0000007980SFDAA00058 | CUP, PROPHYLAXIS | CUP | CUP
Helmut Zepf Medizintechnik GmbH | المانيا | Germany | ME0000007980SFDAA00036 | ROOT CANAL EXPLORER/PLUGGER DG 16, | PLUGGER | PLUGGER
Helmut Zepf Medizintechnik GmbH | المانيا | Germany | ME0000007980SFDAA00045 | INSTRUMENT, FILLING, PLASTIC | Plastic Filling Instruments | Plastic Filling Instruments
Helmut Zepf Medizintechnik GmbH | المانيا | Germany | ME0000007980SFDAA00059 | BONE MILL FORCEPS | FORCEPS | FORCEPS
Helmut Zepf Medizintechnik GmbH | المانيا | Germany | ME0000007980SFDAA00046 | INSTRUMENT HOLDER FOR TRAY | Tray | Tray
Helmut Zepf Medizintechnik GmbH | المانيا | Germany | ME0000007980SFDAA00030 | PLIERS SURGICAL, | PLIER | PLIER
Helmut Zepf Medizintechnik GmbH | المانيا | Germany | ME0000007980SFDAA00026 | HOLDER, NEEDLE | Needle Holders | Needle Holders
Helmut Zepf Medizintechnik GmbH | المانيا | Germany | ME0000007980SFDAA00015 | FILE, BONE | FILE | FILE
Helmut Zepf Medizintechnik GmbH | المانيا | Germany | ME0000007980SFDAA00024 | HEMOSTAT, | clamp | clamp
Helmut Zepf Medizintechnik GmbH | المانيا | Germany | ME0000007980SFDAA00049 | INSERT FOR CROWN-BUTLER, REMOVER, | CROWN REMOVER | CROWN REMOVER
Helmut Zepf Medizintechnik GmbH | المانيا | Germany | ME0000007980SFDAA00056 | TRAY, SURGICAL, INSTRUMENT | TRAY | TRAY
Helmut Zepf Medizintechnik GmbH | المانيا | Germany | ME0000007980SFDAA00038 | SPREADER, PULP CANAL FILLING MAT.,ENDO | Root canal treatment | Root canal treatment
Helmut Zepf Medizintechnik GmbH | المانيا | Germany | ME0000007980SFDAA00052 | NERVE CANAL PLIER, OPERATIVE | PLIER | PLIER
Helmut Zepf Medizintechnik GmbH | المانيا | Germany | ME0000007980SFDAA00047 | KRASTEV VGO OST SET | Osteotomes | Osteotomes
REDA INSTRUMENTE GMBH | المانيا | Germany | ME0000012108SFDAA00775 | CINELLI osteotome | chisels | chisels
Helmut Zepf Medizintechnik GmbH | المانيا | Germany | ME0000007980SFDAA00035 | REMOVER, CROWN, | CROWN REMOVER | CROWN REMOVER
Helmut Zepf Medizintechnik GmbH | المانيا | Germany | ME0000007980SFDAA00051 | MICRO TWEEZERS COOLEY SPECIAL | TWEEZERS | TWEEZERS
Helmut Zepf Medizintechnik GmbH | المانيا | Germany | ME0000007980SFDAA00019 | FOR PERIODONTAL INSTRUMENTS/SCALER - | periodontal scalers | periodontal scalers
ARICON Kunststoffwerk GmbH | المانيا | Germany | ME0000020642SFDAA00001 | EasyRoller | EasyRoller | Wheelchair
Helmut Zepf Medizintechnik GmbH | المانيا | Germany | ME0000007980SFDAA00012 | CLEANING BRUSH | BRUSH | BRUSH
MAVIG GmbH | المانيا | Germany | ME0000011492SFDAA00005 | OT - Radiation Protective Shields | Radiation protective shields | X-ray protective shield
Ortho Medical GmbH | المانيا | Germany | ME0000001490SFDAA00001 | Drill Bit | Surgical Instrument | Surgical Instrument
Fresenius Kabi AG | المانيا | Germany | ME0000001822SFDAA00067 | CONOX SENSOR | CONOX SENSOR | Electrode.
Vereinigte Papierwarenfabriken GmbH | المانيا | Germany | ME0000015620SFDAA00048 | Seal Test paper | Seal Test paper | Seal Test paper
Schmitz u. Sohne GmbH & Co. KG | المانيا | Germany | ME0000001208SFDAA00049 | STS 282 | Patient Stretcher | STS Patient stretcher for emergency and outpatient departments
Schmitz u. Sohne GmbH & Co. KG | المانيا | Germany | ME0000001208SFDAA00046 | Side Rail | Side Rail | Accessories for patient stretcher for emergency and outpatient departments
Schmitz u. Sohne GmbH & Co. KG | المانيا | Germany | ME0000001208SFDAA00040 | Body restraint strap | Body restraint strap | Accessories for patient stretcher for emergency and outpatient departments
Schmitz u. Sohne GmbH & Co. KG | المانيا | Germany | ME0000001208SFDAA00041 | Head cushion | Head cushion | Accessories for patient stretcher for emergency and outpatient departments
Schmitz u. Sohne GmbH & Co. KG | المانيا | Germany | ME0000001208SFDAA00048 | STL Mattress | Mattress | Accessories for STL Patient stretcher for emergency and outpatient departments
Helmut Zepf Medizintechnik GmbH | المانيا | Germany | ME0000007980SFDAA00061 | SYRINGE, CARTRIDGE | SYRINGE, CARTRIDGE | SYRINGE, CARTRIDGE
Schmitz u. Sohne GmbH & Co. KG | المانيا | Germany | ME0000001208SFDAA00047 | STL 285 | Stretcher STL | STL Patient stretcher for emergency and outpatient department
Helmut Zepf Medizintechnik GmbH | المانيا | Germany | ME0000007980SFDAA00060 | MATRIX BANDS FOR MATRIX RETAINERS, | MATRIX BANDS | MATRIX BANDS
ergoline GmbH | المانيا | Germany | ME0000005028SFDAA00026 | Ergocar PC 4 | Ergocar PC 4 | Medical Trolley
Schmitz u. Sohne GmbH & Co. KG | المانيا | Germany | ME0000001208SFDAA00050 | Transfer mattress | Transfer mattress | Accessories for patient stretcher for emergency and outpatient departments
Helmut Zepf Medizintechnik GmbH | المانيا | Germany | ME0000019877SFDAA00001 | Tray wash basket | Dental Instrument | Dental Instrument
Helmut Zepf Medizintechik GmbH | المانيا | Germany | ME0000008129SFDAA00139 | ARKANSAS Sharping Stone | Dental Instrument | Dental Instrument
Helmut Zepf Medizintechik GmbH | المانيا | Germany | ME0000008129SFDAA00138 | HAEMOSTATIC FORCEPS | Dental Instrument | Dental Instrument
Helmut Zepf Medizintechik GmbH | المانيا | Germany | ME0000008129SFDAA00140 | PLUGGER, ROOT CANAL | root canal instrument | root canal instrument
Helmut Zepf Medizintechik GmbH | المانيا | Germany | ME0000008129SFDAA00137 | Tray wash tray | Dental Instrument | Dental Instrument
Gebruder Martin GmbH & Co KG | المانيا | Germany | ME0000002645SFDAA00013 | TRACHEAL DILATOR | TRACHEAL SURGERY DILATOR | TRACHEAL SURGERY DILATOR
Gebruder Martin GmbH & Co KG | المانيا | Germany | ME0000002645SFDAA00009 | Ear Speculum | Ear Speculum Reusable | Ear Speculum Reusable
Gebruder Martin GmbH & Co KG | المانيا | Germany | ME0000002645SFDAA00008 | Scissors | Reusable Scissors | Reusable Scissors
Gebruder Martin GmbH & Co KG | المانيا | Germany | ME0000002645SFDAA00012 | LEAD HAND | Arm Postruring Support | Arm Postruring Support
Gebruder Martin GmbH & Co KG | المانيا | Germany | ME0000002645SFDAA00011 | LARYNGEAL MIRROR | LARYNGEAL MIRROR | LARYNGEAL MIRROR
Gebruder Martin GmbH & Co KG | المانيا | Germany | ME0000002645SFDAA00007 | Vaginal Speculum | Vaginal Speculum Reusable | Speculum Reusable
Gebrüder Martin GmbH & Co. KG | المانيا | Germany | ME0000012709SFDAA00007 | Lip Retractor | Mouth Gag, adjustable | The instruments may only be used for their intended purpose in the specified medical fields, with use being restricted to adequately trained and qualified personnel.
Gebrüder Martin GmbH & Co. KG | المانيا | Germany | ME0000012709SFDAA00005 | Tongue Depressor, Wieder | Tongue Depressor, surgical | The instruments may only be used for their intended purpose in the specified medical fields, with use being restricted to adequately trained and qualified personnel.
Gebrüder Martin GmbH & Co. KG | المانيا | Germany | ME0000012709SFDAA00008 | Specim/Aspir Curette | Intrauterine curette, manual | The instruments may be used only according to their intended use in the medical specialties by adequately trained and qualified personnel.
Gebrüder Martin GmbH & Co. KG | المانيا | Germany | ME0000012709SFDAA00006 | Mouth Gag | Mouth Gag | The instruments may only be used for their intended purpose in the specified medical fields, with use being restricted to adequately trained and qualified personnel.
Schmitz u. Sohne GmbH & Co. KG | المانيا | Germany | ME0000001208SFDAA00051 | Cassette Carrier | Cassette Carrier | Accessories for STS Patient stretcher for emergency and outpatient departments
Gebrüder Martin GmbH & Co. KG | المانيا | Germany | ME0000012709SFDAA00009 | Aspirating Curette | Intrauterine curette, suction | The instruments may be used only according to their intended use in the medical specialties by adequately trained and qualified personnel.
Schmitz u. Sohne GmbH & Co. KG | المانيا | Germany | ME0000001208SFDAA00045 | Reanimation Board | Reanimation Board | Accessories for patient stretcher for emergency and outpatient departments
AGA SANITÄTSARTIKEL GmbH | المانيا | Germany | ME0000021160SFDAA00001 | Examination chair | Examination chair | Examination chair
Schmitz u. Sohne GmbH & Co. KG | المانيا | Germany | ME0000001208SFDAA00044 | Multifunction Board | Multifunction Board | Accessories for patient stretcher for emergency and outpatient departments
Schmitz u. Sohne GmbH & Co. KG | المانيا | Germany | ME0000001208SFDAA00043 | Infusion Pole | Infusion Pole | Accessories for patient stretcher for emergency and outpatient departments
Vereinigte Papierwarenfabriken GmbH | المانيا | Germany | ME0000015620SFDAA00029 | Plastic seal | Plastic seal | Plastic seal
Vereinigte Papierwarenfabriken GmbH | المانيا | Germany | ME0000015620SFDAA00033 | Instruments bag | Instruments bag | Instruments bag
Vereinigte Papierwarenfabriken GmbH | المانيا | Germany | ME0000015620SFDAA00025 | Corner reinforcement for sterilisation trays | Corner reinforcement for sterilisation trays | Corner reinforcement for sterilisation trays
Vereinigte Papierwarenfabriken GmbH | المانيا | Germany | ME0000015620SFDAA00021 | See-through-pouch gusseted | See-through-pouch gusseted | See-through-pouch gusseted
Helmut Zepf Medizintechnik GmbH | المانيا | Germany | ME0000007980SFDAA00032 | PLUGGER, ROOT CANAL | root canal instrument | root canal instrument
Schmitz u. Sohne GmbH & Co. KG | المانيا | Germany | ME0000001208SFDAA00042 | STS Mattress | Mattress | Accessories for patient stretcher for emergency and outpatient departments
Helmut Zepf Medizintechnik GmbH | المانيا | Germany | ME0000007980SFDAA00034 | POINT FOR MILLER CROWN RING REMOVER | CROWN REMOVER | CROWN REMOVER
Helmut Zepf Medizintechnik GmbH | المانيا | Germany | ME0000007980SFDAA00039 | HEMOSTATIC FORCEPS, KOCHER, | clamp | clamp
Vereinigte Papierwarenfabriken GmbH | المانيا | Germany | ME0000015620SFDAA00023 | Tape Dispenser | Tape Dispenser | Tape Dispenser
Vereinigte Papierwarenfabriken GmbH | المانيا | Germany | ME0000015620SFDAA00027 | Absorbent inner layer | Absorbent inner layer | Absorbent inner layer
Vereinigte Papierwarenfabriken GmbH | المانيا | Germany | ME0000015620SFDAA00031 | Dust cover bag | Dust cover bag | Dust cover bag
Vereinigte Papierwarenfabriken GmbH | المانيا | Germany | ME0000015620SFDAA00035 | Sterilisation proof fibre tip pen | Sterilisation proof fibre tip pen | Sterilisation proof fibre tip pen
Vereinigte Papierwarenfabriken GmbH | المانيا | Germany | ME0000015620SFDAA00022 | Steam Indicator Tape | Steam Indicator Tape | Steam Indicator Tape
Vereinigte Papierwarenfabriken GmbH | المانيا | Germany | ME0000015620SFDAA00030 | Containerseal white with STEAM-indicator | Containerseal white with STEAM-indicator | Containerseal white with STEAM-indicator
Vereinigte Papierwarenfabriken GmbH | المانيا | Germany | ME0000015620SFDAA00024 | Trayliner | Trayliner | Trayliner
Vereinigte Papierwarenfabriken GmbH | المانيا | Germany | ME0000015620SFDAA00028 | Container label | Container label | Container label
Vereinigte Papierwarenfabriken GmbH | المانيا | Germany | ME0000015620SFDAA00032 | Cover for instruments | Cover for instruments | Cover for instruments
Vereinigte Papierwarenfabriken GmbH | المانيا | Germany | ME0000015620SFDAA00036 | Gussted Paper Bags | Gussted Paper Bags | Gussted Paper Bags
AGA SANITÄTSARTIKEL GmbH | المانيا | Germany | ME0000021155SFDAA00001 | Cardiology tilt table | Cardiology tilt table | examination table
AGA SANITÄTSARTIKEL GmbH | المانيا | Germany | ME0000021157SFDAA00001 | Dialysis chair | Dialysis chair | Dialysis chair
Vereinigte Papierwarenfabriken GmbH | المانيا | Germany | ME0000015620SFDAA00034 | Instrument protector InstruProtector | Instrument protector InstruProtector | Instrument protector InstruProtector
Vereinigte Papierwarenfabriken GmbH | المانيا | Germany | ME0000015620SFDAA00026 | Tray labels | Tray-labels | Tray-labels
ERKA Kallmeyer Medizintechnik GmbH & Co.KG | المانيا | Germany | ME0000010111SFDAA00002 | Finesse2 | Stethoscope | Stethoscope
PRESIDENT DENTAL GmbH | المانيا | Germany | ME0000019642SFDAA00001 | Zenolite | Led Curing Light | Led Curing Light
PRESIDENT DENTAL GmbH | المانيا | Germany | ME0000008127SFDAA00028 | CEMEL | Articulating paper | Articulating paper
PRESIDENT DENTAL GmbH | المانيا | Germany | ME0000019642SFDAA00005 | Presigum | Hydrophilic addition silicone | Hydrophilic addition silicone
PRESIDENT DENTAL GmbH | المانيا | Germany | ME0000019642SFDAA00009 | ZENIT FLEX SNAP ON | Finishing and polishing disc | Finishing and polishing disc
ERKA Kallmeyer Medizintechnik GmbH & Co.KG | المانيا | Germany | ME0000010111SFDAA00001 | Finesse | Stethoscope | Stethoscope
PRESIDENT DENTAL GmbH | المانيا | Germany | ME0000019642SFDAA00003 | Nova Tray | Light curing custom tray material | Light curing custom tray material
PRESIDENT DENTAL GmbH | المانيا | Germany | ME0000019642SFDAA00008 | Pop On Set | Finishing and polishing disc | Finishing and polishing disc
PRESIDENT DENTAL GmbH | المانيا | Germany | ME0000019642SFDAA00012 | paste hardener | Catalyst for C-silicone impression | Catalyst for C-silicone impression
PRESIDENT DENTAL GmbH | المانيا | Germany | ME0000019642SFDAA00011 | ZENIT FLEX STRIPS | polishing strips | polishing strips
PRESIDENT DENTAL GmbH | المانيا | Germany | ME0000019642SFDAA00007 | Snap On Set | Finishing and polishing disc | Finishing and polishing disc
PRESIDENT DENTAL GmbH | المانيا | Germany | ME0000019642SFDAA00002 | DUROSIL | Silicone Impression Material | Silicone Impression Material
Stryker Trauma GmbH | المانيا | Germany | ME0000005428SFDAA00040 | MMT System MMT 1/1 Lid | Tray Instrument | Tray Instrument
RoweMed AG, Medical 4 Life | المانيا | Germany | ME0000003460SFDAA00002 | CentoSwab | Test Kit for SARS-CoV-2 | It is designed for the collection of swap samples for the detection of SARS-CoV-2. The kit contains a swab spatula and a collection tube with screw cap
ERKA Kallmeyer Medizintechnik GmbH & Co.KG | المانيا | Germany | ME0000010111SFDAA00003 | Finesse2 Child | Stethoscope | Stethoscope
Inomed Medizintechnik GmbH. | المانيا | Germany | ME0000011357SFDAA00048 | ISIS MER System | ISIS MER System | ISIS MER System
PRESIDENT DENTAL GmbH | المانيا | Germany | ME0000019642SFDAA00014 | Nowax | Modeling Wax | Modeling Wax
Maquet GmbH | المانيا | Germany | ME0000003539SFDAA00196 | Magnus Operating Table system | Magnus Operating Table system | Operating table
INGENIOUS medical GmbH | المانيا | Germany | ME0000019392SFDAA00001 | URSAE COMPACT PORTABLE CAMERA SYSTEM | URSAE COMPACT PORTABLE CAMERA SYSTEM | The 100-101-01 is a 4 in 1 Integrated Visualization Platform containing a 24" High Definition Medical Grade Monitor, Full HD 1 CMOS Camera Control Unit, and an IP67 Rated Camera Head and a H.264 High Efficiency Video Coding Image Recorder.
PRESIDENT DENTAL GmbH | المانيا | Germany | ME0000019642SFDAA00010 | ZENIT FLEX POP ON | Finishing and polishing disc | Finishing and polishing disc
REDA INSTRUMENTE GMBH | المانيا | Germany | ME0000012108SFDAA00801 | BADGLEY, laminectomy retractor | retractors | retractors
REDA INSTRUMENTE GMBH | المانيا | Germany | ME0000012108SFDAA00798 | YASARGIL forcep for tumors | clamps | clamps
REDA INSTRUMENTE GMBH | المانيا | Germany | ME0000012108SFDAA00794 | retractor, KNIGHTON | retractors | retractors
REDA INSTRUMENTE GMBH | المانيا | Germany | ME0000012108SFDAA00786 | cotton applicator | Cotton applicator | Cotton applicator
REDA INSTRUMENTE GMBH | المانيا | Germany | ME0000012108SFDAA00790 | CUSHING-LANDOLT specula | speculas | speculas
REDA INSTRUMENTE GMBH | المانيا | Germany | ME0000012108SFDAA00784 | SAAMI knife for tumor tissue | knives | knives
REDA INSTRUMENTE GMBH | المانيا | Germany | ME0000012108SFDAA00777 | lupus curette | curettes | curettes
gke-GmbH | المانيا | Germany | ME0000019224SFDAA00007 | gke Clean-Record Cleaning Process Monitoring Indicators | cleaning process monitoring indicators | gke prints different self-adhesive indicators on temperature stable plastic carriers. All indicators have different adhesion characteristics. The indicator is printed on each segment of the carrier to form an indicator pair. The two halves can be folded as an indicator pair so that both sides can be tested simultaneously when placed into the holder. Therefore, they require different strong mechanical spray force and different detergents to be washed off. It is recommended to test all indicators at the same time together with the most difficult instrument sets as a preliminary test (either using Multi-Colour indicators which contain the three most often used indicators in one indicator or single colour indicators). Different PCDs creating spray shadows to protect the indicator are not required since different cleaning properties are provided already by different indicator colour without using a PCD.
REDA INSTRUMENTE GMBH | المانيا | Germany | ME0000012108SFDAA00782 | ear forceps micro | clamps | clamps
REDA INSTRUMENTE GMBH | المانيا | Germany | ME0000012108SFDAA00781 | nasal specula | speculas | speculas
REDA INSTRUMENTE GMBH | المانيا | Germany | ME0000012108SFDAA00788 | ear hooklet | hooks | hooks
REDA INSTRUMENTE GMBH | المانيا | Germany | ME0000012108SFDAA00792 | dura hook | hooks | hooks
REDA INSTRUMENTE GMBH | المانيا | Germany | ME0000012108SFDAA00796 | dura scissors,SCHMIEDEN- TAYLOR | Scissors | Scissors
REDA INSTRUMENTE GMBH | المانيا | Germany | ME0000012108SFDAA00800 | delicate hook, FISCH | hooks | hooks
REDA INSTRUMENTE GMBH | المانيا | Germany | ME0000012108SFDAA00804 | ear curette and hook, GROSS | hooks | hooks
REDA INSTRUMENTE GMBH | المانيا | Germany | ME0000012108SFDAA00779 | laryngeal mirror | mirrors laryngeal | mirrors laryngeal
REDA INSTRUMENTE GMBH | المانيا | Germany | ME0000012108SFDAA00803 | ear spoon and hook, GROSS | hooks | hooks
REDA INSTRUMENTE GMBH | المانيا | Germany | ME0000012108SFDAA00799 | HUNT Forcecps | clamps | clamps
REDA INSTRUMENTE GMBH | المانيا | Germany | ME0000012108SFDAA00780 | nasal forceps | clamps | clamps
REDA INSTRUMENTE GMBH | المانيا | Germany | ME0000012108SFDAA00795 | PAPAVERO-CASPAR specula | speculas | speculas
REDA INSTRUMENTE GMBH | المانيا | Germany | ME0000012108SFDAA00787 | hooklet , LUCAE | hooks | hooks
REDA INSTRUMENTE GMBH | المانيا | Germany | ME0000012108SFDAA00791 | FROHN, cotton carriers | Cotton applicator | Cotton applicator
REDA INSTRUMENTE GMBH | المانيا | Germany | ME0000012108SFDAA00778 | Endo -Retractor | retractors | retractors
Alfred Becht GmbH | المانيا | Germany | ME0000011719SFDAA00012 | Abrasive Steel Strips | Polishing Strips Dental | Abrasive Steel Strips
REDA INSTRUMENTE GMBH | المانيا | Germany | ME0000012108SFDAA00802 | PAPAVERO-HARTMANN spreader | spreaders | spreaders
REDA INSTRUMENTE GMBH | المانيا | Germany | ME0000012108SFDAA00797 | Cushing (Taylor) fcps. TC atrauma, bayonet | clamps | clamps
REDA INSTRUMENTE GMBH | المانيا | Germany | ME0000012108SFDAA00793 | MARKHAM MEYERDING retractor | retractors | retractors
REDA INSTRUMENTE GMBH | المانيا | Germany | ME0000012108SFDAA00789 | RAY hypophyseal curette | curettes | curettes
REDA INSTRUMENTE GMBH | المانيا | Germany | ME0000012108SFDAA00785 | tuning fork | tuning forks | tuning forks
REDA INSTRUMENTE GMBH | المانيا | Germany | ME0000012108SFDAA00783 | ear forceps | clamps | clamps
REDA INSTRUMENTE GMBH | المانيا | Germany | ME0000012108SFDAA00776 | forceps, DAVIS | clamps | clamps
Alfred Becht GmbH | المانيا | Germany | ME0000011719SFDAA00011 | Universal Matrix Strips | Matrix Strips | Universal Matrix Strips
Alfred Becht GmbH | المانيا | Germany | ME0000011719SFDAA00010 | Crown setting instrument | Dental Hand Instrument | Crown setting instrument
Alfred Becht GmbH | المانيا | Germany | ME0000011719SFDAA00009 | Articulating Paper | Articulating Paper | Articulating Paper
Ortho Medical GmbH | المانيا | Germany | ME0000001482SFDAA00001 | Ferris-Smith-Kerrison | Surgical Instrument | Surgical Instrument
Ortho Medical GmbH | المانيا | Germany | ME0000001486SFDAA00009 | TC Metzenbaum-Fino | Surgical Instrument | Surgical Instrument
Ortho Medical GmbH | المانيا | Germany | ME0000001488SFDAA00009 | T-Handle Large with AO-Quick-Coupling | Surgical Instrument | Surgical Instrument
Ortho Medical GmbH | المانيا | Germany | ME0000001484SFDAA00006 | Mini-Lexer Gouge | Surgical Instrument | Surgical Instrument
Ortho Medical GmbH | المانيا | Germany | ME0000001480SFDAA00004 | Extraction Bolt | Surgical Instrument | Surgical Instrument
PRO-MED Instrumente GmbH | المانيا | Germany | ME0000020332SFDAA00001 | Barron Suction Tube | Barron Suction Tube | Barron Suction Tube
PRO-MED Instrumente GmbH | المانيا | Germany | ME0000020332SFDAA00004 | LUCAE Ear Dressing Fcps | LUCAE Ear Dressing Fcps | LUCAE Ear Dressing Fcps
PRO-MED Instrumente GmbH | المانيا | Germany | ME0000020332SFDAA00003 | HARTMANN-HALLE Nasal Spec | HARTMANN-HALLE Nasal Spec | HARTMANN-HALLE Nasal Spec
PRO-MED Instrumente GmbH | المانيا | Germany | ME0000020332SFDAA00005 | TILLEY Tampon Forceps | TILLEY Tampon Forceps | TILLEY Tampon Forceps
Ortho-Medical GmbH | المانيا | Germany | ME0000021970SFDAA00001 | Rongeur | The instrument used for surgical application to cut intervertebral discs | The instrument used for surgical application to cut intervertebral discs
PRO-MED Instrumente GmbH | المانيا | Germany | ME0000020332SFDAA00002 | FRAZIER Suction Tube | FRAZIER Suction Tube | FRAZIER Suction Tube
PRO-MED Instrumente GmbH | المانيا | Germany | ME0000020332SFDAA00006 | WAGENER Ear Hook | WAGENER Ear Hook | WAGENER Ear Hook
RICHARD WOLF GMBH | المانيا | Germany | ME0000001080SFDAA00230 | LIGHT SOURCE LED 2.2 80W | LIGHT SOURCE LED 2.2 80W | SOURCE DE LUMIÈRE LED 2.2 80W
PRESIDENT DENTAL GmbH | المانيا | Germany | ME0000019642SFDAA00013 | Zenit Brush | Pure Kolinsky Dental Composite Brush | Pure Kolinsky Dental Composite Brush
Invacare Deutschland GmbH | المانيا | Germany | ME0000002298SFDAA00005 | Invacare Spectra Blitz | Power Wheelchair | Power Wheelchair
Alfred Becht GmbH | المانيا | Germany | ME0000011719SFDAA00013 | Topliner Neo Tray Paper | Topliner Neo Tray Paper | Topliner Neo Tray Paper
AGA SANITÄTSARTIKEL GmbH | المانيا | Germany | ME0000021161SFDAA00001 | Examination unit | Examination unit | Examination unit comprising a universal examination table, a mobile drawer unit and a swivel stool
RICHARD WOLF GMBH | المانيا | Germany | ME0000001080SFDAA00250 | BOUGIE | BOUGIE | Urethral bougie, reusable.
MEYRA GmbH | المانيا | Germany | ME0000012304SFDAA00015 | Electric Scooter | Wheelchairs | Power Wheelchairs | كرسي كهربائي
Maquet GmbH | المانيا | Germany | ME0000003539SFDAA00199 | Side Rail Extension | Side Rail Extension | Operating table
Maquet GmbH | المانيا | Germany | ME0000003539SFDAA00197 | Adapter for CF table top | Adapter for CF table top | Operating table
Maquet GmbH | المانيا | Germany | ME0000003539SFDAA00198 | Pad | Pad | Operating table
Gebrüder Martin GmbH & Co. KG | المانيا | Germany | ME0000012709SFDAA00026 | Nasal Speculum | Nasal Speculum | Retractors are used for retracting the operation field.
Gebrüder Martin GmbH & Co. KG | المانيا | Germany | ME0000012709SFDAA00029 | Sphenoidal Punch | Sphenoidal Punch | Slide shaft instruments are used for preparation of cartilage and bones as well as tissue removal.
Gebrüder Martin GmbH & Co. KG | المانيا | Germany | ME0000012709SFDAA00010 | Woundspreader | Woundspreader | Retractors are used for retracting the operation field.
Gebrüder Martin GmbH & Co. KG | المانيا | Germany | ME0000012709SFDAA00018 | Centre-Drive Screwdriver | Centre-Drive Screwdriver | A tool intended to fit into a screw head (e.g. slotted, cross hex head) for the application of rotation to introduce/remove a screw into/from a patient or device in association with a surgical procedure
Gebrüder Martin GmbH & Co. KG | المانيا | Germany | ME0000012709SFDAA00020 | Haemorrhoidal Forceps, Mcgivney | Haemorrhoidal Forceps | The various pliers can be used for multiple purposes
Gebrüder Martin GmbH & Co. KG | المانيا | Germany | ME0000012709SFDAA00024 | Malleus nipper | Malleus nipper | Slide shaft instruments are used for preparation of cartilage and bones as well as tissue removal.
Gebrüder Martin GmbH & Co. KG | المانيا | Germany | ME0000012709SFDAA00012 | Bone Lever | Bone Lever | Wound retractors are used for holding of tissues, organs and bones as well as spreading of wound edges
Gebrüder Martin GmbH & Co. KG | المانيا | Germany | ME0000012709SFDAA00030 | Spreading Forceps | Spreading Forceps | The instruments may be used only according to their intended use in the medical specialties by adequately trained and qualified personnel.
Gebrüder Martin GmbH & Co. KG | المانيا | Germany | ME0000012709SFDAA00016 | Rongeur, Caspar | Rongeur | Slide shaft instruments are used for preparation of cartilage and bones as well as tissue removal.
Gebrüder Martin GmbH & Co. KG | المانيا | Germany | ME0000012709SFDAA00013 | Bone Rongeur | Bone Rongeur | The various pliers can be used for multiple purposes
Gebrüder Martin GmbH & Co. KG | المانيا | Germany | ME0000012709SFDAA00031 | Screwdriver | Screwdriver | A device used to apply a rotational force to another component or implant
Gebrüder Martin GmbH & Co. KG | المانيا | Germany | ME0000012709SFDAA00022 | Bowman Lacr Probe Sterl | Bowman Lacr Probe Sterl | Probes are used as guiding instruments for the dilatation of blood vessels, nerves and tissue
Gebrüder Martin GmbH & Co. KG | المانيا | Germany | ME0000012709SFDAA00014 | Rib Contractor | Rib Contractor | Retractors are used for retracting the operation field.
Ortho-Medical GmbH | المانيا | Germany | ME0000022234SFDAA00001 | Lister Bandage Scissors | The instrument used for cutting gauze and bandages | The instrument used for cutting gauze and bandages
Gebrüder Martin GmbH & Co. KG | المانيا | Germany | ME0000012709SFDAA00025 | Ear Speculum | Ear Speculum | The instruments may be used only according to their intended use in the medical specialties by adequately trained and qualified personnel.
Ortho-Medical GmbH | المانيا | Germany | ME0000022236SFDAA00001 | Universal Scissors | Surgical instrument | The instrument used for cutting and dissecting the skin tissue and suture material
Gebrüder Martin GmbH & Co. KG | المانيا | Germany | ME0000012709SFDAA00021 | Uterine Probe | Uterine Probe | Probes are used as guiding instruments for the dilatation of blood vessels, nerves and tissue
Gebrüder Martin GmbH & Co. KG | المانيا | Germany | ME0000012709SFDAA00017 | Standard Handle only F. Microsystem | Standard Handle | A device intended to receive a tool (e.g. screwdriver blade) in order to enable operation of the tool
RICHARD WOLF GMBH | المانيا | Germany | ME0000001080SFDAA00252 | GRASP. FORCEPS | GRASP. FORCEPS | Rigid endoscopic tissue manipulation forceps, reusable.
Gebrüder Martin GmbH & Co. KG | المانيا | Germany | ME0000012709SFDAA00023 | Micro ear forceps | Micro ear forceps | Slide shaft instruments are used for preparation of cartilage and bones as well as tissue removal.
Gebrüder Martin GmbH & Co. KG | المانيا | Germany | ME0000012709SFDAA00019 | Pratt Rectal Spatula | Pratt Rectal Spatula | Retractors are used for retracting the operation field.
Gebrüder Martin GmbH & Co. KG | المانيا | Germany | ME0000012709SFDAA00015 | Forceps, Fergusson | Forceps | Wound retractors are used for holding of tissues, organs and bones as well as spreading of wound edges
Gebrüder Martin GmbH & Co. KG | المانيا | Germany | ME0000012709SFDAA00011 | Spreader, Adson | Spreader | Retractors are used for retracting the operation field.
Gebrüder Martin GmbH & Co. KG | المانيا | Germany | ME0000012709SFDAA00027 | Antrum Punch | Antrum Punch | Slide shaft instruments are used for preparation of cartilage and bones as well as tissue removal.
Nopa Instruments Medizintechnik GmbH | المانيا | Germany | ME0000002337SFDAA00001 | Filters | filters | filters
Ontex Hygineartikel Deutschland GmbH | المانيا | Germany | ME0000022415SFDAA00001 | Organ(y)c Applicator tampons (Regular + Super) | 100% Organic Cotton Tampons w/applicator (Regular + Super) | 100% Organic Cotton Tampons w/applicator (Regular + Super) | (سدادات قطنية (تامبون) مصنوعة من 100% قطن عضوي مع أداة إدخال (عادي + سوبر
Sirona Dental systems GmbH | المانيا | Germany | ME0000000443SFDAA00007 | CEREC Primemill | Grinding and Milling Machine | CEREC Primemill
Sirona Dental systems GmbH | المانيا | Germany | ME0000000443SFDAA00007 | CEREC Primemill | Grinding and Milling Machine | CEREC Primemill
Ontex Hygineartikel Deutschland GmbH | المانيا | Germany | ME0000022836SFDAA00001 | Organ(y)c digital tampons (Regular + super + super plus) | 100% Organic cotton Tampons (Regular + Super + Super Plus) | 100% Organic cotton Tampons (Regular + Super + Super Plus) | (سدادات قطنیة (تامبون) مصنوعة من % 100 قطن عضوي (عادي + سوبر + سوبر بلس
P.J. Dahlhausen & Co. Gmbh | المانيا | Germany | ME0000006296SFDAA00015 | Gowns | Medical Gowns | Gowns for medical staff and visitors
P.J. Dahlhausen & Co. Gmbh | المانيا | Germany | ME0000006296SFDAA00013 | Laryngoscope handle | Laryngoscope handle | non-sterile laryngoscope handle
P.J. Dahlhausen & Co. Gmbh | المانيا | Germany | ME0000006296SFDAA00012 | McIntosh blade disposable | Laryngoscope blade | McIntosh disposable blade
W.O.M. World of Medicine GmbH | المانيا | Germany | ME0000017574SFDAA00001 | HysteroLux™ Hysteroscopic Vacuum Tube Set | Fluid Management System | Fluid Management System is a system providing a suction and irrigation function for the indication hysteroscopy.
Ermis MedTech Gmbh | المانيا | Germany | ME0000000162SFDAA00010 | Wire Basket | Basket | Sterile container systems
P.J. Dahlhausen & Co. Gmbh | المانيا | Germany | ME0000006296SFDAA00014 | Ultrasound gel | Ultrasound gel | Transparent contact gel
OxMed International GmbH | المانيا | Germany | ME0000012861SFDAA00016 | Zensetiv skin protection mouldable ring | Ostomy products | skin protection mouldable ring
P.J. Dahlhausen & Co. Gmbh | المانيا | Germany | ME0000006296SFDAA00020 | Single-Use Blade | Single-Use Blade | Single-Use tool used as the primary tool for examination of the interior of the larynx and for placement of an endotracheal tube
P.J. Dahlhausen & Co. Gmbh | المانيا | Germany | ME0000006296SFDAA00019 | Urine Bag | Urine Bag | Plastic Material for Collecting Urine
OxMed International GmbH | المانيا | Germany | ME0000012861SFDAA00020 | Zensetiv adhesive removal spray | Ostomy products | Skin adhesive removal spray
WAGNER POLYMERTECHNIK GmbH | المانيا | Germany | ME0000010475SFDAA00008 | Adapters | Adapters | Adapters
WAGNER POLYMERTECHNIK GmbH | المانيا | Germany | ME0000010475SFDAA00009 | S.A.C.H. Foot | S.A.C.H. Foot | S.A.C.H. FOOT
P.J. Dahlhausen & Co. Gmbh | المانيا | Germany | ME0000006296SFDAA00018 | Tourniquet | Tourniquet | Rubber Material for reducing or occluding circulation of blood from Patient's Limb
Uniprox GmbH & Co. KG | المانيا | Germany | ME0000014301SFDAA00011 | Casting Brims | Casting Brims | The brims realizes a quick impression for sizes and individual stump shape.
Alber GmbH | المانيا | Germany | ME0000012323SFDAA00002 | E-Motion | E-Motion | Add-on drive for Wheelchair
Alber GmbH | المانيا | Germany | ME0000012323SFDAA00004 | Smoov | Smoov | Add-on drive for Wheelchair
Transatlantic HG Stolpe & Co. mbH | المانيا | Germany | ME0000000866SFDAA00007 | Transaroll | PATIENT TRANSPORT AID | helps patients by transporting them into, around, and out of the health care organization.
P.J. Dahlhausen & Co. GmbH | المانيا | Germany | ME0000022653SFDAA00002 | Ultrasound Gel | Ultrasound Gel | A conductive medium that creates a bond between the skin and the ultrasound transducer.
inomed Medizintechnik GmbH | المانيا | Germany | ME0000015179SFDAA00006 | LFP Module for U5S-MER | LFP Module for U5S-MER | LFP Module for U5S-MER
inomed Medizintechnik GmbH | المانيا | Germany | ME0000015179SFDAA00007 | Connecting cable | Connecting cable | Connecting cable
OxMed International GmbH | المانيا | Germany | ME0000012861SFDAA00013 | ZenSiv ileostomy bag | Ostomy products | Non-sterile ileostomy bag
OxMed International GmbH | المانيا | Germany | ME0000012861SFDAA00014 | ZenSiv colostomy bag | Ostomy products | Non-sterile colostomy bag
OxMed International GmbH | المانيا | Germany | ME0000012861SFDAA00017 | Zensetiv half moon extender strip | Ostomy products | Half Moon shaped adhesive strips
Alber GmbH | المانيا | Germany | ME0000012323SFDAA00003 | Scalamobil | Scalamobil | Add-on drive for Wheelchair
Alber GmbH | المانيا | Germany | ME0000012323SFDAA00001 | E-Fix | E-Fix | Add-on drive for Wheelchair
REDA INSTRUMENTE GMBH | المانيا | Germany | ME0000012108SFDAA00823 | Tissue Fcps | forceps | forceps
REDA INSTRUMENTE GMBH | المانيا | Germany | ME0000012108SFDAA00805 | ADLERKREUTZ pince | Tissue forceps | Tissue forceps
REDA INSTRUMENTE GMBH | المانيا | Germany | ME0000012108SFDAA00806 | ATR. FORCEPS | Forceps | Forceps
REDA INSTRUMENTE GMBH | المانيا | Germany | ME0000012108SFDAA00818 | POTTS SMITH | Tissue forceps | Tissue forceps
REDA INSTRUMENTE GMBH | المانيا | Germany | ME0000012108SFDAA00814 | Dressing Forceps | forceps | forceps
RehaNorm GmbH & Co. KG | المانيا | Germany | ME0000001233SFDAA00002 | Carrot 3 Car Seat | Carrot 3 Car Seat | Car Seat
REDA INSTRUMENTE GMBH | المانيا | Germany | ME0000012108SFDAA00824 | Probe | probes | probes
REDA INSTRUMENTE GMBH | المانيا | Germany | ME0000012108SFDAA00821 | vein stripper | vein strippers | vein strippers
REDA INSTRUMENTE GMBH | المانيا | Germany | ME0000012108SFDAA00817 | OCHSNER gall duct probe | Probe | Probe
REDA INSTRUMENTE GMBH | المانيا | Germany | ME0000012108SFDAA00816 | Kocher Nippon Arterial forceps | forceps | forceps
REDA INSTRUMENTE GMBH | المانيا | Germany | ME0000012108SFDAA00822 | bone holding forceps | forceps | forceps
REDA INSTRUMENTE GMBH | المانيا | Germany | ME0000012108SFDAA00825 | Palpation and exploring hook | hooks | hooks
REDA INSTRUMENTE GMBH | المانيا | Germany | ME0000012108SFDAA00808 | DEBAKEY pediatric vascular clamp | Clamps | Clamps
REDA INSTRUMENTE GMBH | المانيا | Germany | ME0000012108SFDAA00819 | retractor, FRITSCH | retractors | retractors
REDA INSTRUMENTE GMBH | المانيا | Germany | ME0000012108SFDAA00815 | forceps tissue | forceps | forceps
REDA INSTRUMENTE GMBH | المانيا | Germany | ME0000012108SFDAA00826 | Tray for mini container | Trays | Trays
REDA INSTRUMENTE GMBH | المانيا | Germany | ME0000012108SFDAA00812 | FLAT NOSE PLIERS | Pliers | Pliers
WAGNER POLYMERTECHNIK GmbH | المانيا | Germany | ME0000010475SFDAA00010 | Donning Aid | Donning Aid | Donning Aid | مساعدة ارتداء
REDA INSTRUMENTE GMBH | المانيا | Germany | ME0000012108SFDAA00809 | DESMARRES retractor | retractors | retractors
OxMed International GmbH | المانيا | Germany | ME0000012861SFDAA00015 | ZenSiv urostomy bag | Ostomy products | Non-sterile urostomy bag | N/A
Aesculap AG | المانيا | Germany | ME0000003970SFDAA00704 | CLIP APPLICATOR | Open-surgery ligation clip applier | Open-surgery ligation clip applier
OxMed International GmbH | المانيا | Germany | ME0000012861SFDAA00022 | Zensetiv stoma belt | Ostomy products | Stoma bag securing belt
BSN medical GmbH | المانيا | Germany | ME0000004305SFDAA00076 | Actimove® Clavicula | Clavicle support | For: conservative treatment of clavicle fractures, post operative use, distortion / sprain, fibromyalgia (tend myopathy or minor instability of the shoulder
BSN medical GmbH | المانيا | Germany | ME0000004305SFDAA00075 | Actimove® Gauntlet | Wrist and Thumb Stabilizer | Actimove® Gauntlet Wrist and Thumb Stabilizer is designed for wrist and thumb pain relief and healing supported by stabilizing natomically shaped stays. It provides great comfort from soft latex-free material and is quick and easy to fit with a slip-on design and individually adjustable straps.
Provita medical gmbh & co. kg | المانيا | Germany | ME0000017852SFDAA00002 | IV Pole | IV Pole | space saaving souloution for attachment of medical equipment on ICU and administration of intravenous liquid
Aesculap AG | المانيا | Germany | ME0000003970SFDAA00705 | Clip Applying/Removing | Open-surgery ligation clip applier | Open-surgery ligation clip applier
Provita medical gmbh & co. kg | المانيا | Germany | ME0000017852SFDAA00001 | Gloves Dispenser 2- Fold | Gloves Dispenser | eliminate the need to keep gloves in drawers, loose on counters, or carried in pockets. Holds any size or brand of glove and dispenses gloves one at
Gebrueder Martin GmbH & Co. KG | المانيا | Germany | ME0000001065SFDAA01799 | marLED E1 examination light | marLED E1 examination light | Examination lights
Aesculap AG | المانيا | Germany | ME0000003970SFDAA00706 | CLIP APPLIER FORCEPS | Open-surgery ligation clip applier | Open-surgery ligation clip applier
Uniprox GmbH & Co. KG | المانيا | Germany | ME0000014301SFDAA00012 | KS0x-xx AK Cosm. Foam | Transfemoral cosmotic foam cover | Its just a foam sleeve that is used for cover a prosthesis what is shaped in the form of the patients limb.
Provita medical gmbh & co. kg | المانيا | Germany | ME0000017852SFDAA00003 | Pump Holing System Swiveing | Pump Holing System | space saaving souloution for attachment of medical equipment on ICU and administration of intravenous liquid
PRO-MED Instrumente GmbH | المانيا | Germany | ME0000020332SFDAA00007 | RANKIN-KELLY Hemost. Forceps | RANKIN-KELLY Hemost. Forceps | RANKIN-KELLY Hemost. Forceps
PRO-MED Instrumente GmbH | المانيا | Germany | ME0000020332SFDAA00011 | DRESSING Forceps | DRESSING Forceps | DRESSING Forceps
Philips Medizin Systeme Boeblingen GmbH | المانيا | Germany | ME0000003253SFDAA00056 | 6 Lead Set Grabber | Patient Monitor Systems | Patient Monitor Systems
Philips Medizin Systeme Boeblingen GmbH | المانيا | Germany | ME0000003253SFDAA00052 | Lead ECG Trunk, AAMI/IEC 2.7m | Patient Monitor Systems | Patient Monitor Systems
Provita medical gmbh & co. kg | المانيا | Germany | ME0000017852SFDAA00004 | Wall Rail (standard bar) with Clip-cover | Wall Rail | space saving souloution for attachment of medical equipment on ICU and administration of intravenous liquid
PRO-MED Instrumente GmbH | المانيا | Germany | ME0000020332SFDAA00016 | Bone Curette | Bone Curette | Bone Curette
Philips Medizin Systeme Boeblingen GmbH | المانيا | Germany | ME0000003253SFDAA00048 | Unshielded 3 Lead Miniclip | Patient Monitor Systems | Patient Monitor Systems
Philips Medizin Systeme Boeblingen GmbH | المانيا | Germany | ME0000003253SFDAA00060 | EEG Lead Set | Patient Monitor Systems | Patient Monitor Systems
Philips Medizin Systeme Boeblingen GmbH | المانيا | Germany | ME0000003253SFDAA00050 | Unsh. 5-ld Miniclip | Patient Monitor Systems | Patient Monitor Systems
Philips Medizin Systeme Boeblingen GmbH | المانيا | Germany | ME0000003253SFDAA00054 | 3 Leadset, Snap | Patient Monitor Systems | Patient Monitor Systems
Philips Medizin Systeme Boeblingen GmbH | المانيا | Germany | ME0000003253SFDAA00058 | 5+5 ECG Trunk Cable AAMI, IEC 2.7m | Patient Monitor Systems | Patient Monitor Systems
Philips Medizin Systeme Boeblingen GmbH | المانيا | Germany | ME0000003253SFDAA00063 | IntelliVue NMT Hand-Adapter | Patient Monitor Systems | Patient Monitor Systems
PRO-MED Instrumente GmbH | المانيا | Germany | ME0000020332SFDAA00018 | LISTER Band.Scs | LISTER Band.Scs | LISTER Band.Scs
PRO-MED Instrumente GmbH | المانيا | Germany | ME0000020332SFDAA00013 | ADSON Tissue Forceps | ADSON Tissue Forceps | ADSON Tissue Forceps
PRO-MED Instrumente GmbH | المانيا | Germany | ME0000020332SFDAA00009 | MOSQUITO Forceps | MOSQUITO Forceps | MOSQUITO Forceps
Philips Medizin Systeme Boeblingen GmbH | المانيا | Germany | ME0000003253SFDAA00049 | 5 Leadset, Snap | Patient Monitor Systems | Patient Monitor Systems
Philips Medizin Systeme Boeblingen GmbH | المانيا | Germany | ME0000003253SFDAA00053 | 3 Leadset, Grabber | Patient Monitor Systems | Patient Monitor Systems
Philips Medizin Systeme Boeblingen GmbH | المانيا | Germany | ME0000003253SFDAA00062 | Fetal Monitoring Recording Paper | Fetal Monitoring Recording Paper | Fetal Monitoring Recording Paper
Philips Medizin Systeme Boeblingen GmbH | المانيا | Germany | ME0000003253SFDAA00057 | 6 Lead Set Snap, AAMI, ICU | Patient Monitor Systems | Patient Monitor Systems
PRO-MED Instrumente GmbH | المانيا | Germany | ME0000020332SFDAA00010 | DEBAKEY Vasc. Forceps | DEBAKEY Vasc. Forceps | DEBAKEY Vasc. Forceps
PRO-MED Instrumente GmbH | المانيا | Germany | ME0000020332SFDAA00015 | IRIS Scissors | IRIS Scissors | IRIS Scissors
Philips Medizin Systeme Boeblingen GmbH | المانيا | Germany | ME0000003253SFDAA00047 | 5 Lead Snap Chest | Patient Monitor Systems | Patient Monitor Systems
Philips Medizin Systeme Boeblingen GmbH | المانيا | Germany | ME0000003253SFDAA00051 | Lead ECG Trunk AAMI/IEC | Patient Monitor Systems | Patient Monitor Systems
Philips Medizin Systeme Boeblingen GmbH | المانيا | Germany | ME0000003253SFDAA00059 | 5 Leadset, Grabber | Patient Monitor Systems | Patient Monitor Systems
Philips Medizin Systeme Boeblingen GmbH | المانيا | Germany | ME0000003253SFDAA00064 | SpO₂ Adapter/Extension Cable | Patient Monitor Systems | Patient Monitor Systems
PRO-MED Instrumente GmbH | المانيا | Germany | ME0000020332SFDAA00017 | DENIS- BROWNE Intestinal Forceps | DENIS- BROWNE Intestinal Forceps | DENIS- BROWNE Intestinal Forceps
PRO-MED Instrumente GmbH | المانيا | Germany | ME0000020332SFDAA00012 | LOCKLIN Scissors | LOCKLIN Scissors | LOCKLIN Scissors
PRO-MED Instrumente GmbH | المانيا | Germany | ME0000020332SFDAA00008 | HARTMANN Forceps | HARTMANN Forceps | HARTMANN Forceps
Philips Medizin Systeme Boeblingen GmbH | المانيا | Germany | ME0000003253SFDAA00055 | 3 Leadset, Grabber | Patient Monitor Systems | Patient Monitor Systems
BSN medical GmbH | المانيا | Germany | ME0000004305SFDAA00079 | Actimove® EpiMotion | Elbow Support | Actimove® EpiMotion is intended for elbow support. Application fields include: Tennis elbow (lateral epicondylitis) Golfers Elbow (medial epicondylitis) Arthritis joint inflammation) Arthrosis Rheumatoid joint effusion Bursitis olecrani (student's elbow) Insertion tendopathy of the triceps brachii Posttraumatic irritations Postoperative use
PRO-MED Instrumente GmbH | المانيا | Germany | ME0000020332SFDAA00014 | ADSON Dressing Forceps | ADSON Dressing Forceps | ADSON Dressing Forceps
BSN medical GmbH | المانيا | Germany | ME0000004305SFDAA00081 | Leukotape® K | Kinesiology Tape | Leukotape® K is indicated for usage in kinesiology-type taping techniques. Application fields include: Lymphedema Muscular pain Disordered tonicity The device is for single use only. Intended users are health care professionals and patients. Use of device is not restricted to specific populations
Aesculap AG | المانيا | Germany | ME0000003970SFDAA00709 | DUROGRIP FENESTRATED NDL HOLD | DUROGRIP FENESTRATED NDL HOLD | Suturing needle holder, reusable
Philips Medizin Systeme Boeblingen GmbH | المانيا | Germany | ME0000003253SFDAA00046 | 4 Lead Set Grabber | Patient Monitor Systems | Patient Monitor Systems
Aesculap AG | المانيا | Germany | ME0000015008SFDAA00073 | NEEDLE HOLDER | NEEDLE HOLDER | Suturing needle holder, reusable
Philips Medizin Systeme Boeblingen GmbH | المانيا | Germany | ME0000003253SFDAA00044 | Dual IBP Adapter | Patient Monitor Systems | Patient Monitor Systems
Philips Medizin Systeme Boeblingen GmbH | المانيا | Germany | ME0000003253SFDAA00045 | ECG Trunk Cable, AAMI/IEC | Patient Monitor Systems | Patient Monitor Systems
BSN medical GmbH | المانيا | Germany | ME0000004305SFDAA00080 | Actimove® GenuMotion | Knee support | Actimove®GenuMotion is intended for kneesupport. Application fields include: Chondromalacia with or without recurrent joint swellings Gonarthrosis Arthritis Posttraumatic irritations Postoperative use Minor instabilities of the knee joint Minor meniscal damages Fibromyalgia (tendomyopathia) | مشد داعم للركبة
Philips Medizin Systeme Boeblingen GmbH | المانيا | Germany | ME0000003253SFDAA00043 | Cardiac Output Adapter Cable | Patient Monitor Systems | Patient Monitor Systems
OxMed International GmbH | المانيا | Germany | ME0000012861SFDAA00012 | Zensiv hydrocolloid base plate | Ostomy products | non-sterile hydrocolloid base plate for fixing a stoma bag
Aesculap AG | المانيا | Germany | ME0000015008SFDAA00076 | DS-SINGLE FIRE LAP.REM.FORC. | DS-SINGLE FIRE LAP.REM.FORC. | Surgical staple remover, reusable.
ORTHO-MEDICAL GmbH | المانيا | Germany | ME0000001479SFDAA00001 | Wire Cutting Pliers | Surgical Instrument | Surgical Instrument
Ortho Medical GmbH | المانيا | Germany | ME0000001483SFDAA00007 | Hollow Reamer | Surgical Instrument | Surgical Instrument
Ortho Medical GmbH | المانيا | Germany | ME0000001487SFDAA00003 | Template for use of Broken Screw- Extraction Instruments | Surgical Instrument | Surgical Instrument
Gebrueder Martin GmbH & Co. KG | المانيا | Germany | ME0000001065SFDAA01972 | Instrument Tray | Surgical Instruments | Instrument Tray is used as aids for the disposal of organs, as well as for the storage of liquids and cotton wool pads etc .. They are uses in all surgical disciplines
Ortho Medical GmbH | المانيا | Germany | ME0000001490SFDAA00006 | WILLIGER Bone Curette | Surgical Instrument | Orthopedic Surgical Instrument
Ortho Medical GmbH | المانيا | Germany | ME0000001481SFDAA00873 | Extraction Screw | Surgical Instrument | Surgical Instrument
Ortho Medical GmbH | المانيا | Germany | ME0000001485SFDAA00012 | Screw Holding Forceps | Surgical Instrument | Surgical Instrument
Ortho Medical GmbH | المانيا | Germany | ME0000001489SFDAA00010 | Sharp Hook | Surgical Instrument | Surgical Instrument
Ortho Medical GmbH | المانيا | Germany | ME0000001490SFDAA00005 | BRUNS Bone Curette | Surgical Instrument | Orthopedic Surgical Instrument
Philips Medizin Systeme Boeblingen GmbH | المانيا | Germany | ME0000003253SFDAA00061 | EEG Trunk Cable | Patient Monitor Systems | Patient Monitor Systems
Brainlab AG | المانيا | Germany | ME0000000965SFDAA00046 | CRANIAL 4PI IMMOBILIZATION | CRANIAL 4PI IMMOBILIZATION | Fixation Device
Aesculap AG | المانيا | Germany | ME0000003970SFDAA00708 | CLIP APPLIER FORC | Open-surgery ligation clip applier | Open-surgery ligation clip applier
Aesculap AG | المانيا | Germany | ME0000003970SFDAA00710 | MULTIFIRE CLIP APPL | Forceps | Forceps
Aesculap AG | المانيا | Germany | ME0000015008SFDAA00074 | DUROGRIP NEEDLE HOLDER | DUROGRIP NEEDLE HOLDER | Suturing needle holder, reusable
Aesculap AG | المانيا | Germany | ME0000015008SFDAA00072 | DS-SINGLE FIRE APPLIER | Clip Appliers Forceps | Manual surgical instrument
Aesculap AG | المانيا | Germany | ME0000015008SFDAA00075 | DS-SINGLE FIRE LAP.APPLIER | DS-SINGLE FIRE LAP.APPLIER | Open-surgery ligation clip applier.
Aesculap AG | المانيا | Germany | ME0000003970SFDAA00714 | ENDOSCOPY EQUIPMENT CART | ENDOSCOPY EQUIPMENT CART | Surgical Carts Case
Aesculap AG | المانيا | Germany | ME0000003970SFDAA00712 | CMOS PENDOLOUS CAMERA HEAD | CMOS PENDOLOUS CAMERA HEAD | camera head
Aesculap AG | المانيا | Germany | ME0000003970SFDAA00716 | EQUIPMENT TROLLEY | EQUIPMENT TROLLEY | mobile endoscopy cart
WAGNER POLYMERTECHNIK GmbH | المانيا | Germany | ME0000010475SFDAA00011 | KEASY THERMO CONE | KEASY THEMO CONE | KEASY THERMO CONE
OxMed International GmbH | المانيا | Germany | ME0000012861SFDAA00018 | Zensetiv hydrocolloid shapes protective | Ostomy products | Hydrocolloid Shaped adhesives | N/A
Aesculap AG | المانيا | Germany | ME0000003970SFDAA00711 | EDDY 3D DOCUMENTATION SYSTEM | EDDY 3D DOCUMENTATION SYSTEM | Radiology picture archiving and communication system digital archive device
Aesculap AG | المانيا | Germany | ME0000003970SFDAA00715 | ENDOSCOPY TROLLEY | ENDOSCOPY TROLLEY | mobile endoscopy cart
STEMA Medizintechnik GmbH | المانيا | Germany | ME0000000889SFDAA00006 | Biopsy Forceps | Biopsy Forceps | The instruments are standard instruments for invasive and surgically invasive treatments and interventions.
Aesculap AG | المانيا | Germany | ME0000003970SFDAA00713 | CMOS ZOOM CAMERA HEAD | CMOS ZOOM CAMERA HEAD | camera head
STEMA Medizintechnik GmbH | المانيا | Germany | ME0000003495SFDAA00220 | Hook Scissors | Scissors | The instruments are standard instruments for invasive and surgically invasive treatments and interventions. The treating physician is responsible for the selection of the instruments for certain applications or the operative use. The doctor is also responsible for adequate training and sufficient information for the accompanying personnel and for sufficient experience in the use of the instruments.
Spiggle & Theis Medizintechnik GmbH | المانيا | Germany | ME0000006233SFDAA00042 | Knot Tier | Knot Tier | For the gripping and/ or holding of suture material.
ELCON Medical Instruments GmbH. | المانيا | Germany | ME0000006228SFDAA00098 | Bougies | Bougies | Usable Instrument for widening and stretching existing body openings.
devemed GmbH | المانيا | Germany | ME0000013310SFDAA00002 | Caliper "Castroviejo" | Calipers | Calipers
devemed GmbH | المانيا | Germany | ME0000013310SFDAA00014 | INOX-Cartridge syringes | syringes | syringes
devemed GmbH | المانيا | Germany | ME0000013310SFDAA00020 | Tweezers for articulat. paper "Miller" | Tweezers | Tweezers
devemed GmbH | المانيا | Germany | ME0000013310SFDAA00012 | GPM Wash Tray | Trays | Trays
devemed GmbH | المانيا | Germany | ME0000013310SFDAA00021 | WO CLIP Wash Tray | Trays | Trays
Philips Medizin Systeme Boeblingen GmbH | المانيا | Germany | ME0000003253SFDAA00067 | Fetal Monitoring Recording Paper | Fetal Monitoring Recording Paper | The Fetal Monitoring Recording Paper is intended to record physiological signals from the fetus and the mother which are typically the fetal heart rate (FHR) and the uterine activity (Toco). This paper is output is used for diagnostic purposes and documentation.
Philips Medizin Systeme Boeblingen GmbH | المانيا | Germany | ME0000003253SFDAA00066 | IntelliVue NMT Hand-Adapter | Patient Monitor Systems | It is intended for use with the Philips NMT module and the NMT patient cable to provide a secure fixation point for the NMT patient cable acceleration sensor while providing a restorative force to the musculature of the hand during accelerometry-based NMT measurement.
REDA INSTRUMENTE GMBH | المانيا | Germany | ME0000012108SFDAA00861 | disimpaction forceps, ROWE | forceps | forceps
devemed GmbH | المانيا | Germany | ME0000013310SFDAA00017 | Retractor | Retractors | Retractors
devemed GmbH | المانيا | Germany | ME0000013310SFDAA00008 | Cheek retractor | Retractors | Retractors
REDA INSTRUMENTE GMBH | المانيا | Germany | ME0000012108SFDAA00868 | Flat container, perforated lid | container | container
REDA INSTRUMENTE GMBH | المانيا | Germany | ME0000012108SFDAA00869 | forceps, SINGLEY | forceps | forceps
REDA INSTRUMENTE GMBH | المانيا | Germany | ME0000012108SFDAA00876 | micro laryngeal grasp.forceps | forceps | forceps
REDA INSTRUMENTE GMBH | المانيا | Germany | ME0000012108SFDAA00885 | nerve retractor | retractor | retractor
REDA INSTRUMENTE GMBH | المانيا | Germany | ME0000012108SFDAA00894 | scalpel MINI | scalpel | scalpel
REDA INSTRUMENTE GMBH | المانيا | Germany | ME0000012108SFDAA00896 | Sinskey Iris and I.O.L. hook | hook | hook
REDA INSTRUMENTE GMBH | المانيا | Germany | ME0000012108SFDAA00913 | Palpation and exploring hook, graduated | hook | hook
REDA INSTRUMENTE GMBH | المانيا | Germany | ME0000012108SFDAA00850 | Claw grasper / extracting forceps, 10mm | forceps | forceps
REDA INSTRUMENTE GMBH | المانيا | Germany | ME0000012108SFDAA00845 | bone rongeur, MARQUARD | rongeur | rongeur
REDA INSTRUMENTE GMBH | المانيا | Germany | ME0000012108SFDAA00856 | Cotton wool container | container | container
REDA INSTRUMENTE GMBH | المانيا | Germany | ME0000012108SFDAA00877 | micro laryngeal scissors | scissors | scissors
REDA INSTRUMENTE GMBH | المانيا | Germany | ME0000012108SFDAA00839 | biopsy forceps oval, BURKE | forceps | forceps
REDA INSTRUMENTE GMBH | المانيا | Germany | ME0000012108SFDAA00860 | DESMARRES chalazion forceps | forceps | forceps
REDA INSTRUMENTE GMBH | المانيا | Germany | ME0000012108SFDAA00829 | Arhroscopy micro punch slender | punches | punches
REDA INSTRUMENTE GMBH | المانيا | Germany | ME0000012108SFDAA00830 | Arthro scissors | scissors | scissors
REDA INSTRUMENTE GMBH | المانيا | Germany | ME0000012108SFDAA00828 | Alligator- foreign body grasper | graspers | graspers
REDA INSTRUMENTE GMBH | المانيا | Germany | ME0000012108SFDAA00834 | Arthroscopy square punch | punches | punches
REDA INSTRUMENTE GMBH | المانيا | Germany | ME0000012108SFDAA00840 | BLAKESLEY Fcps 130mm, tube shaft | forceps | forceps
REDA INSTRUMENTE GMBH | المانيا | Germany | ME0000012108SFDAA00838 | BABY BURKE Biopsy Punch | punches | punches
REDA INSTRUMENTE GMBH | المانيا | Germany | ME0000012108SFDAA00832 | Arthroscopy punch | punches | punches
REDA INSTRUMENTE GMBH | المانيا | Germany | ME0000012108SFDAA00846 | Cawood-Minnesota retractor | retractor | retractor
REDA INSTRUMENTE GMBH | المانيا | Germany | ME0000012108SFDAA00854 | Continuous flow resectoscopy sheath | sheath | sheath
REDA INSTRUMENTE GMBH | المانيا | Germany | ME0000012108SFDAA00864 | EPKER osteotome | osteotome | osteotome
REDA INSTRUMENTE GMBH | المانيا | Germany | ME0000012108SFDAA00847 | cheek retractor | retractor | retractor
REDA INSTRUMENTE GMBH | المانيا | Germany | ME0000012108SFDAA00879 | micro-laryngeal separador, oval | separator | separator
REDA INSTRUMENTE GMBH | المانيا | Germany | ME0000012108SFDAA00884 | Needle holder right w. TC | Needle holder | Needle holder
REDA INSTRUMENTE GMBH | المانيا | Germany | ME0000012108SFDAA00891 | retractor, RAMUS | retractor | retractor
REDA INSTRUMENTE GMBH | المانيا | Germany | ME0000012108SFDAA00897 | skin retractor, KLEINERT-KUTZ | retractor | retractor
REDA INSTRUMENTE GMBH | المانيا | Germany | ME0000012108SFDAA00919 | CASTROVIEJO needle holder | needle holder | needle holder
REDA INSTRUMENTE GMBH | المانيا | Germany | ME0000012108SFDAA00912 | Claw grasper 3x2 teeth, 5mm Ø | forceps | forceps
REDA INSTRUMENTE GMBH | المانيا | Germany | ME0000012108SFDAA00873 | knife circular, ROSEN | knife | knife
devemed GmbH | المانيا | Germany | ME0000013310SFDAA00016 | Needle holder | Needle holders | Needle holders
REDA INSTRUMENTE GMBH | المانيا | Germany | ME0000012108SFDAA00843 | bone rongeur, ECHLIN | rongeur | rongeur
REDA INSTRUMENTE GMBH | المانيا | Germany | ME0000012108SFDAA00842 | bone curette, HALLE | curette | curette
REDA INSTRUMENTE GMBH | المانيا | Germany | ME0000012108SFDAA00848 | circular fcps. | forceps | forceps
REDA INSTRUMENTE GMBH | المانيا | Germany | ME0000012108SFDAA00881 | mobilizing retractor, TESSIER | retractor | retractor
REDA INSTRUMENTE GMBH | المانيا | Germany | ME0000012108SFDAA00900 | swivel knife, BALLENGER | knife | knife
REDA INSTRUMENTE GMBH | المانيا | Germany | ME0000012108SFDAA00887 | Punch, moveable jaw section gd | punch | punch
REDA INSTRUMENTE GMBH | المانيا | Germany | ME0000012108SFDAA00901 | tongue depressor, WIEDER | tongue depressor | tongue depressor
REDA INSTRUMENTE GMBH | المانيا | Germany | ME0000012108SFDAA00915 | eye speculum, BARRAQUER | speculum | speculum
devemed GmbH | المانيا | Germany | ME0000013310SFDAA00009 | Crown remover | Crown removers | Crown removers
devemed GmbH | المانيا | Germany | ME0000013310SFDAA00018 | Sinus Lift Elevator | Elevators | Elevators
devemed GmbH | المانيا | Germany | ME0000013310SFDAA00007 | Applicator | Applicators | Applicators
devemed GmbH | المانيا | Germany | ME0000013310SFDAA00013 | Impression tray | Trays | trays
Philips Medizin Systeme Boeblingen GmbH | المانيا | Germany | ME0000003253SFDAA00069 | EEG Trunk Cable | Patient Monitor Systems | These products are for use with Philips M1027A/B EEC plug-in module. If the 4-channel trunk cable (989803180541) is used with a two-channel module (M1027A) the electrodes must be connected to channels EEG1 and EEG2.
REDA INSTRUMENTE GMBH | المانيا | Germany | ME0000012108SFDAA00911 | wire saw, OLIVECRONA | saw wire | saw wire
REDA INSTRUMENTE GMBH | المانيا | Germany | ME0000012108SFDAA00899 | Storz light cable adpater | light cable adpater | light cable adpater
REDA INSTRUMENTE GMBH | المانيا | Germany | ME0000012108SFDAA00914 | Plate cutting pliers, 12 cm, Tungsten | pliers | pliers
REDA INSTRUMENTE GMBH | المانيا | Germany | ME0000012108SFDAA00892 | retractor, SPINA-NASALIS | retractor | retractor
REDA INSTRUMENTE GMBH | المانيا | Germany | ME0000012108SFDAA00882 | Monopolar HF-connecting cable | connecting cable | connecting cable
REDA INSTRUMENTE GMBH | المانيا | Germany | ME0000012108SFDAA00893 | rongeur, FERRIS-SMITH-KERRISON | rongeur | rongeur
REDA INSTRUMENTE GMBH | المانيا | Germany | ME0000012108SFDAA00855 | COOLEY Atrauma Fcps | forceps | forceps
REDA INSTRUMENTE GMBH | المانيا | Germany | ME0000012108SFDAA00857 | curette, HOUSE | curette | curette
REDA INSTRUMENTE GMBH | المانيا | Germany | ME0000012108SFDAA00867 | Fiberoptic light cable | light guides | light guides
REDA INSTRUMENTE GMBH | المانيا | Germany | ME0000012108SFDAA00874 | MARYLAND disector curved | dissector | dissector
REDA INSTRUMENTE GMBH | المانيا | Germany | ME0000012108SFDAA00875 | micro laryngeal cup forceps | forceps | forceps
REDA INSTRUMENTE GMBH | المانيا | Germany | ME0000012108SFDAA00880 | micro-laryngeal sickle knife | knife | knife
REDA INSTRUMENTE GMBH | المانيا | Germany | ME0000012108SFDAA00886 | osteotome, OBWEGESER | osteotome | osteotome
Philips Medizin Systeme Boeblingen GmbH | المانيا | Germany | ME0000003253SFDAA00080 | Lead ECG Trunk Cable | Patient Monitor Systems | Philips IntelliVue reusable ECG lead sets and trunk cables are limited by the indications for use of the connected monitoring and diagnostic equipment, and are for use only by healthcare professionals. They are designed for multiple patient use and indicated for monitoring cardiac signals for both diagnostic and . . . monitoring purposes in adult, pediatric, and neonatal patients. Philips operating room (OR) ECG trunk cables are indicated for use to monitor patient ECG in an electrosurgery (ESU) environment when used in combination with a compatible ECG patient lead set on adult, pediatric, infant, and neonatal ECG applications.
Philips Medizin Systeme Boeblingen GmbH | المانيا | Germany | ME0000003253SFDAA00076 | 3 Leadset Snap | Patient Monitor Systems | Philips IntelliVue reusable ECG lead sets and trunk cables are limited by the indications for use of the connected monitoring and diagnostic equipment, and are for use only by healthcare professionals. They are designed for multiple patient use and indicated for monitoring cardiac signals for both diagnostic and . . . monitoring purposes in adult, pediatric, and neonatal patients. Philips operating room (OR) ECG trunk cables are indicated for use to monitor patient ECG in an electrosurgery (ESU) environment when used in combination with a compatible ECG patient lead set on adult, pediatric, infant, and neonatal ECG applications.
Philips Medizin Systeme Boeblingen GmbH | المانيا | Germany | ME0000003253SFDAA00072 | Cardiac Output Adapter Cable | Patient Monitor Systems | The cardiac output adapter cables are intended to connect catheters and injectate temperature probes to the cardiac output input of Philips patient monitors. These products are for use only in combination with Philips patient monitors when listed as accessories in the monitor’s user documentation
REDA INSTRUMENTE GMBH | المانيا | Germany | ME0000012108SFDAA00835 | awl f.mouth jaw, OBWEGESER | awl | awl
REDA INSTRUMENTE GMBH | المانيا | Germany | ME0000012108SFDAA00841 | BLAKESLEY nasal forceps | forceps | forceps
REDA INSTRUMENTE GMBH | المانيا | Germany | ME0000012108SFDAA00853 | Container mini-size lid perforated | container | container
REDA INSTRUMENTE GMBH | المانيا | Germany | ME0000012108SFDAA00859 | DeBakey Atrauma Forceps | forceps | forceps
REDA INSTRUMENTE GMBH | المانيا | Germany | ME0000012108SFDAA00865 | Ergonomic handle w. ratchet | handle | handle
REDA INSTRUMENTE GMBH | المانيا | Germany | ME0000012108SFDAA00872 | JAEGER lidplate, 11cm | lid plate | lid plate
REDA INSTRUMENTE GMBH | المانيا | Germany | ME0000012108SFDAA00910 | wire cutting plier | pliers | pliers
REDA INSTRUMENTE GMBH | المانيا | Germany | ME0000012108SFDAA00890 | retractor, OBWEGESER | retractor | retractor
Aesculap AG | المانيا | Germany | ME0000003970SFDAA00723 | ATR.CLIP STR. | Clip Appliers | Laparoscopic clip applier forceps
Aesculap AG | المانيا | Germany | ME0000003970SFDAA00717 | CLIP APPLIC | Open surgery ligation clip applier | Open surgery ligation clip applier
Aesculap AG | المانيا | Germany | ME0000003970SFDAA00721 | ATR.VASCULAR CLIP | Clip Appliers | Laparoscopic clip applier forceps
Aesculap AG | المانيا | Germany | ME0000003970SFDAA00725 | HDL.ONLY F.PL600R | HDL.ONLY F.PL600R | Laparoscopic clip applier forceps
Aesculap AG | المانيا | Germany | ME0000003970SFDAA00720 | ATR.INTESTINE.CLIP JAW | Clip Appliers | Laparoscopic clip applier forceps
REDA INSTRUMENTE GMBH | المانيا | Germany | ME0000012108SFDAA00844 | bone rongeur, FRIEDMAN | rongeur | rongeur
REDA INSTRUMENTE GMBH | المانيا | Germany | ME0000012108SFDAA00836 | BABKOCK clamp | clamps | clamps
REDA INSTRUMENTE GMBH | المانيا | Germany | ME0000012108SFDAA00870 | gall duct forceps | forceps | forceps
REDA INSTRUMENTE GMBH | المانيا | Germany | ME0000012108SFDAA00862 | Dorsey bowl grasper | graspers | graspers
REDA INSTRUMENTE GMBH | المانيا | Germany | ME0000012108SFDAA00852 | clip forceps, COLLIN | forceps | forceps
REDA INSTRUMENTE GMBH | المانيا | Germany | ME0000012108SFDAA00883 | Needle holder left curved | needle holder | needle holder
Philips Medizin Systeme Boeblingen GmbH | المانيا | Germany | ME0000003253SFDAA00068 | EEG Lead Set | Patient Monitor Systems | These products are for use with Philips M1027A/B EEC plug-in module. If the 4-channel trunk cable (989803180541) is used with a two-channel module (M1027A) the electrodes must be connected to channels EEG1 and EEG2.
REDA INSTRUMENTE GMBH | المانيا | Germany | ME0000012108SFDAA00831 | Arthroscopic Antrum punch | punches | punches
devemed GmbH | المانيا | Germany | ME0000013310SFDAA00010 | GPM CLIP Wash Tray | Trays | Trays
Philips Medizin Systeme Boeblingen GmbH | المانيا | Germany | ME0000003253SFDAA00070 | Dual IBP Adapter | Patient Monitor Systems | "The Dual Invasive Blook Pressure (IBP) Adapter is a reusable adapter intended to connect one dedicated Philips measuring device (patient monitor, multi-measurement module, or measurement extension) with two vendor pressure transducers via existing vendor cables."
Philips Medizin Systeme Boeblingen GmbH | المانيا | Germany | ME0000003253SFDAA00079 | Unsh. 5ld Miniclip | Patient Monitor Systems | Philips IntelliVue reusable ECG lead sets and trunk cables are limited by the indications for use of the connected monitoring and diagnostic equipment, and are for use only by healthcare professionals. They are designed for multiple patient use and indicated for monitoring cardiac signals for both diagnostic and . . . monitoring purposes in adult, pediatric, and neonatal patients. Philips operating room (OR) ECG trunk cables are indicated for use to monitor patient ECG in an electrosurgery (ESU) environment when used in combination with a compatible ECG patient lead set on adult, pediatric, infant, and neonatal ECG applications.
Philips Medizin Systeme Boeblingen GmbH | المانيا | Germany | ME0000003253SFDAA00075 | Leadset Snap | Patient Monitor Systems | Philips IntelliVue reusable ECG lead sets and trunk cables are limited by the indications for use of the connected monitoring and diagnostic equipment, and are for use only by healthcare professionals. They are designed for multiple patient use and indicated for monitoring cardiac signals for both diagnostic and . . . monitoring purposes in adult, pediatric, and neonatal patients. Philips operating room (OR) ECG trunk cables are indicated for use to monitor patient ECG in an electrosurgery (ESU) environment when used in combination with a compatible ECG patient lead set on adult, pediatric, infant, and neonatal ECG applications.
REDA INSTRUMENTE GMBH | المانيا | Germany | ME0000012108SFDAA00888 | retractor, BECKMANN | retractor | retractor
REDA INSTRUMENTE GMBH | المانيا | Germany | ME0000012108SFDAA00898 | Storage and sterilization wire basket | container | container
REDA INSTRUMENTE GMBH | المانيا | Germany | ME0000012108SFDAA00895 | scissors Ophtal | scissors | scissors
REDA INSTRUMENTE GMBH | المانيا | Germany | ME0000012108SFDAA00916 | wire twist.fcps.,CORWIN-HEGAR | forceps | forceps
REDA INSTRUMENTE GMBH | المانيا | Germany | ME0000012108SFDAA00902 | Tube shaft insulated | Tube shaft | Tube shaft
devemed GmbH | المانيا | Germany | ME0000013310SFDAA00005 | Cartridge syringes | syringes | syringes
P.J.Dahlhausen & Co. GmbH | المانيا | Germany | ME0000002980SFDAA01552 | Miller blade disposable | Miller blade disposable | A single use blade for laryngoscope intubation.
REDA INSTRUMENTE GMBH | المانيا | Germany | ME0000012108SFDAA00863 | EICKEN (KILLIAN) antrum cannula | antrum cannula | antrum cannula
REDA INSTRUMENTE GMBH | المانيا | Germany | ME0000012108SFDAA00858 | Davis & Geak grasper | graspers | graspers
REDA INSTRUMENTE GMBH | المانيا | Germany | ME0000012108SFDAA00851 | clip applying forceps | forceps | forceps
REDA INSTRUMENTE GMBH | المانيا | Germany | ME0000012108SFDAA00833 | Arthroscopy rotary punch | punches | punches
REDA INSTRUMENTE GMBH | المانيا | Germany | ME0000012108SFDAA00871 | hooklet, SHAMBAUGH | hooklet | hooklet
REDA INSTRUMENTE GMBH | المانيا | Germany | ME0000012108SFDAA00878 | micro-laryngeal hook | hook | hook
REDA INSTRUMENTE GMBH | المانيا | Germany | ME0000012108SFDAA00889 | retractor, COTTLE | retractor | retractor
Aesculap AG | المانيا | Germany | ME0000003970SFDAA00722 | ATR.CLIP TRIANGULAR | Clip Appliers | Laparoscopic clip applier forceps
P.J.Dahlhausen & Co. GmbH | المانيا | Germany | ME0000002980SFDAA01537 | Fibre-Optic Flexible-Blade | Fibre-Optic Flexible-Blade | Laryngoscope blades
P.J.Dahlhausen & Co. GmbH | المانيا | Germany | ME0000002980SFDAA01553 | Miller blade | Miller blade | A blade for laryngoscope intubation.
Philips Medizin Systeme Boeblingen GmbH | المانيا | Germany | ME0000003253SFDAA00077 | Lead ECG Trunk | Patient Monitor Systems | Philips IntelliVue reusable ECG lead sets and trunk cables are limited by the indications for use of the connected monitoring and diagnostic equipment, and are for use only by healthcare professionals. They are designed for multiple patient use and indicated for monitoring cardiac signals for both diagnostic and . . . monitoring purposes in adult, pediatric, and neonatal patients. Philips operating room (OR) ECG trunk cables are indicated for use to monitor patient ECG in an electrosurgery (ESU) environment when used in combination with a compatible ECG patient lead set on adult, pediatric, infant, and neonatal ECG applications.
Philips Medizin Systeme Boeblingen GmbH | المانيا | Germany | ME0000003253SFDAA00073 | Leadset, Grabber | Patient Monitor Systems | Philips IntelliVue reusable ECG lead sets and trunk cables are limited by the indications for use of the connected monitoring and diagnostic equipment, and are for use only by healthcare professionals. They are designed for multiple patient use and indicated for monitoring cardiac signals for both diagnostic and . . . monitoring purposes in adult, pediatric, and neonatal patients. Philips operating room (OR) ECG trunk cables are indicated for use to monitor patient ECG in an electrosurgery (ESU) environment when used in combination with a compatible ECG patient lead set on adult, pediatric, infant, and neonatal ECG applications.
Aesculap AG | المانيا | Germany | ME0000003970SFDAA00719 | LED LIGHT SOURCE | General purpose light source | General-purpose light source
Spiggle & Theis Medizintechnik GmbH | المانيا | Germany | ME0000006233SFDAA00044 | Stand for Rotary Instrument | Stand for Rotary Instrument | Stand for holding rotary instrument which are used for application in the field of ENTor head and neck surgery
Aesculap AG | المانيا | Germany | ME0000003970SFDAA00724 | SHAFT ALONE | SHAFT ALONE | Laparoscopic clip applier forceps
P.J.Dahlhausen & Co. GmbH | المانيا | Germany | ME0000002980SFDAA01549 | McIntosh blade | McIntosh blade | A blades for laryngoscope intubation.
P.J.Dahlhausen & Co. GmbH | المانيا | Germany | ME0000002980SFDAA01555 | Laryngoscope set, adult, with handle, with battery, xenon bulb, McIntosh blade size 2,3 and 4 | Laryngoscope set, adult, with handle, with battery, xenon bulb, McIntosh blade size 2,3 and 4 | A laryngoscope set for laryngoscope intubation.
Spiggle & Theis Medizintechnik GmbH | المانيا | Germany | ME0000006233SFDAA00046 | Special Oil Spray and Accessory | Special Oil Spray and Accessory | Products for maintenance of surgical instruments, hand pieces and air-and ball-bearing turbines for application in the field of ENT or head and neck surgery
Spiggle & Theis Medizintechnik GmbH | المانيا | Germany | ME0000006233SFDAA00045 | Cleaning Brushes | Cleaning Brushes | Accessories for cleaning of rotary instruments in the field of ENT or head and neck surgery
P.J.Dahlhausen & Co. GmbH | المانيا | Germany | ME0000002980SFDAA01550 | Fibre-optic laryngoscope-handle for adults (with batteries) | Fibre-optic laryngoscope-handle for adults (with batteries) | A fiber optic handle for laryngoscope intubation
P.J.Dahlhausen & Co. GmbH | المانيا | Germany | ME0000002980SFDAA01554 | Laryngoscope blade with interchangeable fibre optic light conductor | Laryngoscope blade with interchangeable fibre optic light conductor | A blade for laryngoscope intubation.
ELCON Medical Instruments GmbH. | المانيا | Germany | ME0000006228SFDAA00107 | Micro Scissors | Micro Scissors | Reusable Scissors for cutting tissue and vessels.
Spiggle & Theis Medizintechnik GmbH | المانيا | Germany | ME0000006233SFDAA00043 | Irrigation Tube | Irrigation Tube | Product for attaching the irrigation set to the drill handpieces and conducting fluids for cooling the surgical field and the rotating instruments used for application in the field of ENT or head and neck surgery.
Aesculap AG | المانيا | Germany | ME0000003970SFDAA00718 | HANDLE F/PL506R & PL508R | Open-surgery ligation clip applier | Open-surgery ligation clip applier
Philips Medizin Systeme Boeblingen GmbH | المانيا | Germany | ME0000003253SFDAA00074 | Lead Snap Chest | Patient Monitor Systems | Philips IntelliVue reusable ECG lead sets and trunk cables are limited by the indications for use of the connected monitoring and diagnostic equipment, and are for use only by healthcare professionals. They are designed for multiple patient use and indicated for monitoring cardiac signals for both diagnostic and . . . monitoring purposes in adult, pediatric, and neonatal patients. Philips operating room (OR) ECG trunk cables are indicated for use to monitor patient ECG in an electrosurgery (ESU) environment when used in combination with a compatible ECG patient lead set on adult, pediatric, infant, and neonatal ECG applications.
Philips Medizin Systeme Boeblingen GmbH | المانيا | Germany | ME0000003253SFDAA00081 | 5+5 ECG Trunk Cable AAMI, IEC 2.7m | Patient Monitor Systems | Philips IntelliVue reusable ECG lead sets and trunk cables are limited by the indications for use of the connected monitoring and diagnostic equipment, and are for use only by healthcare professionals. They are designed for multiple patient use and indicated for monitoring cardiac signals for both diagnostic and . . . monitoring purposes in adult, pediatric, and neonatal patients. Philips operating room (OR) ECG trunk cables are indicated for use to monitor patient ECG in an electrosurgery (ESU) environment when used in combination with a compatible ECG patient lead set on adult, pediatric, infant, and neonatal ECG applications.
devemed GmbH | المانيا | Germany | ME0000013310SFDAA00015 | Micro needle holder | Needle holders | Needle holders
ELCON Medical Instruments GmbH. | المانيا | Germany | ME0000006228SFDAA00101 | Chest Support | Chest Support | Reusable holding system for other surgical instruments during operation.
ELCON Medical Instruments GmbH. | المانيا | Germany | ME0000006228SFDAA00114 | Micro Forceps | Micro Forceps | Reusable forceps to hold tissue and vessels.
ELCON Medical Instruments GmbH. | المانيا | Germany | ME0000006228SFDAA00106 | Mouth Gags | Mouth Gags | Reusable holding instruments. To hold depressors during the operation.
P.J.Dahlhausen & Co. GmbH | المانيا | Germany | ME0000002980SFDAA01551 | Disposable McIntosh fibre-optic handle with batteries | Disposable McIntosh fibre-optic handle with batteries | A disposable fibre optic handle for laryngoscope intubation.
STEMA Medizintechnik GmbH | المانيا | Germany | ME0000000889SFDAA00007 | Needle Holder | Needle Holder | Hand held surgical instruments for grasping a suturing needle when it is pushed or pulled through tissue with the attached suture material during suturing
Philips Medizin Systeme Boeblingen GmbH | المانيا | Germany | ME0000003253SFDAA00078 | Unshielded 3 Lead Miniclip | Patient Monitor Systems | Philips IntelliVue reusable ECG lead sets and trunk cables are limited by the indications for use of the connected monitoring and diagnostic equipment, and are for use only by healthcare professionals. They are designed for multiple patient use and indicated for monitoring cardiac signals for both diagnostic and . . . monitoring purposes in adult, pediatric, and neonatal patients. Philips operating room (OR) ECG trunk cables are indicated for use to monitor patient ECG in an electrosurgery (ESU) environment when used in combination with a compatible ECG patient lead set on adult, pediatric, infant, and neonatal ECG applications.
Beurer GmbH | المانيا | Germany | ME0000002503SFDAA00036 | Nasal aspirator | Nasal aspirator | For removal of solid nasal secretions | لإزالة إفرازات الأنف الصلبة
CC ORTHO TECHNOLOGY MANUFACTURING GmbH | المانيا | Germany | ME0000003568SFDAA00003 | ClearCaps | Orthodontic Aligners | Orthodontic Aligners
ELCON Medical Instruments GmbH. | المانيا | Germany | ME0000006228SFDAA00113 | Miniature Forceps | Miniature Forceps | Reusable forceps to hold tissue and vessels.
ELCON Medical Instruments GmbH. | المانيا | Germany | ME0000006228SFDAA00102 | Cotton Applicator | Cotton Applicator | Reusable slim metal rod on which the cotton wool is applied for distribution.
ELCON Medical Instruments GmbH. | المانيا | Germany | ME0000006228SFDAA00112 | Suction Tube | Suction Tube | Reusable suction tube for connection to a syringe and rinsing body cavities with NaCl.
SURGIWELL GmbH | المانيا | Germany | ME0000002435SFDAA00003 | Scissors | Scissors | Scissors
OxMed International GmbH | المانيا | Germany | ME0000012861SFDAA00019 | Zensetiv skin protection powder | Ostomy products | Skin protection powder
ELCON Medical Instruments GmbH. | المانيا | Germany | ME0000006228SFDAA00105 | Micro Needle Holder | Micro Needle Holder | Reusable needle holder to needles.
Maquet GmbH | المانيا | Germany | ME0000003539SFDAA00206 | Leg Plate | Leg Plate | Leg Support for Patients
ELCON Medical Instruments GmbH. | المانيا | Germany | ME0000006228SFDAA00099 | Sounds | Sounds | Reusable sounds for examination or treatment can be introduced into body cavities or tissues.
ELCON Medical Instruments GmbH. | المانيا | Germany | ME0000006228SFDAA00108 | Miniature Scissors | Miniature Scissors | Reusable Scissors for cutting tissue and vessels.
Aesculap AG | المانيا | Germany | ME0000003970SFDAA00726 | ATR.GRASPER DOUBLE ACTION | Reusable Rigid endoscopic tissue manipulation forceps | Reusable Rigid endoscopic tissue manipulation forceps
ELCON Medical Instruments GmbH. | المانيا | Germany | ME0000006228SFDAA00100 | Catheter | Catheter | Reusable catheter for suction of secretions and liquids.
Maquet GmbH | المانيا | Germany | ME0000003539SFDAA00204 | Leg Support | Leg Support | Leg Support for Patients
ELCON Medical Instruments GmbH. | المانيا | Germany | ME0000006228SFDAA00109 | Injection Cannula | Injection Cannula | Reusable injection for connection to a syringe and inject body cavities with NaCl.
ELCON Medical Instruments GmbH. | المانيا | Germany | ME0000006228SFDAA00103 | Dermatome | Dermatome | Reusable knifes for cutting tissue and skin.
OxMed International GmbH | المانيا | Germany | ME0000012402SFDAA00002 | Zenziv skin protection paste | Ostomy products | Non-sterile protection paste
Maquet GmbH | المانيا | Germany | ME0000003539SFDAA00205 | Head Rest | Head Rest | Head Support for Patients
ELCON Medical Instruments GmbH. | المانيا | Germany | ME0000006228SFDAA00111 | Suction Cannula | Suction Cannula | Reusable suction tube for connection to a syringe and rinsing body cavities with NaCl.
Philips Medizin Systeme Boeblingen GmbH | المانيا | Germany | ME0000003253SFDAA00084 | SpO2 Extension Cable | Patient Monitor Systems | Philips reusable SpO2 Adapter and Extension cables are intended for use by trained healthcare professionals, during measurement of patient blook oxygen saturation, for monitoring and diagnostic use in a hospital and/or transport environment.
Maquet GmbH | المانيا | Germany | ME0000003539SFDAA00207 | Pair of leg plates | Leg Plates | Leg Support for Patients
Ortho Medical GmbH | المانيا | Germany | ME0000001490SFDAA00007 | HALLE Bone Curette | Surgical Instrument | Orthopedic Surgical Instrument
Aesculap AG | المانيا | Germany | ME0000003970SFDAA00742 | KRAYENBUEHL NERVE HOOK | KRAYENBUEHL NERVE HOOK | Nerve/vessel retractor.
Aesculap AG | المانيا | Germany | ME0000003970SFDAA00746 | CUSHING VESS.HOOK | CUSHING VESS.HOOK | Nerve/vessel retractor.
Aesculap AG | المانيا | Germany | ME0000003970SFDAA00750 | CASPAR EXPLORATION HOOKLONG-TIP | CASPAR EXPLORATION HOOKLONG-TIP | Open-surgery dissector.
Aesculap AG | المانيا | Germany | ME0000003970SFDAA00747 | NOIR HOOK | NOIR HOOK | Nerve/vessel retractor.
Mondeal Medical Systems GmbH | المانيا | Germany | ME0000004553SFDAA00001 | Locking pieces for MBM | Bone Mill | The MONDEAL Bone Mill (MBM) and accessories are intended for the manual processing of autologous bone grafts made from cancellous and/or compact bone. Bone grafts from the following regions are used for this purpose, depending on the choice of the attending physician: calotte bone, jaw bone, pelvic bone, etc.
GETMED Medizin - und Informationstechnik AG | المانيا | Germany | ME0000011508SFDAA00003 | ECG cable | Patient cable | Patient cable
Philips Medizin Systeme Boeblingen GmbH | المانيا | Germany | ME0000003253SFDAA00083 | SpO2 Adapter Cable | Patient Monitor Systems | Philips reusable SpO2 Adapter and Extension cables are intended for use by trained healthcare professionals, during measurement of patient blook oxygen saturation, for monitoring and diagnostic use in a hospital and/or transport environment.
Mondeal Medical Systems GmbH | المانيا | Germany | ME0000004556SFDAA00001 | MBM Bone Mill Basic Body | Bone Mill | The MONDEAL Bone Mill (MBM) and accessories are intended for the manual processing of autologous bone grafts made from cancellous and/or compact bone. Bone grafts from the following regions are used for this purpose, depending on the choice of the attending physician: calotte bone, jaw bone, pelvic bone, etc.
Gebrüder Martin GmbH & Co. KG | المانيا | Germany | ME0000012709SFDAA00035 | Oral Screw, Maunder, Wood, Conic 9.5cm | Oral Screw, Maunder, Wood, Conic 9.5cm | A tool intended for blocking site.
Mondeal Medical Systems GmbH | المانيا | Germany | ME0000004554SFDAA00033 | MBM Blade Cylinder | Bone Mill | The MONDEAL Bone Mill (MBM) and accessories are intended for the manual processing of autologous bone grafts made from cancellous and/or compact bone. Bone grafts from the following regions are used for this purpose, depending on the choice of the attending physician: calotte bone, jaw bone, pelvic bone, etc.
Gebrüder Martin GmbH & Co. KG | المانيا | Germany | ME0000012709SFDAA00033 | Iliac Crest Retractor, Tessier | Iliac Crest Retractor | Retractors and wound spreading systems are used for retracting the operation field.
Gebrüder Martin GmbH & Co. KG | المانيا | Germany | ME0000012709SFDAA00036 | Archbar, Erich, by Meter | Craniofac fix plate, non-bioab | The instruments may only be used for their intended purpose in the specified medical fields, with use being restricted to adequately trained and qualified personnel.
SURGIWELL GmbH | المانيا | Germany | ME0000002435SFDAA00006 | Specula | Specula | Specula
SURGIWELL GmbH | المانيا | Germany | ME0000002435SFDAA00010 | Uterine depressor | Uterine depressor | Uterine depressor
SURGIWELL GmbH | المانيا | Germany | ME0000002435SFDAA00014 | Hammers | Hammers | Hammers
ORTHO MEDICAL GMBH | المانيا | Germany | ME0000007469SFDAA00001 | BREISKY Specula | Surgical instrument | A surgical instrument used for opening the vagina and visualizing the cervix walls and uterine cavity
Gebrüder Martin GmbH & Co. KG | المانيا | Germany | ME0000012709SFDAA00034 | T-Drive Screwdriver Device, T8 | T-Drive Screwdriver Device, T8 | A tool intended to fit into a screw head (e.g. slotted, cross hex head) for the application of rotation to introduce/remove a screw into/from a patient or device in association with a surgical procedure
ORTHO MEDICAL GMBH | المانيا | Germany | ME0000007469SFDAA00003 | Pin cutter | Cutting tool | Cutting tool
Philips Medizin Systeme Boeblingen GmbH | المانيا | Germany | ME0000003253SFDAA00082 | SpO2 Adapter Cable for OxiMax Instruments (3m) | Patient Monitor Systems | Philips reusable SpO2 Adapter and Extension cables are intended for use by trained healthcare professionals, during measurement of patient blook oxygen saturation, for monitoring and diagnostic use in a hospital and/or transport environment.
SURGIWELL GmbH | المانيا | Germany | ME0000002435SFDAA00005 | FORCEPS | FORCEPS | FORCEPS
SURGIWELL GmbH | المانيا | Germany | ME0000002435SFDAA00009 | Uterine Probes | Uterine Probes | Uterine Probes
SURGIWELL GmbH | المانيا | Germany | ME0000002435SFDAA00013 | Mouth Gag | Mouth Gag | Mouth Gag
Mondeal Medical Systems GmbH | المانيا | Germany | ME0000004551SFDAA00001 | Bone collector for MBM | Bone collector for MBM | The MONDEAL Bone Mill (MBM) and accessories are intended for the manual processing of autologous bone grafts made from cancellous and/or compact bone. Bone grafts from the following regions are used for this purpose, depending on the choice of the attending physician: calotte bone, jaw bone, pelvic bone, etc.
Mondeal Medical Systems GmbH | المانيا | Germany | ME0000004557SFDAA00001 | MBM Turning Lever | Bone Mill | The MONDEAL Bone Mill (MBM) and accessories are intended for the manual processing of autologous bone grafts made from cancellous and/or compact bone. Bone grafts from the following regions are used for this purpose, depending on the choice of the attending physician: calotte bone, jaw bone, pelvic bone, etc.
SURGIWELL GmbH | المانيا | Germany | ME0000002435SFDAA00015 | Tuning forks | Tuning forks | Tuning forks
SURGIWELL GmbH | المانيا | Germany | ME0000002435SFDAA00011 | Extractor | Extractor | Extractor
SURGIWELL GmbH | المانيا | Germany | ME0000002435SFDAA00016 | Diagnostic Set | Diagnostic Set | Diagnostic Set
SURGIWELL GmbH | المانيا | Germany | ME0000002435SFDAA00012 | Biopsy curette | Biopsy curette | Biopsy curette
SURGIWELL GmbH | المانيا | Germany | ME0000002435SFDAA00008 | Dilator set | Dilator set | Dilator set
SURGIWELL GmbH | المانيا | Germany | ME0000002435SFDAA00004 | Scalpel Handles | Scalpel Handles | Scalpel Handles
Philips Medizin Systeme Boeblingen GmbH | المانيا | Germany | ME0000003253SFDAA00085 | Remote Event Marker | Patient monitor remote control | Remote event marker used with the Avalon fetal monitors: M2702A, M2703A, M2704A, M2705A
MEYRA GmbH | المانيا | Germany | ME0000012304SFDAA00016 | 1.735, 1.736 | Manual wheelchair | manual wheelchair | كرسي متحرك
SIRONA Dental Systems GmbH | المانيا | Germany | ME0000004500SFDAA00001 | CEREC MC XL premium package | CEREC | Computer-aided dental restorations
SURGIWELL GmbH | المانيا | Germany | ME0000002435SFDAA00007 | Needle Holders | Needle Holders | Needle Holders
GETMED Medizin - und Informationstechnik AG | المانيا | Germany | ME0000011508SFDAA00005 | USB Download Cable | Cable | Cable
GETMED Medizin - und Informationstechnik AG | المانيا | Germany | ME0000011508SFDAA00004 | Pouch | Device Bag | Device Bag
Sirona Dental systems GmbH | المانيا | Germany | ME0000000443SFDAA00010 | InLab MC XL | Dental laboratory installation type computer-aided design and manufacturing unit | is intended for use in partially or fully edentulous mandibles and maxillae in support of single or multiple unit cement retained restorations
Sirona Dental Systems GmbH | المانيا | Germany | ME0000019676SFDAA00002 | InEos X5 | Dental laboratory installation type computer-aided design and manufacturing unit | This system is used for 3D digitization of a single tooth or complete jaw models and impressions.
Sirona Dental systems GmbH | المانيا | Germany | ME0000000443SFDAA00009 | InLab MC X5 | Dental laboratory installation type computer-aided design and manufacturing unit | The device creates computer supported dentures using a milling or grinding process for workpieces or dental work from blanks in block or disc form.
REDA INSTRUMENTE GMBH | المانيا | Germany | ME0000012108SFDAA00936 | Needle nose Locking Plier | Plier | Plier
REDA INSTRUMENTE GMBH | المانيا | Germany | ME0000012108SFDAA00945 | Vise grip | pliers | pliers
REDA INSTRUMENTE GMBH | المانيا | Germany | ME0000012108SFDAA00944 | uterine elevat.fcps.,DARTIGUES | Elevating Forceps | Elevating Forceps
REDA INSTRUMENTE GMBH | المانيا | Germany | ME0000012108SFDAA00941 | Supercutscissor MAYO-STILLE | scissor | scissor
REDA INSTRUMENTE GMBH | المانيا | Germany | ME0000012108SFDAA00940 | Screwdriver with handle artificial | Screwdriver | Screwdriver
REDA INSTRUMENTE GMBH | المانيا | Germany | ME0000012108SFDAA00937 | obstetrical fcps., WRIGLEY | forceps | forceps
REDA INSTRUMENTE GMBH | المانيا | Germany | ME0000012108SFDAA00933 | Metzenbaum scissors | scissors | scissors
REDA INSTRUMENTE GMBH | المانيا | Germany | ME0000012108SFDAA00932 | lead hand | Lead hand | Lead hand
REDA INSTRUMENTE GMBH | المانيا | Germany | ME0000012108SFDAA00929 | CASTROVIEJO, needle holder TC | Needle holder | Needle holder
REDA INSTRUMENTE GMBH | المانيا | Germany | ME0000012108SFDAA00924 | bone lever, FUKUDA | Bone Lever | Bone Lever
REDA INSTRUMENTE GMBH | المانيا | Germany | ME0000012108SFDAA00921 | awl, PERTHES | bone awl | bone awl
REDA INSTRUMENTE GMBH | المانيا | Germany | ME0000012108SFDAA00920 | Arthroscopy hook knife | Arthroscopy hook knife | Arthroscopy hook knife
REDA INSTRUMENTE GMBH | المانيا | Germany | ME0000012108SFDAA00943 | tendon seizing instrument | tendon seizing instrument | tendon seizing instrument
REDA INSTRUMENTE GMBH | المانيا | Germany | ME0000012108SFDAA00939 | retractor double, CRILE | Retractor | Retractor
REDA INSTRUMENTE GMBH | المانيا | Germany | ME0000012108SFDAA00938 | rect.speculum,SCHULZE-BERGMANN | Rectal Speculum | Rectal Speculum
REDA INSTRUMENTE GMBH | المانيا | Germany | ME0000012108SFDAA00935 | nasal plastic knife, CONVERSE | knife | knife
REDA INSTRUMENTE GMBH | المانيا | Germany | ME0000012108SFDAA00934 | LANE Bending Iron for Standard Plates | Bending iron | Bending iron
REDA INSTRUMENTE GMBH | المانيا | Germany | ME0000012108SFDAA00931 | Combination wrench | Combination wrench | Combination wrench
REDA INSTRUMENTE GMBH | المانيا | Germany | ME0000012108SFDAA00930 | Cohen Intra Uterine Cannula w. spring | Uterine Cannula | Uterine Cannula
REDA INSTRUMENTE GMBH | المانيا | Germany | ME0000012108SFDAA00923 | Biopsy forceps flexible | forceps | forceps
Invacare GmbH | المانيا | Germany | ME0000020351SFDAA00001 | Invacare TDX SP2 | Power Wheelchair | Power Wheelchair
REDA INSTRUMENTE GMBH | المانيا | Germany | ME0000012108SFDAA00928 | bone rasp | Bone Rasp | Bone Rasp
ORTHO MEDICAL GMBH | المانيا | Germany | ME0000007469SFDAA00002 | Deschamps Ligature Needle | Surgical instrument | It is a surgical instrument used for passing a ligature underneath an artery
REDA INSTRUMENTE GMBH | المانيا | Germany | ME0000012108SFDAA00942 | Suture instrument for subcutaneous | Suture | Suture
REDA INSTRUMENTE GMBH | المانيا | Germany | ME0000012108SFDAA00922 | Bending iron for small plates | Bending iron | Bending iron
TONTARRA MEDIZINTECHNIK GMBH | المانيا | Germany | ME0000006190SFDAA00056 | CONTAINER | CONTAINER | TONTARRA sterilization container systems are manufactured for transport, packing, sterilization of surgical instruments as well as for storage after sterilization.
MAVIG GmbH | المانيا | Germany | ME0000011492SFDAA00004 | WD - Mobile Radiation Protective Shields | WD Mobile Radiation Protective Shields | Mobile radiation protective shields are used for the mobile protection of medical personnel against ionising radiation.
medin Medical Innovations GmbH | المانيا | Germany | ME0000008924SFDAA00009 | Miniflow nCPAP generator | Miniflow | Single Use nCPAP therapy device
BSN medical GmbH | المانيا | Germany | ME0000004305SFDAA00088 | Leukosilk®S | Skin adhesive tape | Skin adhesive tape
Medical Intelligence Medizintechnik GmbH | المانيا | Germany | ME0000001830SFDAA00065 | Iguide Reference Frame Markers (set of2) | Iguide Reference Frame Markers | The reference frame is used to track the position of the robotic couchtop during treatments. It is clamped to both sides of the robotic couchtop
KIRCHNER & WILHELM GmbH + Co. KG | المانيا | Germany | ME0000004567SFDAA00002 | Dermatoscope | Dermatoscope | Intended to diagnose and identify lesions that have a high likelihood of being malignant and to assist in differentiating benign lesions
GDF Gesellschaft für Dentale Forschung und Innovationen GmbH | المانيا | Germany | ME0000004228SFDAA00006 | JW Liquid Dam | JW Liquid Dam | JW Liquid Dam
KIRCHNER & WILHELM GmbH + Co. KG | المانيا | Germany | ME0000004567SFDAA00004 | F.O. Blades | F.O. Blades | Fiber Optic Laryngoscope Blades are used as the primary tool for examination of the interior of the larynx and for placement of an endotracheal tube.
KIRCHNER & WILHELM GmbH + Co. KG | المانيا | Germany | ME0000004567SFDAA00008 | Disposable Blades | Laryngoscope Blades | Disposable Laryngoscope Blades are non-sterilize single used blades which is a primary tool for examination of the interior of the larynx and for placement of an endotracheal tube.
Hopf, Ringleb & Co. Gmbh & Cie | المانيا | Germany | ME0000005896SFDAA00002 | Separating Strips | Separating Strips | Separating strips are made for multiple use during dental treatments. They are used for reduction and cutting or for surface conditioning of dental tissues such as dentin and dental enamel and dental materials such as composites, metal alloys, ceramics and dental resins in the interproximal area. They are intended for manual use by trained technicians and dentists.
KIRCHNER & WILHELM GmbH + Co. KG | المانيا | Germany | ME0000004567SFDAA00009 | PICCOLIGHT Otoscope | Otoscope | PICCOLIGHT Otoscope is medical device which is used to screen for illness during regular check-ups and to investigate ear symptoms.
KIRCHNER & WILHELM GmbH + Co. KG | المانيا | Germany | ME0000004567SFDAA00006 | Ear Funnels | Ear Funnels | A funnel shaped piece of plastic on a light source that is inserted into the auditory canal of the ear, allowing the examiner to look at the ear canal and ear drum.
KIRCHNER & WILHELM GmbH + Co. KG | المانيا | Germany | ME0000004567SFDAA00005 | W.L. Blades | W.L. Blades | Warm Light Laryngoscope Blades are used as the primary tool for examination of the interior of the larynx and for placement of an endotracheal tube.
SUNRISE MEDICAL GMBH | المانيا | Germany | ME0000008136SFDAA00044 | Nitrum | wheelchair | wheelchair | كرسي متحرك لمساعدة ذوي الاحتياجات الخاصة
KIRCHNER & WILHELM GmbH + Co. KG | المانيا | Germany | ME0000004567SFDAA00003 | Infusion Stand | Infusion Stand | A movable stand intended to hold infusion liquids, infusion accessories, and other medical devices.
KIRCHNER & WILHELM GmbH + Co. KG | المانيا | Germany | ME0000004567SFDAA00007 | Diagnostic Lamp | Diagnostic Lamp | To illuminate the patient's body during diagnostic procedures and minor procedures.
Invacare GmbH | المانيا | Germany | ME0000020351SFDAA00002 | Invacare Storm4 | Power Wheelchair | Power Wheelchair
Aesculap AG | المانيا | Germany | ME0000003970SFDAA00744 | CASPAR NERVE ROOT RETRACTOR | CASPAR NERVE ROOT RETRACTOR | Nerve/vessel retractor.
Aesculap AG | المانيا | Germany | ME0000003970SFDAA00748 | NOIR HANDLE MODULAR | NOIR HANDLE MODULAR | Non-torque-limiting, Surgical instrument handle.
Berollka-aktiv Rollstuhltechnik GmbH | المانيا | Germany | ME0000001885SFDAA00001 | Berollka for wheelchairs and accessories | Berollka for wheelchairs and accessories | المنتجات عبارة عن كراسي متحركة وقطع غيارها For disabled and eldery people | كراسي متحركة وقطع غيارها
LUXAMED GmbH & Co. KG | المانيا | Germany | ME0000004686SFDAA00003 | LuxaScope Auris | LuxaScope Auris | LuxaScope Auris
LUXAMED GmbH & Co. KG | المانيا | Germany | ME0000004686SFDAA00006 | Blades | Blades | Blades
LUXAMED GmbH & Co. KG | المانيا | Germany | ME0000004686SFDAA00009 | LED Examination Lamp | LED Examination Lamp | LED Examination Lamp
LUXAMED GmbH & Co. KG | المانيا | Germany | ME0000004686SFDAA00004 | Ear Tips | Ear Tips | Ear Tips
LUXAMED GmbH & Co. KG | المانيا | Germany | ME0000004686SFDAA00010 | Penlight LED | Penlight LED | Penlight LED
LUXAMED GmbH & Co. KG | المانيا | Germany | ME0000004686SFDAA00007 | LuxaScope Sonus Stethoscopes | LuxaScope Sonus Stethoscopes | LuxaScope Sonus Stethoscopes
Gebrüder Martin GmbH & Co. KG | المانيا | Germany | ME0000012709SFDAA00060 | Oral Screw, Maunder, Wood, Conic 9.5cm | Oral Screw, Maunder, Wood, Conic 9.5cm | A tool intended for blocking site.
Gebrüder Martin GmbH & Co. KG | المانيا | Germany | ME0000012709SFDAA00061 | Archbar, Erich, by Meter | Craniofac fix plate, non-bioab | The instruments may only be used for their intended purpose in the specified medical fields, with use being restricted to adequately trained and qualified personnel.
ZEPF MEDICAL INSTRUMENTS GmbH | المانيا | Germany | ME0000006133SFDAA00008 | Hooklet | Re-usable surgical instrument | Re-usable surgical instrument
SURGIWELL GmbH | المانيا | Germany | ME0000016492SFDAA00004 | Sterilization Trays, Containers for Instruments | Sterilization Trays, Containers for Instruments | Sterilization Trays, Containers for Instruments
Roesys MedTec GmbH | المانيا | Germany | ME0000001375SFDAA00006 | X Twin | X Twin | X Twin
ORTHO MEDICAL GMBH | المانيا | Germany | ME0000007469SFDAA00005 | Standard Tissue Forceps | Surgical instrument | Surgical instrument
ORTHO MEDICAL GMBH | المانيا | Germany | ME0000007469SFDAA00004 | Towel Forceps Angled | Surgical instrument | Surgical instrument
Ortho-Medical GmbH | المانيا | Germany | ME0000021970SFDAA00002 | Micro-Mosquito | Surgical instrument | Surgical instrument
SCHEIN ORTHOPADIE SERVICE KG | المانيا | Germany | ME0000007448SFDAA00005 | Arch Support Pediatric | Novaped kids prefab insoles | High density fill length
REDA INSTRUMENTE GMBH | المانيا | Germany | ME0000012108SFDAA00948 | YASARGIL tubes | tubes | tubes
REDA INSTRUMENTE GMBH | المانيا | Germany | ME0000012108SFDAA00947 | ligature needle Holder | needle Holder | needle Holder
REDA INSTRUMENTE GMBH | المانيا | Germany | ME0000012108SFDAA00946 | guide needle Holder | needle Holder | needle Holder
Ortho-Medical GmbH | المانيا | Germany | ME0000006124SFDAA00007 | Container | Surgical instrument | Surgical instrument
ORTHO MEDICAL GMBH | المانيا | Germany | ME0000007469SFDAA00008 | Bone mallet | Surgical instrument | Surgical instrument
ORTHO MEDICAL GMBH | المانيا | Germany | ME0000007469SFDAA00007 | Ferris-Smith-Kerrison | Surgical instrument | Surgical instrument
ZEPF MEDICAL INSTRUMENTS GmbH | المانيا | Germany | ME0000006133SFDAA00010 | Specula | Specula | Specula
ZEPF MEDICAL INSTRUMENTS GmbH | المانيا | Germany | ME0000006133SFDAA00012 | Scissors | Scissors | Medical Scissors
ZEPF MEDICAL INSTRUMENTS GmbH | المانيا | Germany | ME0000006133SFDAA00011 | Forceps | Forceps | Medical Forceps
Medigma Biomedical GmbH | المانيا | Germany | ME0000017324SFDAA00025 | TMA Abutment Replica | TMA Abutment Replica | use with dental implant for temporary restoration of single crowns and bridges in the anterior and posterior region for use up to six months.
FIOR & GENTZ GmbH | المانيا | Germany | ME0000001880SFDAA00180 | System Ankle Joints | System Joints | Used exclusively for the orthotic treatment of the lower extremity
MAVIG GmbH | المانيا | Germany | ME0000003360SFDAA00009 | X Ray Protective Ovarian Shield | X Ray Protective Ovarian Shield | Radiation protection clothing is mandatory as personal protective equipment for users of systems that use X rays for diagnostics or therapy and protects in the X ray tube voltage
MAVIG GmbH | المانيا | Germany | ME0000003360SFDAA00010 | X Ray Protective Patient Apron | X Ray Protective Patient Apron | Radiation protection clothing is mandatory as personal protective equipment for users of systems that use X rays for diagnostics or therapy and protects in the X ray tube voltage
MAVIG GmbH | المانيا | Germany | ME0000003360SFDAA00005 | Thyroid shield | Personnel Protective Shield | Radiation protection clothing is mandatory as personal protective equipment for users of systems that use X rays for diagnostics or therapy and protects in the X ray tube voltage
MAVIG GmbH | المانيا | Germany | ME0000003360SFDAA00003 | Mobile Stand | Mobile Stand | Radiation protection Mobile Stand is mandatory as personal protective equipment for users of systems that use X rays for diagnostics or therapy and protects in the X ray tube voltage
MAVIG GmbH | المانيا | Germany | ME0000003360SFDAA00001 | All around protective | Personnel Protective Shield | Radiation protection clothing is mandatory as personal protective equipment for users of systems that use X rays for diagnostics or therapy and protects in the X ray tube voltage
MAVIG GmbH | المانيا | Germany | ME0000003360SFDAA00002 | Front apron | Personnel Protective Shield | Radiation protection clothing is mandatory as personal protective equipment for users of systems that use X rays for diagnostics or therapy and protects in the X ray tube voltage
Vereinigte Papierwarenfabriken GmbH | المانيا | Germany | ME0000015620SFDAA00039 | Stericlin® Stainless steel tray | Stericlin® Stainless steel tray tags and Silicone plugs | Stainless steel tray
Vereinigte Papierwarenfabriken GmbH | المانيا | Germany | ME0000015620SFDAA00043 | Stericlin® cleaning brushes | Stericlin® Surface and channel cleaning brushes, Cleaning pads | Surface and channel cleaning brushes, Cleaning pads
Vereinigte Papierwarenfabriken GmbH | المانيا | Germany | ME0000015620SFDAA00037 | Stericlin Silicone Rubber Cable Ties | Stericlin Cable ties and binder made of silicone | Silicone Rubber Cable Ties
Vereinigte Papierwarenfabriken GmbH | المانيا | Germany | ME0000015620SFDAA00045 | Stericlin® PET Foil Label on reel | Stericlin® Self-adhvesive labels | Self-adhvesive labels
Sonogel Vertriebs-GmbH | المانيا | Germany | ME0000007312SFDAA00001 | ESWT Contact Gel | ESWT Contact Gel | Ultrasound Gel
Vereinigte Papierwarenfabriken GmbH | المانيا | Germany | ME0000015620SFDAA00038 | Stericlin® Hydro Soak Set | Stericlin® Hydro Soak Set | Hydro Soak Set
Vereinigte Papierwarenfabriken GmbH | المانيا | Germany | ME0000015620SFDAA00042 | Stericlin® Transport box | Stericlin® Transport box | Transport box
Vereinigte Papierwarenfabriken GmbH | المانيا | Germany | ME0000015620SFDAA00041 | Stericlin® Tray label | Stericlin® Tray label | Tray label
Vereinigte Papierwarenfabriken GmbH | المانيا | Germany | ME0000015620SFDAA00040 | Stericlin® MultiSeal | Stericlin® Plastic seals and Safety seals | Plastic seals and Safety seals
Hoggi GmbH | المانيا | Germany | ME0000007498SFDAA00002 | BINGO-Evolution | BINGO-Evolution | Wheel chair for hospital use only
Vereinigte Papierwarenfabriken GmbH | المانيا | Germany | ME0000015620SFDAA00044 | Stericlin® Stops for bone rongeurs and specula | Stericlin® Stops for bone rongeurs and specula | Stops for bone rongeurs and specula
PINO Pharmazeutische Präparate GmbH | المانيا | Germany | ME0000020040SFDAA00002 | PINO XPERT+ | Therapy table | A therapy table.
MAVIG GmbH | المانيا | Germany | ME0000003360SFDAA00012 | X-Ray Protective Children Coat | X-Ray Protective Children Coat | Radiation protection clothing is mandatory as personal protective equipment for users of systems that use X rays for diagnostics or therapy and protects in the X ray tube voltage
MAVIG GmbH | المانيا | Germany | ME0000003360SFDAA00007 | X Ray Protective Dental Apron | X Ray Protective Dental Apron | Radiation protection clothing is mandatory as personal protective equipment for users of systems that use X rays for diagnostics or therapy and protects in the X ray tube voltage
VBM Medizintechnik GmbH | المانيا | Germany | ME0000006121SFDAA00084 | Infusor | Infusor | Device to support the application of irrigation/infusion solutions
novacare GmbH | المانيا | Germany | ME0000001940SFDAA00022 | Prolift Cacero | lifter | NA
VBM Medizintechnik GmbH | المانيا | Germany | ME0000006121SFDAA00086 | Endotape | Endotape | Tape to secure fixation of the tracheal tube
VBM Medizintechnik GmbH | المانيا | Germany | ME0000006121SFDAA00085 | Tracheostomy Necktape | Tracheostomy Necktape | Neck tape to secure fixation of a tracheostomy tube to prevent accidental extubation.
Tekno-Medical Optik-Chirugie GmbH | المانيا | Germany | ME0000014503SFDAA00002 | Schultze Salpingograph | Schultze Salpingograph | Schultze Salpingograph
Tekno-Medical Optik-Chirugie GmbH | المانيا | Germany | ME0000014503SFDAA00001 | Needle Holders | Needle Holders | Needle Holders
Gebruder Martin GmbH & Co KG | المانيا | Germany | ME0000002645SFDAA00045 | Instrument tray | Instrument tray | Instrument tray
Tekno-Medical Optik-Chirugie GmbH | المانيا | Germany | ME0000014503SFDAA00003 | Cholangiogramm Clamp | Clamp | Cholangiogramm Clamp
ORTHO MEDICAL GMBH | المانيا | Germany | ME0000007469SFDAA00012 | Weitlaner-Loktite | Surgical Instrument | Surgical instrument
ORTHO MEDICAL GMBH | المانيا | Germany | ME0000007469SFDAA00012 | Weitlaner-Loktite | Surgical Instrument | Surgical instrument
MEYRA GmbH | المانيا | Germany | ME0000012304SFDAA00018 | Nano | manual wheelchair | manual wheelchair to help disabled people. | كرسي متحرك لمساعدة ذوي الاحتياجات الخاصة
Helmut Zepf Medizintechnik GmbH | المانيا | Germany | ME0000007980SFDAA00063 | Titanum Pin | Titanium Pin | Titanium Pin
Tekno-Medical Optik-Chirugie GmbH | المانيا | Germany | ME0000014503SFDAA00006 | Rectal Speculum | Rectal Speculum | Rectal Speculum
VBM Medizintechnik GmbH | المانيا | Germany | ME0000006121SFDAA00088 | Tube Tray | Tube Tray | Tube holder for the fixation of adult and pediatric respiration tubing.
ITD GmbH | المانيا | Germany | ME0000001987SFDAA00045 | POWER CORD UK W/EQUIPOTENT.BONDG.CORD, | POWER CORD UK W/EQUIPOTENT.BONDG.CORD, | POWER CORD UK W/EQUIPOTENT.BONDG.CORD,
VBM Medizintechnik GmbH | المانيا | Germany | ME0000006121SFDAA00089 | Tube Holder | Tube Holder | Tube Holder enables the tracheal tube to be securely fixed in place.
ITD GmbH | المانيا | Germany | ME0000001987SFDAA00044 | Arm for Tablet | Arm for Tablet | Arm for Tablet
VBM Medizintechnik GmbH | المانيا | Germany | ME0000006121SFDAA00087 | Stylet | Stylet | The tube stylet is a malleable intubation stylet.
SCHEIN ORTHOPADIE SERVICE KG | المانيا | Germany | ME0000007448SFDAA00007 | Novaped soft arch supports full length | Arch support Pediatric and adult | High density full length
Richardson Electronics GmbH | المانيا | Germany | ME0000000271SFDAA00001 | MDRAD21ELXAC-A2 | MDRAD21ELXAC-A2 | Video monitor with Full HD resolution and touch function
Aesculap AG | المانيا | Germany | ME0000003970SFDAA00739 | FASCIA HOOK | FASCIA HOOK | Reusable Self-retaining surgical retractor
PINO Pharmazeutische Präparate GmbH | المانيا | Germany | ME0000020040SFDAA00004 | PINOPRO LYMPH | Therapy table | A therapy table
PINO Pharmazeutische Präparate GmbH | المانيا | Germany | ME0000020040SFDAA00003 | PINOPRO | Therapy table | A therapy table
Meyra GmBH | المانيا | Germany | ME0000000584SFDAA00009 | Smart | Wheelchair | WHEELCHAIRS to help disabled peoples | كرسي لمساعدة ذوي الاحتياجات الخاصة
PINO Pharmazeutische Präparate GmbH | المانيا | Germany | ME0000020040SFDAA00005 | PINOTREND | Therapy table | A therapy table
Gebrüder Martin GmbH & Co. KG | المانيا | Germany | ME0000012709SFDAA00068 | Needle Case, Round | Needle Case, Round | Drilling holes into the bone (orthopedic and hand surgery)
ITD GmbH | المانيا | Germany | ME0000001987SFDAA00046 | Articulating Arm 300 + 350 mm for ArthroCarts | Articulating Arm 300 + 350 mm for ArthroCarts | mounting medical and IEC-tested devices according to the permitted load information in compliance with the requirements of IEC-60601-1 in the currently valid edition.
LUXAMED GmbH & Co. KG | المانيا | Germany | ME0000004686SFDAA00005 | F.O. Laryngoscope Handle | F.O. Laryngoscope Handle | F.O. Laryngoscope Handle
LUXAMED GmbH & Co. KG | المانيا | Germany | ME0000004686SFDAA00008 | Tuning Fork | Tuning Fork | Tuning Fork
Gebrüder Martin GmbH & Co. KG | المانيا | Germany | ME0000012709SFDAA00066 | Punch 40 | Punch 40 | Drilling holes into the bone (orthopedic and hand surgery)
Gebrüder Martin GmbH & Co. KG | المانيا | Germany | ME0000012709SFDAA00067 | Rongeur, Caspar | Rongeur, Caspar | Drilling holes into the bone (orthopedic and hand surgery)
Philips Medical Systems DMC GmbH | المانيا | Germany | ME0000003252SFDAA00020 | Philips Radiology Smart Assistant | Diagnostic x-ray digital imaging system workstation application software | Diagnostic x-ray digital imaging system workstation application software
Tekno-Medical Optik-Chirugie GmbH | المانيا | Germany | ME0000014503SFDAA00007 | Forceps | Forceps | Forceps
Aesculap AG | المانيا | Germany | ME0000003970SFDAA00741 | KRAYENBUEHL NERV HKSHRTBALL-TIP | KRAYENBUEHL NERV HKSHRTBALL-TIP | Nerve/vessel retractor.
Aesculap AG | المانيا | Germany | ME0000003970SFDAA00745 | ADSON NERVE HOOK | ADSON NERVE HOOK | Nerve/vessel retractor.
Aesculap AG | المانيا | Germany | ME0000003970SFDAA00749 | NOIR PROBE BALL-TIP | NOIR PROBE BALL-TIP | Nerve/vessel retractor.
LISCHKA GmbH | المانيا | Germany | ME0000001808SFDAA00002 | ProEndo | Endoscopes Storage Cabinet | Endoscopes Storage Cabinet
ATMOS Medizin Technik GmbH Co KG | المانيا | Germany | ME0000001361SFDAA00001 | ATMOS S61 Servant Vision | ENT treatment unit | ENT treatment unit
ATMOS Medizin Technik GmbH Co KG | المانيا | Germany | ME0000001361SFDAA00002 | ATMOS S61 Servant Instruments | Instrument Management Unit | Instrument Management Unit
ATMOS Medizin Technik GmbH Co KG | المانيا | Germany | ME0000001361SFDAA00007 | ATMOS iView 21 31 | Microscope System | Microscope System
ATMOS Medizin Technik GmbH Co KG | المانيا | Germany | ME0000001361SFDAA00018 | ATMOS HL 21 LED | Headlight for Medical Examination | Headlight for Medical Examination
ATMOS Medizin Technik GmbH Co KG | المانيا | Germany | ME0000001361SFDAA00031 | ATMOS LS 21 31 LED | ATMOS LS LED | LED light source for optical instruments
ATMOS Medizin Technik GmbH Co KG | المانيا | Germany | ME0000001361SFDAA00032 | ATMOS Strobo 21 LED | ATMOS Strobo LED | ATMOS Strobo LED
ORTHO-MEDICAL GmbH | المانيا | Germany | ME0000001479SFDAA00002 | Bone Rongeur | Surgical instrument | Surgical instrument
ORTHO-MEDICAL GmbH | المانيا | Germany | ME0000001479SFDAA00004 | Forceps | Surgical instrument | Surgical instrument
ORTHO-MEDICAL GmbH | المانيا | Germany | ME0000001479SFDAA00008 | Hohmann Bone Levers | Surgical instrument | Surgical instrument
Tekno-Medical Optik-Chirugie GmbH | المانيا | Germany | ME0000014503SFDAA00004 | Trocar / Safety Trocar | Trocar | Trocar / Safety Trocar
ORTHO-MEDICAL GmbH | المانيا | Germany | ME0000001479SFDAA00005 | Depth Gauge | Surgical instrument | Surgical instrument
ORTHO-MEDICAL GmbH | المانيا | Germany | ME0000001479SFDAA00003 | Cast Scissors | Surgical instrument | Surgical instrument
ORTHO-MEDICAL GmbH | المانيا | Germany | ME0000001479SFDAA00007 | Lambotte Ostoetome | Surgical instrument | Surgical instrument
FIOR & GENTZ GmbH | المانيا | Germany | ME0000001879SFDAA00017 | System Knee Joints | System Joints | Use for orthotic treatment of the lower extremity
Tekno-Medical Optik-Chirugie GmbH | المانيا | Germany | ME0000014503SFDAA00005 | Clip Application FCPS | Clip Application FCPS | Clip Application FCPS
ORTHO-MEDICAL GmbH | المانيا | Germany | ME0000001479SFDAA00006 | Frazier Dural Hook | Surgical instrument | Surgical instrument
KARL STORZ SE & Co. KG | المانيا | Germany | ME0000003576SFDAA01120 | C-MAC® S USB Imager | C-MAC® S USB Imager | C-MAC® S USB Imager
PAR Medizintechnik GmbH & Co. KG | المانيا | Germany | ME0000003327SFDAA00007 | TONOPORT BP CUFF ADULT | BP CUFF | BP CUFF
Hoggi GmbH | المانيا | Germany | ME0000007498SFDAA00003 | Supra 2.0 | Supra 2.0 | wheelchair
Schmitz und Sohne GmbH & Co. KG | المانيا | Germany | ME0000001008SFDAA00009 | Varimed A | Va rimed® - Height-adjustable examination and massage couch | In combination with the approved accessories, the examination couch is intended for supporting patients for the purpose of examination and treatment.
Gebrueder Martin GmbH & Co. KG | المانيا | Germany | ME0000001065SFDAA01977 | PLATE HOLDING FORCEPS | PLATE HOLDING FORCEPS | The instruments may only be used for their intended purpose in the specified medical fields, with use being restricted to adequately trained and qualified personnel.
UROMED Kurt Drews KG | المانيا | Germany | ME0000002606SFDAA00002 | UROMED-Einbein-Hose>>M<< | Collection of extracted Urine | Collection of extracted Urine | جمع البول المستخرج
UROMED Kurt Drews KG | المانيا | Germany | ME0000002611SFDAA00013 | UROMED-SILIKON-KONDOM-URINAL >>SPORTIV<< | Collection of extracted Urine | Collection of extracted Urine | جمع البول المستخرج
Ermis MedTech Gmbh | المانيا | Germany | ME0000000162SFDAA00011 | ERMIS Sterilization Baskets | ERMIS Sterilization Baskets | Loading of medical products that are sterilized they are not used for treatment but for prevention of disease
UROMED Kurt Drews KG | المانيا | Germany | ME0000002603SFDAA00001 | CYTOBAG-MINI 750 | Collection of extracted Urine | Collection of extracted Urine | جمع البول المستخرج
UROMED Kurt Drews KG | المانيا | Germany | ME0000002609SFDAA00092 | UROMED-Beinbeutelhalter>>M<< | Collection of extracted Urine | Collection of extracted Urine | جمع البول المستخرج
SURGIWELL GmbH | المانيا | Germany | ME0000016492SFDAA00005 | Oscillating Plaster Saw | Oscillating Plaster Saw | Oscillating Plaster Saw
UROMED Kurt Drews KG | المانيا | Germany | ME0000002598SFDAA00005 | UROMED Urine Bag Holder | Collection of extracted Urine | Collection of extracted Urine | جمع البول المستخرج
UROMED Kurt Drews KG | المانيا | Germany | ME0000002608SFDAA00003 | UROMED-Klettband | Collection of extracted Urine | Collection of extracted Urine | جمع البول المستخرج
UROMED Kurt Drews KG | المانيا | Germany | ME0000002605SFDAA00058 | CYTOBAG-MINI 750 K | Collection of extracted Urine | Collection of extracted Urine | جمع البول المستخرج
UROMED Kurt Drews KG | المانيا | Germany | ME0000002610SFDAA00002 | UROMED-SILIKON-KONDOM-URINAL >>STANDARD<< | Collection of extracted Urine | Collection of extracted Urine | جمع البول المستخرج
Gebruder Martin GmbH & Co KG | المانيا | Germany | ME0000002645SFDAA00138 | LINOS screw, Plate | Surgical Instrum/Implant Rack | Surgical Instrum/Implant Rack
Gebrueder Martin GmbH & Co. KG | المانيا | Germany | ME0000001065SFDAA01978 | 2.0 MINI MODULE STANDARD TRAUMA | Surgical instrum./ implant rack | Rack to safely store surgical instruments and implants.
Gebrueder Martin GmbH & Co. KG | المانيا | Germany | ME0000001065SFDAA01993 | CONNECT.W. CENTRAL SUCTION UNIT (MARVA) | CONNECT.W. CENTRAL SUCTION UNIT (MARVA) | Adapter for connection to a central evacuation system (0 22 mm)
STEMA Medizintechnik GmbH | المانيا | Germany | ME0000000889SFDAA00012 | STEMA PUNCHES 1 | STEMA PUNCHES | The attending physician or the user is responsible for the selection of the devices for specific applications or operative use, appropriate training and information, and sufficient experience for handling the devices
STEMA Medizintechnik GmbH | المانيا | Germany | ME0000000889SFDAA00016 | STEMA KNIVES | STEMA KNIVES | The attending physician or the user is responsible for the selection of the devices for specific applications or operative use, appropriate training and information, and sufficient experience for handling the devices.
STEMA Medizintechnik GmbH | المانيا | Germany | ME0000000889SFDAA00013 | STEMA PUNCHES 2 | STEMA PUNCHES | The attending physician or the user is responsible for the selection of the devices for specific applications or operative use, appropriate training and information, and sufficient experience for handling the devices.
Ermis MedTech GmbH | المانيا | Germany | ME0000008802SFDAA00001 | Ermis Sterilization container | ERMIS Sterilization container | Loading of medical products that are sterilized they are not used for treatment but for prevention of disease
Aesculap AG | المانيا | Germany | ME0000003970SFDAA00752 | PENFIELD DISSECTOR | PENFIELD DISSECTOR | Open-surgery dissector.
Aesculap AG | المانيا | Germany | ME0000003970SFDAA00753 | LOVE NERVE ROOT RETRACTOR | LOVE NERVE ROOT RETRACTOR | Nerve/vessel retractor.
STEMA Medizintechnik GmbH | المانيا | Germany | ME0000000889SFDAA00015 | STEMA HOOKS | STEMA HOOKS | The attending physician or the user is responsible for the selection of the devices for specific applications or operative use, appropriate training and information, and sufficient experience for handling the devices.
STEMA Medizintechnik GmbH | المانيا | Germany | ME0000000889SFDAA00014 | STEMA FORCEPS | STEMA FORCEPS | The attending physician or the user is responsible for the selection of the devices for specific applications or operative use, appropriate training and information, and sufficient experience for handling the devices.
ERKA Kallmeyer Medizintechnik GmbH and Co KG | المانيا | Germany | ME0000013108SFDAA00004 | Disposable Stethoscope | Disposable Stethoscope | Disposable Stethoscope
Aesculap AG | المانيا | Germany | ME0000003970SFDAA00754 | HESS NERVE ROOT RETRACT | HESS NERVE ROOT RETRACT | Nerve/vessel retractor.
Gebrueder Martin GmbH & Co. KG | المانيا | Germany | ME0000001065SFDAA01994 | MCB- CONNECTION CABLE MAXIUM W.MARVAC | MCB- CONNECTION CABLE MAXIUM W.MARVAC | MCB connection cable for automatic activation of the marVac® with the electrosurgical units maxium®
BSN medical GmbH | المانيا | Germany | ME0000004305SFDAA00101 | JOBST®Compri2 | Pressure bandage | Pressure bandage
VBM Medizintechnik GmbH | المانيا | Germany | ME0000006121SFDAA00091 | Connecting Tube for Hi-Lo Hand Pressure Gauge | Connecting Tube | Connecting Tube
Stryker Trauma GmbH | المانيا | Germany | ME0000005428SFDAA00048 | T2 Recon System Insert for Reamer Heads | Reusable instrument tray | Reusable instrument tray
Aesculap AG | المانيا | Germany | ME0000003970SFDAA00751 | SEAL.CAP F.REDUCING SLEEVE | SEAL.CAP F.REDUCING SLEEVE | Reusable, Laparoscopic access cannula.
VBM Medizintechnik GmbH | المانيا | Germany | ME0000006121SFDAA00090 | Hi-LO Hand Pressure Gauge | Gauge | Pressure Gauge
Ondal Medical Systems GmbH | المانيا | Germany | ME0000006580SFDAA00011 | Vista | Monitor Mount | Monitor Mount
Mclean REHAtechnik GmbH | المانيا | Germany | ME0000003640SFDAA00002 | Assessor | Assessment Chair | Assessment wheeled chair used with vacuum seating bag for the customization of seating shells to provide needed support and maintain proper posture, positioning, and natural curve of the body spine.
proxomed Medizintechnik GmbH | المانيا | Germany | ME0000005067SFDAA00005 | compass 540 | compass | medical strength training
Kessel Medintim GmbH | المانيا | Germany | ME0000005060SFDAA00005 | Vagiwell Dilators | Vagiwell Dilators | Vagiwell Dilators
tecfor care GmbH | المانيا | Germany | ME0000003496SFDAA00047 | ECOFIT | Care bed | Electrically adjustable care bed
SIRONA Dental Systems GmbH | المانيا | Germany | ME0000003588SFDAA00001 | CEREC Primemill | Grinding and Milling Machine | Grinding and Milling Machine
Kessel Medintim GmbH | المانيا | Germany | ME0000005060SFDAA00004 | Constriction rings | Constriction rings | Constriction rings
EMOS Technology GmbH | المانيا | Germany | ME0000001887SFDAA00003 | Naso-Pharyngo-Laryngoskop | Naso-Pharyngo-Laryngoskop | Naso-Pharyngo-Laryngoskop
Trium Analysis Online GmbH | المانيا | Germany | ME0000002284SFDAA00017 | Isolation Device Server – Typ 2 (IDS2) | Isolation Device Server – Typ 2 (IDS2) | Isolation Device Server – Typ 2 (IDS2)
GETMED Medizin - und Informationstechnik AG | المانيا | Germany | ME0000011508SFDAA00006 | Holter leadwire set | ECG Cable | ECG Cable
Ortho Medical GmbH | المانيا | Germany | ME0000003932SFDAA00064 | Pliers | Medical forceps | Medical forceps
Ortho Medical GmbH | المانيا | Germany | ME0000003933SFDAA00001 | Wire | Surgical cord | Surgical cord
Ortho Medical GmbH | المانيا | Germany | ME0000003930SFDAA00002 | ORLOS TRAY | Storage for surgical instruments | Storage for surgical instruments
proxomed Medizintechnik GmbH | المانيا | Germany | ME0000005067SFDAA00006 | compass 540 Leg Extension/Curl | Compass | medical strength training
EMOS Technology GmbH | المانيا | Germany | ME0000001887SFDAA00004 | Sinuskop | Sinuskop | Sinuskop
Gebrueder Martin GmbH & Co. KG | المانيا | Germany | ME0000001065SFDAA01998 | Probe, Bowman | Probe, Bowman | Probes are used as guiding instruments for the dilatation of blood vessels, nerves and tissue. They are used in all surgical disciplines.
BUSCH & CO. GmbH & Co. KG | المانيا | Germany | ME0000003881SFDAA00001 | Steri-Safe Wave | Instrument stand | Instrument stand
ITD GmbH | المانيا | Germany | ME0000001987SFDAA00050 | vexio-cart plus mit mech | vexio-cart plus mit mech | MOBILE MONITOR STAND
Ortho-Medical GmbH | المانيا | Germany | ME0000006124SFDAA00018 | BONE FILES | Surgical instrument | Surgical instrument
Ortho-Medical GmbH | المانيا | Germany | ME0000006124SFDAA00014 | Pelvic Basic Instrumentation Set | Surgical instrument | Surgical instrument
proxomed Medizintechnik GmbH | المانيا | Germany | ME0000005067SFDAA00007 | compass 540 Chest Press/Rowing | Compass | Medical Strength Training
Medical Intelligence Medizintechnik GmbH | المانيا | Germany | ME0000004881SFDAA00003 | iBEAM® | iBEAM® evo | The iBEAM® evo Couchtop is intended to support the patient during radiation therapy or radiation therapy simulation.
Ortho-Medical GmbH | المانيا | Germany | ME0000006124SFDAA00011 | Gigi Wire Saw | Surgical instrument | Surgical instrument
Ortho-Medical GmbH | المانيا | Germany | ME0000006124SFDAA00015 | PIN CUTTER | Surgical instrument | Surgical instrument
Ortho-Medical GmbH | المانيا | Germany | ME0000006124SFDAA00020 | Cerclage wire | Surgical instrument | surgical instrument
ITD GmbH | المانيا | Germany | ME0000001987SFDAA00051 | Secondary Display Mount, Multi-directional | Mobile equipment carts | The mobile equipment carts it is imperative to make sure that the support arms attached (swiveling, height adjustable) are placed into the respective park position and, as necessary, locked. Otherwise, the stability cannot be guaranteed
Provita medical gmbh & co. kg | المانيا | Germany | ME0000004089SFDAA00024 | Multichannel Rolling Stand | Multichannel Rolling Stand | Infusion/transfusion trolley
W.O.M. World of Medicine GmbH | المانيا | Germany | ME0000006531SFDAA00014 | VACUUM TUBE WITH FILTER | VACUUM TUBE WITH FILTER | Reusable, Vacuum tubing.
Provita medical gmbh & co. kg | المانيا | Germany | ME0000004089SFDAA00024 | Multichannel Rolling Stand | Multichannel Rolling Stand | Infusion/transfusion trolley
Ottobock SE & Co. KGaA | المانيا | Germany | ME0000006161SFDAA00288 | Harmony P4 | Harmony P4 | Mechanical Vacuum Pumps
Gebrueder Martin GmbH & Co. KG | المانيا | Germany | ME0000001065SFDAA02003 | TRAY FOR DMS IMPLANTS | TRAY FOR DMS IMPLANTS | These are used to safely store a vast array of surgical instruments.
Gebrueder Martin GmbH & Co. KG | المانيا | Germany | ME0000001065SFDAA02017 | SCREW STORAGE MODULE | SCREW STORAGE MODULE | These are used to safely store a vast array of surgical instruments.
Gebrueder Martin GmbH & Co. KG | المانيا | Germany | ME0000001065SFDAA02043 | MOH STORAGE MICROMODUL 1,0 MM, COMPLETE | MOH STORAGE MICROMODUL 1,0 MM, COMPLETE | These are used to safely store a vast array of surgical instruments.
Gebrueder Martin GmbH & Co. KG | المانيا | Germany | ME0000001065SFDAA02040 | 2.0 ARNETT "FAB" MODULE | 2.0 ARNETT "FAB" MODULE | These are used to safely store a vast array of surgical instruments.
Gebrueder Martin GmbH & Co. KG | المانيا | Germany | ME0000001065SFDAA02036 | BOH STORAGE RACK, COMPLETE | BOH STORAGE RACK, COMPLETE | These are used to safely store a vast array of surgical instruments.
Gebrueder Martin GmbH & Co. KG | المانيا | Germany | ME0000001065SFDAA02033 | STORAGE MODULE | STORAGE MODULE | These are used to safely store a vast array of surgical instruments
Gebrueder Martin GmbH & Co. KG | المانيا | Germany | ME0000001065SFDAA02029 | Insert Module TL TS | Insert Module TL TS | These are used to safely store a vast array of surgical instruments.
Gebrueder Martin GmbH & Co. KG | المانيا | Germany | ME0000001065SFDAA02025 | LOW PROFILE NEURO MODULE, COMPLETE | LOW PROFILE NEURO MODULE, COMPLETE | These are used to safely store a vast array of surgical instruments.
Gebrueder Martin GmbH & Co. KG | المانيا | Germany | ME0000001065SFDAA02008 | 2.7 THREADLOCK PLATE MODUL | 2.7 THREADLOCK PLATE MODUL | These are used to safely store a vast array of surgical instruments.
Gebrueder Martin GmbH & Co. KG | المانيا | Germany | ME0000001065SFDAA02013 | .3 STANDARD MANDIBULAR TRAUMA MODULE | .3 STANDARD MANDIBULAR TRAUMA MODULE | These are used to safely store a vast array of surgical instruments.
Gebrueder Martin GmbH & Co. KG | المانيا | Germany | ME0000001065SFDAA02007 | INSTR.TRAY | INSTR.TRAY | These are used to safely store a vast array of surgical instruments.
Gebrueder Martin GmbH & Co. KG | المانيا | Germany | ME0000001065SFDAA02002 | SONICWELD SMALL PARTS STORAGE | SONICWELD SMALL PARTS STORAGE | These are used to safely store a vast array of surgical instruments.
Gebrueder Martin GmbH & Co. KG | المانيا | Germany | ME0000001065SFDAA02039 | TRANSBUCCAL MODULE WITH LID | TRANSBUCCAL MODULE WITH LID | These are used to safely store a vast array of surgical instruments.
Gebrueder Martin GmbH & Co. KG | المانيا | Germany | ME0000001065SFDAA02006 | 2.0 MM IMF MODULE | 2.0 MM IMF MODULE | These are used to safely store a vast array of surgical instruments.
Gebrueder Martin GmbH & Co. KG | المانيا | Germany | ME0000001065SFDAA02032 | 2.0 MINI MODULE STANDARD | 2.0 MINI MODULE STANDARD | These are used to safely store a vast array of surgical instruments.
Gebrueder Martin GmbH & Co. KG | المانيا | Germany | ME0000001065SFDAA02020 | Tray config. TL-TS Plates 2.0, 30x30cm | Tray config. TL-TS Plates 2.0, 30x30cm | These are used to safely store a vast array of surgical instruments.
Gebrueder Martin GmbH & Co. KG | المانيا | Germany | ME0000001065SFDAA02023 | SCREW STORAGE MODULE | SCREW STORAGE MODULE | These are used to safely store a vast array of surgical instruments
Gebrueder Martin GmbH & Co. KG | المانيا | Germany | ME0000001065SFDAA02024 | SCREW STORAGE UNIVERSAL, COMPLETE | SCREW STORAGE UNIVERSAL, COMPLETE | These are used to safely store a vast array of surgical instruments.
Gebrueder Martin GmbH & Co. KG | المانيا | Germany | ME0000001065SFDAA02011 | MOH STORAGE | MOH STORAGE | These are used to safely store a vast array of surgical instruments
Gebrueder Martin GmbH & Co. KG | المانيا | Germany | ME0000001065SFDAA02016 | DMS STERILISATION TRAY FOR INSTRUMENTS | DMS STERILISATION TRAY FOR INSTRUMENTS | These are used to safely store a vast array of surgical instruments.
Gebrueder Martin GmbH & Co. KG | المانيا | Germany | ME0000001065SFDAA02028 | BONE GRAFT KIT MODULE W/O INSTRUMENTS | BONE GRAFT KIT MODULE W/O INSTRUMENTS | These are used to safely store a vast array of surgical instruments
Ortho-Medical GmbH | المانيا | Germany | ME0000006124SFDAA00012 | Universal Extraction Set complete for Intramedullary Nail Systems | Surgical instrument | Surgical instrument
Ortho-Medical GmbH | المانيا | Germany | ME0000006124SFDAA00019 | Ferris-Smith-Kerrison | Surgical instrument | Surgical instrument
Ortho-Medical GmbH | المانيا | Germany | ME0000006124SFDAA00016 | BENDING IRON | Surgical instrument | Surgical instrument
ITD GmbH | المانيا | Germany | ME0000001987SFDAA00052 | Video Cart, OUS | Mobile equipment carts | The mobile equipment carts it is imperative to make sure that the support arms attached (swiveling, height adjustable) are placed into the respective park position and, as necessary, locked. Otherwise, the stability cannot be guaranteed
ITD GmbH | المانيا | Germany | ME0000001987SFDAA00053 | Secondary Display Cart | Mobile equipment carts | The mobile equipment carts it is imperative to make sure that the support arms attached (swiveling, height adjustable) are placed into the respective park position and, as necessary, locked. Otherwise, the stability cannot be guaranteed
OPTEC Endoscopy Systems GmbH | المانيا | Germany | ME0000004443SFDAA00025 | T-scope | Telescope | endoscopy
Gebrueder Martin GmbH & Co. KG | المانيا | Germany | ME0000001065SFDAA02012 | X-FIX INSTRUMENT TRAY COMPL. 30X45CM | X-FIX INSTRUMENT TRAY COMPL. 30X45CM | These are used to safely store a vast array of surgical instruments.
Gebruder Martin GmbH & Co KG | المانيا | Germany | ME0000002645SFDAA00145 | Probe, Bowman | Probe, Bowman | Probe, Bowman
Devemed GmbH | المانيا | Germany | ME0000004779SFDAA00004 | Amalgam & Bone Carriers | Amalgam & Bone Carriers | Amalgam & Bone Carriers
Ortho-Medical GmbH | المانيا | Germany | ME0000006124SFDAA00013 | Bone Curette | Surgical instrument | Surgical Instrument
Ortho-Medical GmbH | المانيا | Germany | ME0000006124SFDAA00017 | KOLBEL Self-Retaining Glenoid Retractor | Surgical instrument | Surgical instrument
Ortho-Medical GmbH | المانيا | Germany | ME0000006124SFDAA00021 | SLEEVE CUTTER | Surgical instrument | Surgical instrument
Devemed GmbH | المانيا | Germany | ME0000004775SFDAA00009 | Forceps, others | Forceps, others | Forceps, others
devemed GmbH | المانيا | Germany | ME0000004770SFDAA00007 | Calipers | Calipers | Calipers
devemed GmbH | المانيا | Germany | ME0000004751SFDAA00030 | Excavators | Excavators | Excavators
devemed GmbH | المانيا | Germany | ME0000004747SFDAA00001 | Bone Rongeurs / Cutters | Bone Rongeurs / Cutters | Bone Rongeurs / Cutters
Devemed GmbH | المانيا | Germany | ME0000004766SFDAA00039 | Cutting & Bending Instruments, Wires | Cutting & Bending Instruments, Wires | Cutting & Bending Instruments, Wires
Devemed GmbH | المانيا | Germany | ME0000004762SFDAA00003 | Dental Syringes | Dental Syringes | Dental Syringes
devemed GmbH | المانيا | Germany | ME0000004753SFDAA00002 | Needleholders | Needleholders | Needleholders
Devemed GmbH | المانيا | Germany | ME0000004758SFDAA00001 | Bone Preparation | Bone Preparation | Bone Preparation
Devemed GmbH | المانيا | Germany | ME0000004743SFDAA00004 | Rubber-Dam-Instruments | Rubber-Dam-Instruments | Rubber-Dam-Instruments
Devemed GmbH | المانيا | Germany | ME0000004730SFDAA00009 | Matrix Instruments | Matrix Instruments | Matrix Instruments
Devemed GmbH | المانيا | Germany | ME0000004734SFDAA00002 | Mouth Gags | Mouth Gags | Mouth Gags
Devemed GmbH | المانيا | Germany | ME0000004777SFDAA00008 | Pluggers | Pluggers | Pluggers
devemed GmbH | المانيا | Germany | ME0000004733SFDAA00036 | Knives, Knife Holders, Cutters | Knives, Knife Holders, Cutters | Knives, Knife Holders, Cutters
Devemed GmbH | المانيا | Germany | ME0000004741SFDAA02394 | Sinus-Lift Elevators | Sinus-Lift Elevators | Sinus-Lift Elevators
devemed GmbH | المانيا | Germany | ME0000004749SFDAA00002 | Bone Scrapers | Bone Scrapers | Bone Scrapers
Devemed GmbH | المانيا | Germany | ME0000004760SFDAA00014 | Hand Brush, Brush Dispenser | Hand Brush, Brush Dispenser | Hand Brush, Brush Dispenser
Gebrueder Martin GmbH & Co. KG | المانيا | Germany | ME0000001065SFDAA02041 | INSERT MODULE THREADLOCK TS | INSERT MODULE THREADLOCK TS | These are used to safely store a vast array of surgical instruments.
Gebrueder Martin GmbH & Co. KG | المانيا | Germany | ME0000001065SFDAA02037 | 2.0 MINI CHAMPY MODULE | 2.0 MINI CHAMPY MODULE | These are used to safely store a vast array of surgical instruments
Gebrueder Martin GmbH & Co. KG | المانيا | Germany | ME0000001065SFDAA02004 | OFFICE FIXATION KIT | OFFICE FIXATION KIT | These are used to safely store a vast array of surgical instruments.
Gebrueder Martin GmbH & Co. KG | المانيا | Germany | ME0000001065SFDAA02034 | MESH TRAY | MESH TRAY | These are used to safely store a vast array of surgical instruments.
ITD GmbH | المانيا | Germany | ME0000001987SFDAA00054 | Primary Display Mount, Multi-directional | Mobile equipment carts | The mobile equipment carts it is imperative to make sure that the support arms attached (swiveling, height adjustable) are placed into the respective park position and, as necessary, locked. Otherwise, the stability cannot be guaranteed
Sunrise Medical GmbH | المانيا | Germany | ME0000004727SFDAA00001 | Wheel Chair | Wheel Chair | Wheel Chair
Sunrise Medical GmbH | المانيا | Germany | ME0000004721SFDAA00001 | Wheel Chair | Wheel Chair | Wheel Chair
Sunrise Medical GmbH | المانيا | Germany | ME0000004717SFDAA00002 | Wheel Chair | Wheel Chair | Wheel Chair
tecfor care GmbH | المانيا | Germany | ME0000003496SFDAA00048 | Infusion stand | Infusion stand | Infusion stand
tecfor care GmbH | المانيا | Germany | ME0000003496SFDAA00049 | Lifting pole | lifting pole | Lifting pole
Sunrise Medical GmbH | المانيا | Germany | ME0000004722SFDAA00001 | Wheel Chair | Wheel Chair | Wheel Chair
Invacare GmbH | المانيا | Germany | ME0000020351SFDAA00003 | Aviva | Power wheelchair | Power wheelchair that can be established with a multitude of configurations
Sunrise Medical GmbH | المانيا | Germany | ME0000004718SFDAA00034 | Wheel Chair | Wheel Chair | Wheel Chair
tecfor care GmbH | المانيا | Germany | ME0000003496SFDAA00050 | Bed extension | bed extension | Bed extension
tecfor care GmbH | المانيا | Germany | ME0000003496SFDAA00051 | Bed lamp | Bed lamp | Bed lamp
Lemon Medical GmbH | المانيا | Germany | ME0000002042SFDAA00004 | Pulmosoft | Soft Nose Clip | Soft Nose Clip
tecfor care GmbH | المانيا | Germany | ME0000003496SFDAA00052 | Grab handle | Grab handle | Grab handle
devemed GmbH | المانيا | Germany | ME0000004732SFDAA00007 | Surgical Scissors | Surgical Scissors | Surgical Scissors
Lemon Medical GmbH | المانيا | Germany | ME0000002042SFDAA00003 | Pulmoclip | Hard Plastic Nose Clip | Hard Plastic Nose Clip
Devemed GmbH | المانيا | Germany | ME0000004737SFDAA00002 | Retractors | Retractors | Retractors
devemed GmbH | المانيا | Germany | ME0000004740SFDAA00001 | Chisels / Osteotomes | Chisels / Osteotomes | Chisels / Osteotomes
Devemed GmbH | المانيا | Germany | ME0000004745SFDAA00004 | Perio-Surgery-Instruments, retracting | Perio-Surgery-Instruments, retracting | Perio-Surgery-Instruments, retracting
Devemed GmbH | المانيا | Germany | ME0000004748SFDAA00002 | Containers & Accessories | Containers & Accessories | Containers & Accessories
Devemed GmbH | المانيا | Germany | ME0000004752SFDAA00011 | Root Elevators | Root Elevators | Root Elevators
Devemed GmbH | المانيا | Germany | ME0000004754SFDAA00006 | Bowls | Bowls | Bowls
Johnson & Johnson MEDICAL GmbH | المانيا | Germany | ME0000004653SFDAA00015 | PURSE STRING CLAMP | Surgical instrument | The purse string clamp was developed for the mechanical construction of a purse string suture. The clamp can be used on any part of the gastrointestinal tract except the oesophagus.
AGA Sanitätsartikel GmbH | المانيا | Germany | ME0000004540SFDAA00003 | MRI patient transport table | MRI patient transport table | Non-magnetic Transport table used for patient transportation
medin Medical Innovations GmbH | المانيا | Germany | ME0000008924SFDAA00010 | Nasal Prongs | Nasal Prongs | Single use nasal prongs
Gebrueder Martin GmbH & Co. KG | المانيا | Germany | ME0000001065SFDAA02001 | TRAY FOR ANGLED SCREWDRIVER | TRAY FOR ANGLED SCREWDRIVER | These are used to safely store a vast array of surgical instruments.
Gebrueder Martin GmbH & Co. KG | المانيا | Germany | ME0000001065SFDAA02005 | 1.5 MICRO MODULE STANDARD | 1.5 MICRO MODULE STANDARD | These are used to safely store a vast array of surgical instruments.
Gebrueder Martin GmbH & Co. KG | المانيا | Germany | ME0000001065SFDAA02010 | LEVEL ONE MIDFACE MODULE COMPLETE | LEVEL ONE MIDFACE MODULE COMPLETE | These are used to safely store a vast array of surgical instruments.
Gebrueder Martin GmbH & Co. KG | المانيا | Germany | ME0000001065SFDAA02015 | TEMPOR.SCREWHOLDER | TEMPOR.SCREWHOLDER | These are used to safely store a vast array of surgical instruments
Gebrueder Martin GmbH & Co. KG | المانيا | Germany | ME0000001065SFDAA02019 | 1.5 NEUROSURGERY MODULE | 1.5 NEUROSURGERY MODULE | These are used to safely store a vast array of surgical instruments
Gebrueder Martin GmbH & Co. KG | المانيا | Germany | ME0000001065SFDAA02022 | BOS-DR.INSTR.-TRAY CRAN FIX 15X30CM,CPL. | BOS-DR.INSTR.-TRAY CRAN FIX 15X30CM,CPL. | These are used to safely store a vast array of surgical instruments.
Gebrueder Martin GmbH & Co. KG | المانيا | Germany | ME0000001065SFDAA02027 | LPS STORAGE RACK FOR PLATES, COMPLETE | LPS STORAGE RACK FOR PLATES, COMPLETE | These are used to safely store a vast array of surgical instruments
Gebrueder Martin GmbH & Co. KG | المانيا | Germany | ME0000001065SFDAA02031 | LPS STORAGE RACK FOR SCREWS, COMPLETE | LPS STORAGE RACK FOR SCREWS, COMPLETE | These are used to safely store a vast array of surgical instruments.
Gebrueder Martin GmbH & Co. KG | المانيا | Germany | ME0000001065SFDAA02035 | FLOWER PLATE STORAGE RACK F.INSTRUMENTS | FLOWER PLATE STORAGE RACK F.INSTRUMENTS | These are used to safely store a vast array of surgical instruments.
Gebrueder Martin GmbH & Co. KG | المانيا | Germany | ME0000001065SFDAA02038 | INSTRUMENT TRAY SONICWELD 30X30 COMPLETE | INSTRUMENT TRAY SONICWELD 30X30 COMPLETE | These are used to safely store a vast array of surgical instruments.
Gebrueder Martin GmbH & Co. KG | المانيا | Germany | ME0000001065SFDAA02042 | SMALL PARTS STRORAGE FOR ANGULUS 2 ASD | SMALL PARTS STRORAGE FOR ANGULUS 2 ASD | These are used to safely store a vast array of surgical instruments.
Gebrueder Martin GmbH & Co. KG | المانيا | Germany | ME0000001065SFDAA02000 | STORAGE FOR INSTRUMENTS, COMPLETE | STORAGE FOR INSTRUMENTS, COMPLETE | These are used to safely store a vast array of surgical instruments.
Gebrueder Martin GmbH & Co. KG | المانيا | Germany | ME0000001065SFDAA02030 | INS.TRAY PRECONF.30X30CM,W. LID SONICWELD | INS.TRAY PRECONF.30X30CM,W. LID SONICWELD | These are used to safely store a vast array of surgical instruments.
Gebrueder Martin GmbH & Co. KG | المانيا | Germany | ME0000001065SFDAA02026 | INSTR.-TRAY BOS-SYSTEM,15X30CM, COMPLETE | INSTR.-TRAY BOS-SYSTEM,15X30CM, COMPLETE | These are used to safely store a vast array of surgical instruments.
Gebrueder Martin GmbH & Co. KG | المانيا | Germany | ME0000001065SFDAA02021 | 1.0 MICRO MODULE | 1.0 MICRO MODULE | These are used to safely store a vast array of surgical instruments.
Gebrueder Martin GmbH & Co. KG | المانيا | Germany | ME0000001065SFDAA02014 | Insert Module TL TS | Insert Module TL TS | These are used to safely store a vast array of surgical instruments
Gebrueder Martin GmbH & Co. KG | المانيا | Germany | ME0000001065SFDAA02009 | PERF TRAY DYNAFIX, 520X260X48 MM | PERF TRAY DYNAFIX, 520X260X48 MM | These are used to safely store a vast array of surgical instruments
devemed GmbH | المانيا | Germany | ME0000004781SFDAA00008 | Thread / Cord Packers | Thread / Cord Packers | Thread / Cord Packers
Gimmi GmbH | المانيا | Germany | ME0000004426SFDAA00002 | MONOPOLAR CABLE | Electrosurgical cords | Electrosurgical cords
devemed GmbH | المانيا | Germany | ME0000004739SFDAA00005 | Surgical Curettes | Surgical Curettes | Surgical Curettes
devemed GmbH | المانيا | Germany | ME0000004783SFDAA00002 | Spatulas | Spatulas | Spatulas
devemed GmbH | المانيا | Germany | ME0000004761SFDAA00018 | Haemostatic forceps | Haemostatic forceps | Haemostatic forceps
Gimmi GmbH | المانيا | Germany | ME0000004425SFDAA00002 | BIPOLAR CABLE | Electrosurgical cords | Electrosurgical cords
Sunrise Medical GmbH | المانيا | Germany | ME0000004724SFDAA00001 | Wheel Chair | Wheel Chair | Wheel Chair
Sunrise Medical GmbH | المانيا | Germany | ME0000004719SFDAA00003 | Wheel Chair | Wheel Chair | Wheel Chair
tecfor care GmbH | المانيا | Germany | ME0000003496SFDAA00053 | Extended side rail | Extended side rail | Extended side rail
OPTEC Endoscopy Systems GmbH | المانيا | Germany | ME0000004444SFDAA00002 | LockAsept II | Laparoscopic Instruments | optical instruments for visualising the inside of the body and are designed to be used in minimally invasive, endoscopic diagnoses and/ or surgical procedures.
Fresenius Kabi | المانيا | Germany | ME0000002223SFDAA00012 | Link+ Agilia RS232 cable | Link+ Agilia RS232 cable | Connection cable, reusable
Devemed GmbH | المانيا | Germany | ME0000004769SFDAA00001 | Gauze packers | Gauze packers | Gauze packers
Sunrise Medical GmbH | المانيا | Germany | ME0000004725SFDAA00004 | Wheel Chair | Wheel Chair | Wheel Chair
Fresenius Kabi | المانيا | Germany | ME0000002223SFDAA00011 | Link+Agilia USB cable | Connection cable, reusable | Connection cable, reusable
E.Hahnenkratt GmbH | المانيا | Germany | ME0000001420SFDAA00006 | Mouth Mirrors | Dental Hand Instruments | Mouth Mirrors
Sunrise Medical GmbH | المانيا | Germany | ME0000004720SFDAA00001 | Wheel Chair | Wheel Chair | Wheel Chair
Sunrise Medical GmbH | المانيا | Germany | ME0000004716SFDAA00002 | Wheel Chair | Wheel Chair | Wheel Chair
RZ Medizintechnik GmbH | المانيا | Germany | ME0000004841SFDAA00001 | RZ Medizintechnik GmbH | Supporting Table | Supporting Table
Dr. Wittmann GmbH & Co KG | المانيا | Germany | ME0000003530SFDAA00002 | Biofilm Discloser | Biofilm Discloser | Used for the patient undergoing professional dental prophylaxis treatment.
HENNISS SURGICAL INSTUMENTS | المانيا | Germany | ME0000004014SFDAA00003 | Henniss Curette | Henniss Curette | Used in dental procedures
HENNISS SURGICAL INSTUMENTS | المانيا | Germany | ME0000004938SFDAA00007 | Henniss Dilators | Henniss Dilators | Used in surgical procedures
RZ Medizintechnik GmbH | المانيا | Germany | ME0000004844SFDAA00007 | RZ Medizintechnik GmbH | Fibre Optic | Fibre Optic
Devemed GmbH | المانيا | Germany | ME0000004771SFDAA00001 | Impression Trays | Impression Trays | Impression Trays
devemed GmbH | المانيا | Germany | ME0000004736SFDAA00009 | Periodontal Curettes / Scalers | Periodontal Curettes / Scalers | Periodontal Curettes / Scalers
devemed GmbH | المانيا | Germany | ME0000004744SFDAA00001 | Periosteal elevators | Periosteal elevators | Periosteal elevators
Devemed GmbH | المانيا | Germany | ME0000004757SFDAA00002 | Mallets | Mallets | Mallets
Devemed GmbH | المانيا | Germany | ME0000004764SFDAA00002 | Flushing & Water Syringes | Flushing & Water Syringes | Flushing & Water Syringes
Devemed GmbH | المانيا | Germany | ME0000004768SFDAA00068 | Tweezers for articulating paper | Tweezers for articulating paper | Tweezers for articulating paper
Devemed GmbH | المانيا | Germany | ME0000004773SFDAA00003 | Crown & Inlay Instruments | Crown & Inlay Instruments | Crown & Inlay Instruments
Devemed GmbH | المانيا | Germany | ME0000004782SFDAA00002 | Implant Instruments | Implant Instruments | Implant Instruments
devemed GmbH | المانيا | Germany | ME0000004756SFDAA00009 | Extracting Forceps | Extracting Forceps | Extracting Forceps
devemed GmbH | المانيا | Germany | ME0000004774SFDAA00009 | Explorers / Probes | Explorers / Probes | Explorers / Probes
devemed GmbH | المانيا | Germany | ME0000004778SFDAA00004 | Filling Instruments | Filling Instruments | Filling Instruments
devemed GmbH | المانيا | Germany | ME0000004735SFDAA00023 | Scalpel Blade Removers | Scalpel Blade Removers | Scalpel Blade Removers
devemed GmbH | المانيا | Germany | ME0000004765SFDAA00169 | Towel Clips | Towel Clips | Towel Clips
devemed GmbH | المانيا | Germany | ME0000004742SFDAA00002 | Bone Files | Bone Files | Bone Files
Devemed GmbH | المانيا | Germany | ME0000004746SFDAA00068 | Trays & Racks | Trays & Racks | Trays & Racks
Devemed GmbH | المانيا | Germany | ME0000004750SFDAA00005 | SETs (Collection of Instruments) | SETs (Collection of Instruments) | SETs (Collection of Instruments)
RZ Medizintechnik GmbH | المانيا | Germany | ME0000004838SFDAA00020 | RZ Medizintechnik GmbH | Laryngoscope | Laryngoscope
devemed GmbH | المانيا | Germany | ME0000004759SFDAA00002 | Tweezers | Tweezers | Tweezers
devemed GmbH | المانيا | Germany | ME0000004776SFDAA00001 | Mouth Mirrors | Mouth Mirrors | Mouth Mirrors
devemed GmbH | المانيا | Germany | ME0000004772SFDAA00004 | Depth Gauges | Depth Gauges | Depth Gauges
devemed GmbH | المانيا | Germany | ME0000004767SFDAA00156 | Bone holding & Tissue grasping Forceps | Bone holding & Tissue grasping Forceps | Bone holding & Tissue grasping Forceps
devemed GmbH | المانيا | Germany | ME0000004763SFDAA00009 | Forceps / Tweezers / Clamps for aids | Forceps / Tweezers / Clamps for aids | Forceps / Tweezers / Clamps for aids
Gebrueder Martin GmbH & Co. KG | المانيا | Germany | ME0000001065SFDAA02018 | 1.5 LINDORF ORTHOGNATHIC MODULE | 1.5 LINDORF ORTHOGNATHIC MODULE | These are used to safely store a vast array of surgical instruments.
pro med instruments GmbH | المانيا | Germany | ME0000004765SFDAA00011 | DORO LUNA® Sterilization Tray | DORO LUNA® Sterilization Tray | DORO LUNA® Sterilization Tray
Aesculap AG | المانيا | Germany | ME0000003970SFDAA00039 | FEILCHENFELD SPLINTER FORCEPS | surgical forceps | surgical forceps
Aesculap AG | المانيا | Germany | ME0000003970SFDAA00030 | LERICHE DELICATE FORCEPS | surgical forceps | surgical forceps
Aesculap AG | المانيا | Germany | ME0000003970SFDAA00006 | MICRO-ADSON FORCEPS | surgical forceps | surgical forceps
Aesculap AG | المانيا | Germany | ME0000003970SFDAA00015 | MAGILL FORCEPS | surgical forceps | surgical forceps
Aesculap AG | المانيا | Germany | ME0000003970SFDAA00035 | LELAND-JONES PERIPHERAL CLMP | surgical clamp | surgical clamp
Aesculap AG | المانيا | Germany | ME0000003970SFDAA00005 | KELLY FORCEPS | surgical forceps | surgical forceps
Aesculap AG | المانيا | Germany | ME0000003970SFDAA00020 | FAURE PERITONEUM FORCEPS | SURGICAL FORCEPS | SURGICAL FORCEPS
Willmann & pein GmbHt | المانيا | Germany | ME0000019107SFDAA00001 | WP Occlusin Green | WP Occlusion | for increasing the thickness of the dental model during scanning to be used in the dental labs
aap Implantate AG | المانيا | Germany | ME0000006423SFDAA00092 | Bone spread forceps, L 280 | Reusable Instrument | Universal Instruments
SUNRISE MEDICAL GmbH | المانيا | Germany | ME0000015544SFDAA00002 | Manual Wheelchair | Manual Wheelchair | Manual Wheelchair | يستخدم لمساعدة المرضى وكبار السن في التنقل
STEMA Medizintechnik GmbH | المانيا | Germany | ME0000003543SFDAA00011 | Nasal Scissors | Nasal Scissors | The instrument is standard instruments for invasive and surgically invasive treatments and interventions The treating physician is responsible for the selection of the instrument for certain application or for the operative use .
Eschenbach Optik GmbH | المانيا | Germany | ME0000006933SFDAA00002 | Eschenbach | Spectacle frames with sun protection | Spectacle frames with sun protection
Lukadent Gmbh | المانيا | Germany | ME0000004160SFDAA00004 | Lukadent | Dental Gypsum | Gypsum for making Dental Model | جبس لعمل تركيبات الاسنان
Devemed GmbH | المانيا | Germany | ME0000004738SFDAA00005 | Tongue-Depressors, Forceps | Tongue-Depressors, Forceps | Tongue-Depressors, Forceps
Digiterm LTD | المجر | Hungary | ME0000002895SFDAA00014 | COMFORT - 4 Plus | COMFORT - 4 Plus | Therapy Chair
Digiterm LTD | المجر | Hungary | ME0000002895SFDAA00010 | COMFORT - 3 Eco | COMFORT - 3 Eco | Therapy Chair
Digiterm LTD | المجر | Hungary | ME0000002895SFDAA00008 | COMFORT - 2 Eco | COMFORT - 2 Eco | Therapy Chair
Digiterm LTD | المجر | Hungary | ME0000002895SFDAA00012 | COMFORT - 4 Eco | COMFORT - 4 Eco | Therapy Chair
Digiterm LTD | المجر | Hungary | ME0000002895SFDAA00013 | COMFORT - 4 Battery | COMFORT - 4 Battery | Therapy Chair
Digiterm LTD | المجر | Hungary | ME0000002895SFDAA00009 | COMFORT - 2 Flex | COMFORT - 2 Flex | Therapy Chair
Digiterm LTD | المجر | Hungary | ME0000002895SFDAA00011 | COMFORT - 3 Flex | COMFORT - 3 Flex | Therapy Chair
Savaria-Dent KFT | المجر | Hungary | ME0000004617SFDAA00001 | Uconcept | Trainer | Orthodontic Trainer
INHALO | المجر | Hungary | ME0000015456SFDAA00001 | INHALO DSI BRONCHIAL | INHALO DSI BRONCHIAL | جهاز طبى منخفض الخطورة غير معقم وبدون قياس للستنشاق عن طريق الفم ومسجل ب FDA | انهالو استنشاق بالفم
INHALO | المجر | Hungary | ME0000015456SFDAA00002 | INHALO DSI NASAL WITH PEPPERMINT OIL | INHALO DSI NASAL WITH PEPPERMINT OIL | استنشاق بالانف برائحة زيوت النعناع عباره عن حبيبات ملح فى داخلة مسجل ب FDA ومسجل من سابقا جهاز اخر للاستنشاق بالفم لدى SFDA برقم LR20204-C2334--SFDA | استنشاق بالانف
PROCTER & GAMBLE INTERNATIONAL OPERATIONS SA | المجر | Hungary | ME0000019796SFDAA00014 | Oral B (Braun ) | powered toothbrush | powered toothbrush | فرشاة اسنان قابلة لاعادة الشحن
Procter and Gamble Hyginett ,Hungary | المجر | Hungary | ME0000003898SFDAA00002 | Oral B (Braun ) | Oral B (Braun ) Powered Toothbrush | powered toothbrush Rechargeable Toothbrush, | فرشاة اسنان قابلة لاعادة الشحن
Procter and Gamble Hyginett ,Hungary | المجر | Hungary | ME0000003898SFDAA00003 | Oral B (Braun ) | Oral B (Braun ) Powered Toothbrush | powered toothbrush Rechargeable Toothbrush, | فرشاة اسنان قابلة لاعادة الشحن
CSX Medical Technologies and Health Projects KFt | المجر | Hungary | ME0000007931SFDAA00003 | Double Handwash Scrub Unit | Double Handwash Scrub Unit | Used by surgeons and other medical staff for the thorough cleaning/scrubbing of their hands, fingernails and arms before surgery or other procedures that require a high level of hygiene by participating personnel in order to reduce/prevent the transmission of infection to a patient.
Younger MFG Co | المكسيك | Mexico | ME0000009569SFDAA00001 | Nupolar | SPECTACLE LENSES - SEMI-FINISHED OPTICAL LENSES | Semi-Finished optical lens. Used for eye sight correction | عدسات طبية
Younger MFG Co | المكسيك | Mexico | ME0000009569SFDAA00002 | CLEAR | SPECTACLE LENSES-SEMI-FINISHED OPTICAL LENSES | Semi-Finished optical lens. Used for eye sight correction | عدسات
INVAMEX S.DE R.L DE C.V | المكسيك | Mexico | ME0000009696SFDAA00001 | TRACER MANUAL WHEELCHAIRS | MANUAL WHEELCHAIRS | The intended use for the manual mechanical wheelchair is to provide mobility to persons who may be restricted to a sitting position The manual wheelchair is intended for ongoing daily use | الاستخدام المقصود في الكرسي المتحرك اليدوي اليدوي هو لتوفير التنقل للأشخاص الذين قد يقتصر على وضعية الجلوس كرسي متحرك مخصص للاستخدام اليومي المستمر
INVAMEX S.DE R.L DE C.V | المكسيك | Mexico | ME0000009696SFDAA00005 | Patient Lift Non AC Power | Patient Lift Non AC Power | For lifting the patient Positioning the Lift for Use With the legs of the base open and locked use the steering handle to push the patient lift into position Lower the patient lift for easy attachment of the sling
invamexs.de r.l.de c.v | المكسيك | Mexico | ME0000009643SFDAA00001 | SLINGS | Lift, Patient, Non-Ac-Powered | The divided leg sling is a secure, easy-to fit general purpose sling, designed for the majority of sling users. Use the divided leg sling for patients who are totally dependent, partially dependent, non-weight bearing, very heavy or have limited head control. Use this sling when transferring the patient from the bed to a wheelchair, recliner or shower chair.The large opening also accommodates toileting. | رافعة مريض
INVAMEX S. de R.L. de C.V. | المكسيك | Mexico | ME0000013473SFDAA00001 | MANUAL WHEELCHAIR TRSX5 | MANUAL WHEELCHAIR | Manual Standard Wheelcahir for patient who cannot walk. | كرسي متحرك تريسر اس اكس 5
Invamex S.e RL de CV | المكسيك | Mexico | ME0000002304SFDAA00002 | Reliant 600 | Patient Lift | Patient Lift
Invamex S.e RL de CV | المكسيك | Mexico | ME0000002304SFDAA00001 | Reliant 450 | Patient Lifter | Patient Lifter
INVAMEX S. de R.L. de C.V | المكسيك | Mexico | ME0000012317SFDAA00001 | TRACER SERIES MANUAL WHEELCHAIRS | MANUAL WHEELCHAIRS | MANUAL WHEELCHAIRS
INVAMEX S. de R.L. de C.V | المكسيك | Mexico | ME0000012317SFDAA00019 | TRACER SERIES MANUAL WHEELCHAIR | MANUAL WHEELCHAIR | MANUAL WHEELCHAIR
INVAMEX S. de R.L. de C.V | المكسيك | Mexico | ME0000012317SFDAA00020 | INVACARE TRACER IV HEAVY DUTY EXTRA WIDE MANUAL WHEELCHAIR | MANUAL WHEELCHAIRS | Manual Wheelchair
INVAMEX S. de R.L. de C.V | المكسيك | Mexico | ME0000012317SFDAA00002 | INVACARE TRACER SX5 MANUAL WHEELCHAIR | MANUAL WHEELCHAIRS | MANUAL WHEELCHAIRS
Invamex S. de R.L. de C.V., | المكسيك | Mexico | ME0000022290SFDAA00001 | Invacare Tracer IV | Manual Wheelchair | Manual Wheelchair
Invamex S.e RL de CV | المكسيك | Mexico | ME0000002304SFDAA00003 | Invacare 9000 Topaz | Manual Wheelchair | Manual Wheelchair
Invamex S.e RL de CV | المكسيك | Mexico | ME0000002304SFDAA00004 | Invacare Tracer SX5 | Manual Wheelchair | Manual Wheelchair
L&R USA INC. | المكسيك | Mexico | ME0000004590SFDAA00010 | ReadyWrap® Toe | Adjustable compression wrap / Adjustable variable compression wrap | ReadyWrap® adjustable off-the-shelf compression garments with Velcro brand fasteners are designed as an easy to use compression therapy for patients with venous and lymphatic disease as alternatives to elastic compression garments or multi-layered bandaging.
DJO Mexico | المكسيك | Mexico | ME0000014416SFDAA00001 | ProCare | Buck's Traction Pad | Provide comfort and immobilization to patients receiving Traction therapy | مثبت للقدم
Younger MFG Co | المكسيك | Mexico | ME0000009569SFDAA00003 | CLEAR | SPECTACLE LENSES-SEMI-FINISHED OPTICAL LENSES | Semi-Finished optical lens. Used for eye sight correction | عدسات
MAQUILAS TETAKAWI S.A. DE C.V. - YEMEX | المكسيك | Mexico | ME0000003562SFDAA00005 | CLEAR | SPECTACLE LENSES | SEMI FINISHED OPTICAL LENS USED FOR EYE SIGHT CORRECTION. | عدسات طبية
Smiths Medical International Limited | المكسيك | Mexico | ME0000005837SFDAA00001 | Portex Venn Reusable Tracheal Tube Introducer | Venn Reusable Tracheal Tube Introducer
Smiths Medical International Limited | المكسيك | Mexico | ME0000005837SFDAA00002 | Portex Tracheal Tube Exchange Guide | Tracheal Tube Exchange Guide
Pro-Tech Services Inc. | المكسيك | Mexico | ME0000008121SFDAA00001 | Pro-Flow Nasal Oral Cannula, Adult | Pro-Tech Airflow Sensors |  | مخصصة لتُستخدم مع أجهزة محولات طاقة الضغط أثناء Pro-Flow Plus و Pro-Tech Pro-Flow إن قنيات دراسات اضطراب النوم للكشف عن تدفق الهواء التنفسي للتسجيل على جهاز تسجيل فيسيولوجي متوافق. وقد صممت هذه القنيات للوصول إلى الحد الأقصى من راحة المريض وللكشف الأمثل عن الإشارات الأنفية والأنفية-الفموية.
Pro-Tech Services Inc. | المكسيك | Mexico | ME0000008121SFDAA00002 | zRIP DuraBelt Kit, Adult, Alice 6 | Pro-Tech Respiratory Effort Sensors |  | مخصصة للاستخدام خلال دراسات اضطرابات النوم للكشف zRIP DuraBelt إن مجسات الجهد التنفسي مع zRIP DuraBelt عن الجهد التنفسي لتسجيله على جهاز تسجيل فيسيولوجي. كما يمكن استخدام مجسات المتوافقة. RIP أو مع أنظمة Pro-Tech zRIP وحد
Pro-Tech Services Inc. | المكسيك | Mexico | ME0000008121SFDAA00003 | zRIP DuraBelt Kit, Ped, Alice 6 | Pro-Tech Respiratory Effort Sensors |  | مخصصة للاستخدام خلال دراسات اضطرابات النوم للكشف zRIP DuraBelt إن مجسات الجهد التنفسي مع zRIP DuraBelt عن الجهد التنفسي لتسجيله على جهاز تسجيل فيسيولوجي. كما يمكن استخدام مجسات المتوافقة. RIP أو مع أنظمة Pro-Tech zRIP وح
Pro-Tech Services Inc. | المكسيك | Mexico | ME0000008121SFDAA00004 | Pro-Flow Nasal Cannula, Adult | Pro-Tech Airflow Sensors |  | مخصصة لتُستخدم مع أجهزة محولات طاقة الضغط أثناء Pro-Flow Plus و Pro-Tech Pro-Flow إن قنيات دراسات اضطراب النوم للكشف عن تدفق الهواء التنفسي للتسجيل على جهاز تسجيل فيسيولوجي متوافق. وقد صممت هذه القنيات للوصول إلى الحد الأقصى من راحة المريض وللكشف الأمثل عن الإشارات الأنفية والأنفية-الفموية.
Pro-Tech Services Inc. | المكسيك | Mexico | ME0000008121SFDAA00005 | Alcie 6 BODY POSITION SENSOR, 249 | Pro-Tech Body Position Sensors
Pro-Tech Services Inc. | المكسيك | Mexico | ME0000008121SFDAA00006 | Chin Strap | Mask Accessories
Respironics California LLC | المكسيك | Mexico | ME0000008125SFDAA00001 | Battery V60 | Battery
GE Healthcare Finland Oy | المكسيك | Mexico | ME0000009149SFDAA00001 | ECG Leadwire Set | Electrocardiographic Lead set
GE Medical Systems Information Technologies Inc | المكسيك | Mexico | ME0000009150SFDAA00001 | NIBP HOSE | Non Invasive Blood Pressure hose
GE Medical Systems Information Technologies Inc | المكسيك | Mexico | ME0000009150SFDAA00002 | CLASSIC CUF | Non invasive Blood Pressure Cuffs
GE Medical Systems Information Technologies Inc | المكسيك | Mexico | ME0000009150SFDAA00003 | DURA CUF | Non Invasive Blood Pressure Cuffs
GE Medical Systems Information Technologies Inc | المكسيك | Mexico | ME0000009150SFDAA00005 | SENSA CUF | Non Invasive Blood Pressure Cuffs
GE Medical Systems Information Technologies Inc | المكسيك | Mexico | ME0000009150SFDAA00006 | CLASSIC CUF | Non Invasive Blood Pressure Cuffs
GE Medical Systems Information Technologies, Inc. | المكسيك | Mexico | ME0000009156SFDAA00001 | NIBP HOSE | NIBP Air Hoses
Ormco Corporartion | المكسيك | Mexico | ME0000000959SFDAA00051 | AD Protraction Facemask | Extra Oral Appliance
DJO, LLC | المكسيك | Mexico | ME0000007770SFDAA00001 | HYDROCOLLATOR® HOTPACS | Hot Pack
GE Medical Systems Information Technologies Inc | المكسيك | Mexico | ME0000009150SFDAA00004 | CARESCAPE Gateway | Computer Interface
Joerns Healthcare | المكسيك | Mexico | ME0000001383SFDAA00003 | Oxford Presence | Patient Hoist
L&R USA INC. | المكسيك | Mexico | ME0000004590SFDAA00001 | ReadyWrap | ReadyWrap Toe
L&R USA INC. | المكسيك | Mexico | ME0000004590SFDAA00002 | ReadyWrap | ReadyWrap Arm
L&R USA INC. | المكسيك | Mexico | ME0000004590SFDAA00003 | ReadyWrap | ReadyWrap Calf
L&R USA INC. | المكسيك | Mexico | ME0000004590SFDAA00004 | ReadyWrap | ReadyWrap Extender Strap
L&R USA INC. | المكسيك | Mexico | ME0000004590SFDAA00005 | ReadyWrap | ReadyWrap Foot
L&R USA INC. | المكسيك | Mexico | ME0000004590SFDAA00006 | ReadyWrap | ReadyWrap Gauntlet
L&R USA INC. | المكسيك | Mexico | ME0000004590SFDAA00007 | ReadyWrap | ReadyWrap Knee
L&R USA INC. | المكسيك | Mexico | ME0000004590SFDAA00008 | ReadyWrap Liner | ReadyWrap
L&R USA INC. | المكسيك | Mexico | ME0000004590SFDAA00009 | ReadyWrap | ReadyWrap Thigh
DJO, LLC | المكسيك | Mexico | ME0000007770SFDAA00002 | Steam Pack NCP Packaged Single | Hydrocollator Hotpac Neck Contour 61 cm
DJO, LLC | المكسيك | Mexico | ME0000007770SFDAA00003 | Steam pack O-size Packaged Single | Hydrocollator Hotpac Oversize 38 cm x 61 cm
DJO, LLC | المكسيك | Mexico | ME0000007770SFDAA00004 | Steam Pack Standard Packaged Sing | Hydrocollator Hotpac Standard 25cm X 30cm
DJO, LLC | المكسيك | Mexico | ME0000007770SFDAA00005 | Steam Pack 10x24 packaged single | Hydrocollator HotPac, 25 cm x 61 cm
DJO, LLC | المكسيك | Mexico | ME0000007770SFDAA00006 | Colpac Neck cont Packaged Single | Colpac
DJO, LLC | المكسيك | Mexico | ME0000007770SFDAA00007 | Colpac Oversize Packaged Single | Colpac
DJO, LLC | المكسيك | Mexico | ME0000007770SFDAA00008 | Colpac Standard Packaged Single | Colpac
DJO, LLC | المكسيك | Mexico | ME0000007770SFDAA00009 | Steam Pack 10x18 Packaged single | Hydrocollator HotPac, 23 cm x 39 cm
DJO, LLC | المكسيك | Mexico | ME0000007770SFDAA00010 | Steam Pack k-s Packaged Sing | Hydrocollator Hotpac knee-shoulder 25cmx50cm
DJO, LLC | المكسيك | Mexico | ME0000007770SFDAA00011 | SS-2 220-240V W/PKS LO H2O | Hydrocollator Heating Units
DJO, LLC | المكسيك | Mexico | ME0000007770SFDAA00012 | M-2 220-240V W/PKS LO H20 | Hydrocollator Heating Units
Invamex S de RL de CV | المكسيك | Mexico | ME0000008563SFDAA00001 | Patient Lift | Patient Lift
POSEY PRODUCTS LLC | المكسيك | Mexico | ME0000008914SFDAA00001 | CATHETER TUBE HOLDER STRAP | URINE COLLECTOR AND ACCESSORIES
POSEY PRODUCTS LLC | المكسيك | Mexico | ME0000008914SFDAA00002 | LIMB HOLDERS, ADJUSTABLE COTTON | PROTECTIVE RESTRAINT
POSEY PRODUCTS LLC | المكسيك | Mexico | ME0000008914SFDAA00003 | HEEL PILLOW, PASTEL PLAID | SKIN PRESSURE PROTECTOR
POSEY COMPANY | المكسيك | Mexico | ME0000008916SFDAA00001 | DOUBLE SECURITY MITTS | PROTECTIVE RESTRAINT
DJO LLC | المكسيك | Mexico | ME0000008917SFDAA00001 | ULTRASLING III, BLK, XLARGE | ULTRASLING III
POSEY COMPANY | المكسيك | Mexico | ME0000008916SFDAA00002 | Heel Guard | Skin Pressure Protector
DJO LLC | المكسيك | Mexico | ME0000008917SFDAA00002 | ULTRASLING III, BLK, MEDIUM | ULTRASLING III
DJO LLC | المكسيك | Mexico | ME0000008917SFDAA00003 | ULTRASLING III, BLK, LARGE | ULTRASLING III
POSEY COMPANY | المكسيك | Mexico | ME0000008916SFDAA00003 | ECONOMY MITTS | PROTECTIVE RESTRAINT
POSEY COMPANY | المكسيك | Mexico | ME0000008916SFDAA00004 | SECURE SLEEVE, MEDIUM | NON-INFLATABLE EXTREMITY SPLINT
POSEY COMPANY | المكسيك | Mexico | ME0000008916SFDAA00005 | FOAM LIMB HOLDER WITH SINGLE QR STRAP | PROTECTIVE RESTRAINT
DJO LLC | المكسيك | Mexico | ME0000008917SFDAA00004 | ULTRASLING III, BLK, SMALL | ULTRASLING III
POSEY PRODUCTS LLC | المكسيك | Mexico | ME0000008914SFDAA00004 | FOAM ADJUSTABLE LIMB HOLDER | PROTECTIVE RESTRAINT
invacare | المكسيك | Mexico | ME0000009000SFDAA00001 | RPL 600 INVACARE | patient lifter 600
invacare | المكسيك | Mexico | ME0000009000SFDAA00002 | RPL 450 INVACARE | patient lifter 450
invacare | المكسيك | Mexico | ME0000009000SFDAA00003 | TRSX5 INVACARE | manual wheel chair tracer sx5
INVAMEX S.DE R.L DE C.V | المكسيك | Mexico | ME0000009696SFDAA00002 | INVACARE TRACER SX5 MANUAL WHEELCHAIR | MANUAL WHEELCHAIRS |  | الاستخدام المقصود في الكرسي المتحرك اليدوي اليدوي هو لتوفير التنقل للأشخاص الذين قد يقتصر على وضعية الجلوس كرسي متحرك مخصص للاستخدام اليومي المستمر
INVAMEX S.DE R.L DE C.V | المكسيك | Mexico | ME0000009696SFDAA00003 | TRACER SERIES MANUAL WHEELCHAIR | MANUAL WHEELCHAIRS |  | الاستخدام المقصود في الكرسي المتحرك اليدوي اليدوي هو لتوفير التنقل للأشخاص الذين قد يقتصر على وضعية الجلوس كرسي متحرك مخصص للاستخدام اليومي المستمر
INVAMEX S.DE R.L DE C.V | المكسيك | Mexico | ME0000009696SFDAA00004 | INVACARE TRACER IV HEAVY DUTY EXTRA WIDE MANUAL WHEELCHAIR | MANUAL WHEELCHAIRS |  | الاستخدام المقصود في الكرسي المتحرك اليدوي اليدوي هو لتوفير التنقل للأشخاص الذين قد يقتصر على وضعية الجلوس كرسي متحرك مخصص للاستخدام اليومي المستمر
Posey Products, LLC | المكسيك | Mexico | ME0000013119SFDAA00001 | Posey Infant Limb Holders | Protective Restraint
POSEY PRODUCTS LLC | المكسيك | Mexico | ME0000008914SFDAA00005 | Posey Quick Release Limb Holders | Protective Restraint
POSEY PRODUCTS LLC | المكسيك | Mexico | ME0000008914SFDAA00006 | Posey Double Security Mitts | Protective Restraint
POSEY PRODUCTS LLC | المكسيك | Mexico | ME0000008914SFDAA00007 | Posey Finger Control Mitts (Open End) | Protective Restraint
POSEY PRODUCTS LLC | المكسيك | Mexico | ME0000008914SFDAA00008 | Posey Economy Limb Holders | Protective Restraint
Ormco Corporartion | المكسيك | Mexico | ME0000000959SFDAA00049 | Damon Q2 | Damon Q2
Ormco Corporartion | المكسيك | Mexico | ME0000000959SFDAA00050 | Lingual Cleat | Lingual Cleat
Ormco Corporartion | المكسيك | Mexico | ME0000000959SFDAA00052 | MINI2000 | ORTHODONTIC BRACKET
Ormco Corporartion | المكسيك | Mexico | ME0000000959SFDAA00053 | Orthos | ORTHODONTIC BRACKET
Posey Products LLC | المكسيك | Mexico | ME0000000613SFDAA00004 | Posey Economy Mitts | Padded hand mitt
Posey Products LLC | المكسيك | Mexico | ME0000008914SFDAA00009 | Posey FOAM LIMB HOLDER W SINGLE QR STRAP | Limb Holder
Posey Products LLC | المكسيك | Mexico | ME0000008914SFDAA00010 | Posey SECURESLEEVE MEDIUM | Noninflatable extremity splint
Invacare International SARL | المكسيك | Mexico | ME0000020814SFDAA00001 | INVACARE 9000 TOPAZ WHEELCHAIR | MANUUAL WHEELCHAIR | To provide mobility to adults limited to a sitting position.
Invamex S.e RL de CV | المكسيك | Mexico | ME0000002304SFDAA00005 | Invacare ® 9000 Jymni ™ Wheelchair | Manual Wheelchair | Manual Wheelchair
Joerns Healthcare | المكسيك | Mexico | ME0000001383SFDAA00001 | Dolphin Fluid Immersion Simulation | Fluid Air Mattress System | Fluid Air Mattress System
Joerns Healthcare | المكسيك | Mexico | ME0000001383SFDAA00002 | Oxford Calibre | Patient Hoist | Patient Hoist
Joerns Healthcare | المكسيك | Mexico | ME0000001383SFDAA00004 | P R O Matt Plus | Air Foam Mattress | Air Foam Mattress
Joerns Healthcare | المكسيك | Mexico | ME0000001383SFDAA00005 | TurnCair | Lateral Rotation Air Mattress | Lateral Rotation Air Mattress
KeyMed (Medical and Industrial Equipment) Ltd | المملكة المتحدة | United Kingdom | ME0000002797SFDAA00009 | TC C4 TROLLEY | TC-C4 Compact Trolley | TC-C4 Compact Trolley
KeyMed (Medical and Industrial Equipment) Ltd | المملكة المتحدة | United Kingdom | ME0000002797SFDAA00010 | TC-C3 TROLLEY | TC-C3 Compact Workstation | TC-C3 Compact Workstation
KeyMed (Medical and Industrial Equipment) Ltd | المملكة المتحدة | United Kingdom | ME0000002797SFDAA00011 | TC-E300 CART - ROW | TC-E300 Energy Cart | TC-E300 Energy Cart
KeyMed (Medical and Industrial Equipment) Ltd | المملكة المتحدة | United Kingdom | ME0000002797SFDAA00012 | Endoscope Mouthpiece- Lip Press | MAJ-1632 Mouthpiece | Endoscope Mouthpiece- Lip Press
ConvaTec Limited | المملكة المتحدة | United Kingdom | ME0000002556SFDAA00031 | Esteem + | N/A | One Piece ostomy system
EMS PHYSIO LTD. | المملكة المتحدة | United Kingdom | ME0000008089SFDAA00001 | EMS Physio Ltd Treatment couch Physiotherapy | Treatment couch Physiotherapy | Treatment couch Physiotherapy
A. Algeo Ltd | المملكة المتحدة | United Kingdom | ME0000005413SFDAA00033 | ALGEOS NIPPER | ALGEOS NIPPER | Cantilever Concave Jaw Nipper with double spring action and safety lock.
A. Algeo Ltd | المملكة المتحدة | United Kingdom | ME0000005413SFDAA00033 | ALGEOS NIPPER | ALGEOS NIPPER | Cantilever Concave Jaw Nipper with double spring action and safety lock.
A. Algeo Ltd | المملكة المتحدة | United Kingdom | ME0000005413SFDAA00034 | Algeos Scissors | Algeos Scissors | Dressing Scissors with blunt/sharp blades
A. Algeo Ltd | المملكة المتحدة | United Kingdom | ME0000005413SFDAA00035 | Bodytonix 4 Way Palm Brace | Bodytonix 4 Way Palm Brace | Stabilises the wrist. Reduces swelling from minor injuries. Flexible compression provides wrist support and improves proprioception. Made of seamless, four-way stretch elastic material for comfortable fit.Breathable material with moisture absorbing properties. Universal design fits the right or left hand. Slight wrist instability. Articular effusion and swelling. Wrist strain. Stabilises the wrist and reduces swelling from minor injuries.
Cantel (U.K.) Ltd. | المملكة المتحدة | United Kingdom | ME0000008986SFDAA00001 | Uno-Wipe | Uno-Wipe | Sponge
Cantel (U.K.) Ltd. | المملكة المتحدة | United Kingdom | ME0000008986SFDAA00002 | UNO-FLUSH | UNO-FLUSH | Endoscope Channel Cleanser
MayoMed Limited | المملكة المتحدة | United Kingdom | ME0000009046SFDAA00001 | Surgical Instruments | Surgical Instruments | Surgical Instruments
Monica HealthCare Ltd | المملكة المتحدة | United Kingdom | ME0000009155SFDAA00001 | Novii Patch | Electrode | Electrocardiographic lead set
Seers Medical Ltd. | المملكة المتحدة | United Kingdom | ME0000008577SFDAA00006 | SEERS MEDICAL Medicare Range | Medicare Deluxe Gynaecology Couch | Model SM8583D, SM8583 Gynaecology Couch
Seers Medical Ltd. | المملكة المتحدة | United Kingdom | ME0000008577SFDAA00007 | SEERS Medical | General Medical Stools and Chairs | MC6164 Round medical stool - standard model MC6165 Round medical stool - high model Foot support ring fitted as standard. MC6178 Round medical chair - standard model
PERFORMANCE HEALTH | المملكة المتحدة | United Kingdom | ME0000009694SFDAA00006 | uk Wheelchair Extra Wide H Duty | Wheelchair Extra Wide H Duty | The Days Chrome Plated Steel manual wheelchairs are intended to assist and improve mobility for those individuals who are less able or have walking difficulties who wish to maintain their independence
PERFORMANCE HEALTH | المملكة المتحدة | United Kingdom | ME0000009694SFDAA00008 | UK Wheelchair Transit Narrow Detachable Arm Foot Rests | Wheelchair Transit Narrow Detachable Arm Foot Rests | The Days Chrome Plated Steel manual wheelchairs are intended to assist and improve mobility for those individuals who are less able or have walking difficulties who wish to maintain their independence
PERFORMANCE HEALTH | المملكة المتحدة | United Kingdom | ME0000009694SFDAA00010 | Wheelchair Reclining Wheelchair Reclining Narrow | Wheelchair Reclining | The Days Chrome Plated Steel manual wheelchairs are intended to assist and improve mobility for those individuals who are less able or have walking difficulties who wish to maintain their independence
PERFORMANCE HEALTH | المملكة المتحدة | United Kingdom | ME0000009694SFDAA00014 | UK Wheelchair Heavy Duty | Wheelchair heavy duty self propelled extra wide, Wheelchair Heavy Duty Self Propelled Fixed Back | The Days Chrome Plated Steel manual wheelchairs are intended to assist and improve mobility for those individuals who are less able or have walking difficulties who wish to maintain their independence
PERFORMANCE HEALTH | المملكة المتحدة | United Kingdom | ME0000009694SFDAA00015 | UK CRUTCHES PAIR ADULT DOUBLE ADJ EXTRA LONG | CRUTCHES PAIR ADULT DOUBLE ADJ EXTRA LONG | Where the affected leg cannot take any weight keep it off the ground by holding it somewhat in front with the knee slightly bent with arms through cuffs and gripping handles Move the crutches one pace forward slightly apart and level then move the body
PERFORMANCE HEALTH | المملكة المتحدة | United Kingdom | ME0000009694SFDAA00016 | UK FOREARM WALKER | WALKING FRAME WHEELED FOREARM 200RC | used by those with poor balance and or weak legs A walking frame can transfer a larger proportion of the users weight through the arms when compared to a walking stick This weight redistribution from legs to arms can help reduce leg pain and aid mobility | تستخدم من قبل اولئك الذين يعانون من ضعف التوازن او الساقين الضعيف يمكن نقل نسبة اكبر من وزن المستخدمين من خلال الذراعين
PERFORMANCE HEALTH | المملكة المتحدة | United Kingdom | ME0000009694SFDAA00018 | UK WHEELCHAIR SWIFT ATTENDANT 41 CM SEA WIDTH SWIFT 41 TR UK WHEELCHAIR SWIFT ATTENDANT 46 CM | Wheelchair Swift Attendant seat width | The Days Swift wheelchairs are intended to assist and improve mobility for those individuals who are less able or have walking difficulties and wish to maintain their independence and freedom | تهدف إلى مساعدة وتحسين الحركة للأفراد الأقل قدرة على أو يعانون مشاكل في المشي ويرغبون في المحافظة على استقلالهم وحريتهم
PERFORMANCE HEALTH | المملكة المتحدة | United Kingdom | ME0000009694SFDAA00019 | UK WHEELCHAIR SWIFT SELF PROPELLED 41 C SEAT WIDTH SWIFT 41SP UK WHEELCHAIR SWIFT SELF PROPELL | Wheelchair Swift Self propelled seat width | The Days Swift wheelchairs are intended to assist and improve mobility for those individuals who are less able or have walking difficulties and wish to maintain their independence and freedom | تهدف إلى مساعدة وتحسين الحركة للأفراد الأقل قدرة على أو يعانون مشاكل في المشي ويرغبون في المحافظة على استقلالهم
PERFORMANCE HEALTH | المملكة المتحدة | United Kingdom | ME0000009694SFDAA00021 | UK WALKING AID RECIPROCAL FOLDING FRAME | WALKING FRAME RECIPROCAL FOLDING | used by those with poor balance and or weak legs A walking frame can transfer a larger proportion of the users weight through the arms when compared to a walking stick This weight redistribution from legs to arms can help reduce leg pain and aid mobility | إطارات المشي مصممة لاستخدامها من قبل الأشخاص الذين لديهم توازن ضعيف و أو أرجل ضعيفة إطار المشي يمكنه نقل جزء كبير من وزن المستخدم خلال الذراعين
PERFORMANCE HEALTH | المملكة المتحدة | United Kingdom | ME0000009694SFDAA00023 | UK WALKING FRAME NARROW DEPTH HEIGHT LARGE | WALKING FRAME NARROW DEPTH 202 EL5N | Walking Frames are designed to be used by those with poor balance and or weak legs A walking frame can transfer a larger proportion of the users | تم تصميم إطارات المشي لاستخدامها من قبل أولئك الذين يعانون من ضعف التوازن و أو الساقين الضعيفة يستطيع إطار المشي نقل نسبة أكبر من المستخدمين
PERFORMANCE HEALTH | المملكة المتحدة | United Kingdom | ME0000009694SFDAA00024 | UK Wheelchair heavy duty transit folding back | Wheelchair heavy duty transit folding back | The Days Chrome Plated Steel manual wheelchairs are intended to assist and improve mobility for those individuals who are less able or have walking difficulties who wish to maintain their independence
PERFORMANCE HEALTH | المملكة المتحدة | United Kingdom | ME0000009694SFDAA00025 | uk Wheelchair self propelled standard detachable arm foot rests | Wheelchair self propelled standard detachable arm foot rests | The Days Chrome Plated Steel manual wheelchairs are intended to assist and improve mobility for those individuals who are less able or have walking difficulties who wish to maintain their independence
ALERTA MEDICAL | المملكة المتحدة | United Kingdom | ME0000008347SFDAA00002 | Alerta Sapphire | Pressure relief devices and accessories | alternating pressure relieving mattress systems for the healthcare
JOBSKIN LTD | المملكة المتحدة | United Kingdom | ME0000006916SFDAA00001 | Premium ,Classic , Interim and post surgical compression garments | Premium ,Classic , Interim and post surgical compression garments | Premium ,Classic , Interim and post surgical compression garments | ملابس ضاغطة جاهزة وتفصيل لعلاج الحروق
PERFORMANCE HEALTH | المملكة المتحدة | United Kingdom | ME0000009694SFDAA00028 | UK- Walking Frame Atlas Standard | 203 ) Walking Frame, Atlas Standard | The Days Atlas patient walker is adjustable in height and fitted with a flame retardant upholstered rest pad that is shaped to the body. It is designed to give the user maximum support. Fitted with four castors (two brake castors at the rear) which enables it to travel in any direction. The handles can be adjusted to suit the individual user by loosening the hand knob underneath and moving the handle to a comfortable position. After adjustment ensure the hand knob is securely re-tightened. | وصف السلعة مشاية المريض دايز اطلس قابلة للتعديل في الارتفاع ومزودة بمقبض مثبط منجد وسادة الراحة التي تتشكل على الجسم. وهي مصممة لإعطاء المستخدم أقصى دعم. مزودة بأربع عجلات )عجلات الفرامل اثنين في العمق( والتي تمكنها من المشي في أي اتجاه. يمكن تعديل المقابض لتناسب المستخدم الفردي من خلال تخفيف مقبض اليد أسفل وتحريك المقبض إلى وضع مريح. بعد الضبط ، تأكد من إعادة تثبيت مقبض اليد بأمان.
JOBSKIN LTD | المملكة المتحدة | United Kingdom | ME0000006916SFDAA00002 | Premium MTM and RTW Lymphoedema compression garments | Premium MTM and RTW Lymphoedema compression garments | Premium MTM and RTW Lymphoedema compression garments | ملابس ضاغطة تفصيل وجاهزة لعلاج الوذمة الليمفاوية
PERFORMANCE HEALTH | المملكة المتحدة | United Kingdom | ME0000009694SFDAA00027 | UK-Shower Commode Chair Wheeled Attendant Deluxe | Shower Commode Chair Wheeled Attendant Deluxe | The Days Healthcare 841 and 842 range of Shower Chairs are manufactured from powder coated aluminum tubing with swing-away detachable footrests and lift up arms. The back support incorporates a pushing handle for attendant use when required. A gap fronted seat allows the chairs to be used as a commode or over a toilet pedestal. | مجموعة من كراسي الاستحمام يتم تصنيعها من أنابيب الألومنيوم المغلفة مسحوق مع مساند القدمين القابلة للفصل والتأرجح ورفع الذراعين. يشتمل الدعم الخلفي على مقبض دفع للمضيف استخدام عند الاقتضاء. فجوة أمامية مقعد يسمح لل الكراسي لاستخدامها كصوان أو على قاعدة المرحاض.
SEERS MEDICAL LIMITED | المملكة المتحدة | United Kingdom | ME0000006111SFDAA00060 | SEERS MEDICAL Medicare Range | Medicare Gynaecology Couches Range | Model SM8553, SM8563, SM8573, SM8583, SM8583D, SM8593D, SM8543, SM8543D Medicare Gynaecology Couches
Nova Instruments | المملكة المتحدة | United Kingdom | ME0000005210SFDAA00027 | Thymozin | Dental Instrument | Instruments intended to be used in dentistry.
Duckworth & Kent Ltd. | المملكة المتحدة | United Kingdom | ME0000003649SFDAA00001 | Implantation system | Implantation system | Implantation System
Evac+Chair International Ltd | المملكة المتحدة | United Kingdom | ME0000013153SFDAA00001 | Evac+Chair | Evac+Chair | STAIRWAY EVACUATION CHAIR The standard model Evac+Chair featuring 182kg payload capacity and a blue textured finish with contrasting yellow hammock. Also available in AMB format. | كرسي اخلاء لحالت الطوارئ يستخدم لنقل الشخص المصاب من خلال ال\رج
TG Eakin Limited | المملكة المتحدة | United Kingdom | ME0000013187SFDAA00001 | Eakin Stoma support belt | Ostomy Appliance | Eakin Stoma support belt | جهاز فغر (اوستومي)
Hugh Steeper Ltd. | المملكة المتحدة | United Kingdom | ME0000013188SFDAA00023 | Childs Wrist Support | Orthoses Upper Limb | A brace used for wrist sprains and strains. | هدفين مثالي للالتواء والسلالات المعصم.
TG Eakin Limited | المملكة المتحدة | United Kingdom | ME0000013187SFDAA00002 | Pelican Convex Drainable | Ostomy bag | Pelican Convex Drainable | (كيس فغر (اوستومي
TG Eakin Limited | المملكة المتحدة | United Kingdom | ME0000013187SFDAA00003 | Pelican Neonatal Drainable | Ostomy bag | Pelican Neonatal Drainable | (كيس فغر (اوستومي
TG Eakin Limited | المملكة المتحدة | United Kingdom | ME0000013187SFDAA00004 | Eakin Peadiatric Ostomy Pouch | Ostomy Appliance | Eakin Peadiatric Ostomy Pouch | كيس بيلكن ساحب سوائل لحديثي الولادة، سعة 10-50 مم
TG Eakin Limited | المملكة المتحدة | United Kingdom | ME0000013187SFDAA00005 | Eakin Cohesive | Ostomy Appliance | Eakin Cohesive | معجون متماسك، حجم 60 جرام
TG Eakin Limited | المملكة المتحدة | United Kingdom | ME0000013187SFDAA00006 | Eakin Stoma Support belt | Ostomy Appliance | Eakin Stoma Support belt | فُغْرَة كبيرة بحزام داعم عرض 20سم، 105-120سم
TG Eakin Limited | المملكة المتحدة | United Kingdom | ME0000013187SFDAA00009 | ostomy seals | Eakin Cohesive | ostomy seals | جهاز فغر (اوستومي)
TG Eakin Limited | المملكة المتحدة | United Kingdom | ME0000013187SFDAA00012 | Pelican Drainable Pouch | Ostomy bag | Pelican Drainable Pouch | كيس فغر (اوستومي)
Nova Instruments | المملكة المتحدة | United Kingdom | ME0000005210SFDAA00026 | Thomas | Dental Instruments | Instruments intended to be used in dentistry.
JOBSKIN LTD | المملكة المتحدة | United Kingdom | ME0000006916SFDAA00003 | Body Allure Liposuction and shapewear MTM and RTW | Body Allure Liposuction and shapewear MTM and RTW | A compression garment to be worn post operatively to speed recovery ,support weakened muscles and assist reshaping of the body | بودي الليري ملابس ضاغطة تفصيل وجاهزة للجسم بعد شفط الدهون
HUGH STEEPER LTD | المملكة المتحدة | United Kingdom | ME0000012679SFDAA00001 | BRACE LSO FOR POST-OPERATIVE SPINAL IMMOBILIZATION | orthosis | A brace for pain relief, protection of injured ligaments or muscles and post-surgical immobilization
Cantel (UK) | المملكة المتحدة | United Kingdom | ME0000007921SFDAA00001 | Uno-Flush | Uno-Flush | UNO-FLUSH™ Endoscope Channel Cleanser
Nova Instruments | المملكة المتحدة | United Kingdom | ME0000005210SFDAA00031 | File | Dental Instrument | Instruments intended to be used in dentistry.
Nova Instruments | المملكة المتحدة | United Kingdom | ME0000005210SFDAA00028 | Retractors | Dental Instrument | Instruments intended to be used in dentistry.
HUGH STEEPER LTD | المملكة المتحدة | United Kingdom | ME0000012679SFDAA00006 | THUMB IMMOBILIZER/SPICA | Prosthetic | prosthetic | الأطراف الاصطناعية
Profoot UK Ltd | المملكة المتحدة | United Kingdom | ME0000010233SFDAA00017 | PROFOOT TOE SEPARATOR | TOE SEPARATOR | Soft gel small pads to separates toes | قطع سيليكون طرية لتفريق الأصابع و تخفيف الضغط
KARE Orthopaedics Ltd | المملكة المتحدة | United Kingdom | ME0000000535SFDAA00191 | Universal Planter Fasciitis Orthosis | Universal Planter Fasciitis Orthosis | Planter Fasciitis Splint | دعامة لتثبيت القدم
ASTEK INNOVATIONS LTD | المملكة المتحدة | United Kingdom | ME0000000254SFDAA00034 | Disposable Headrest Cover | Pegasus Disposable Barrier Products | Transparent Headrest covers
ASTEK INNOVATIONS LTD | المملكة المتحدة | United Kingdom | ME0000000254SFDAA00035 | Digital X-Ray Sensor Cover | Pegasus Disposable Barrier Products | Transparent Plastic X-Ray Sensor Cover
ASTEK INNOVATIONS LTD | المملكة المتحدة | United Kingdom | ME0000000254SFDAA00036 | Tray Sleeve | Pegasus Disposable Barrier Products | Transparent Plastic Tray Sleeve Covers.
ASTEK INNOVATIONS LTD | المملكة المتحدة | United Kingdom | ME0000000254SFDAA00037 | Tubing Sleeve | Pegasus Disposable Barrier Products | Transparent Plastic Tubing Sleeve Covers.
ASTEK INNOVATIONS LTD | المملكة المتحدة | United Kingdom | ME0000000254SFDAA00038 | Assorted Orthodontic Impression Trays | Pegasus Impression & Orthodontic Trays | Assorted Plastic Material of different colors.
ASTEK INNOVATIONS LTD | المملكة المتحدة | United Kingdom | ME0000000254SFDAA00039 | Disposable Bite Trays | Pegasus Impression Materials | White Handle Shaped Plastic Trays
ASTEK INNOVATIONS LTD | المملكة المتحدة | United Kingdom | ME0000000254SFDAA00040 | Pro-Matrix | Pro-Matrix | Stainless Steel Bands
HUGH STEEPER LTD | المملكة المتحدة | United Kingdom | ME0000012679SFDAA00005 | X-Line Full Length Insoles | Prosthetics | Prosthetics | ذو عضو صناعي
HUGH STEEPER LTD | المملكة المتحدة | United Kingdom | ME0000012679SFDAA00004 | MEDALIN COTTON RESIDUAL LIMB SOCK | prosthetic | prosthetics | ذو عضو صناعي
HUGH STEEPER LTD | المملكة المتحدة | United Kingdom | ME0000012679SFDAA00019 | MYOELECTRIC HAND | External limb prostheses and Accessories | External limb prostheses and Accessories
Profoot UK Ltd | المملكة المتحدة | United Kingdom | ME0000010233SFDAA00015 | PROFOOT 360 FOOT FILE-BLACK | 360 FOOT FILE-BLACK | Semi-hard sponge used to remove dry skin from feet bottom | أسفنجة شبه صلبة تستخدم لإزالة الجلد الجاف من كعب الرجلين
Sunflower Medical Limited | المملكة المتحدة | United Kingdom | ME0000000772SFDAA00018 | Variable Height Treatment Chair | Treatment Chair | Examination couche
Sunflower Medical Limited | المملكة المتحدة | United Kingdom | ME0000000772SFDAA00018 | Variable Height Treatment Chair | Treatment Chair | Examination couche
A. Algeo Ltd | المملكة المتحدة | United Kingdom | ME0000005413SFDAA00036 | Slimflex Berry Kinetic | Slimflex Berry Kinetic | Slimflex Berry offers a cost effective orthotic solution to most biomechanical related conditions. On its own, it is ideal for feet that require additonal control and stability. With Podotech adaptations, such as posts and metatarsal pads, it can provide the clinician with a highly cost effective customised orthotic, The Slimflex Berry is not only hard wearing and naturally absorbs shock at heel strike, but also has the possibility to allow greater foot control and correction when used with Podotech wedges.
HUGH STEEPER LTD | المملكة المتحدة | United Kingdom | ME0000012679SFDAA00003 | COSMETIC HAND OF LIGHT FOAM WITH STEEL WIRE IN ALL FINGERS | prosthetic | prosthetics
HUGH STEEPER LTD | المملكة المتحدة | United Kingdom | ME0000012679SFDAA00008 | Night Splint | Orthotics | Orthotics | تقويم العظام
DESOUTTER MEDICAL LTD. | المملكة المتحدة | United Kingdom | ME0000006156SFDAA00001 | NS3 CLEAN CUT AUTOPSY SAW | NS3 CLEAN CUT AUTOPSY SAW | LOW VOLTAGE AUTOPSY SAW
HUGH STEEPER LTD | المملكة المتحدة | United Kingdom | ME0000012679SFDAA00020 | COSMETIC HAND OF LIGHT FOAM WITH STEEL WIRE IN ALL FINGERS | prosthetic | prosthetics
HUGH STEEPER LTD | المملكة المتحدة | United Kingdom | ME0000012679SFDAA00016 | Neoprene Shoulder Support | Orthotics | Orthotics | تقويم العظام
Technical & General Ltd. | المملكة المتحدة | United Kingdom | ME0000012605SFDAA00001 | tgputty | Impression Materials | Impression material is a device composed of materials such as alginate or polysulfide intended to be placed on a preformed impression tray and used to reproduce the structure of a patient's teeth and gums. The device is intended to provide models for study and for production of restorative prosthetic devices, such as gold inlays and dentures.
SEERS MEDICAL LIMITED | المملكة المتحدة | United Kingdom | ME0000006111SFDAA00062 | SEERS MEDICAL Medicare Range | Innovation Deluxe 2 and 3 section | Model MG2675, MG2475, MG3675, MG3475 Innovation Deluxe 2 and 3 section couch
SEERS MEDICAL LIMITED | المملكة المتحدة | United Kingdom | ME0000006111SFDAA00061 | SEERS MEDICAL Medicare Range | Innovation Deluxe Dialysis | Model MG3690, MG3490 Innovation Deluxe Dialysis Couch
Welfare Medical Ltd | المملكة المتحدة | United Kingdom | ME0000009039SFDAA00002 | Endoscopic Applier | Ligating Polymer Appliers | Polymer ligating applier
ASTEK INNOVATIONS LTD | المملكة المتحدة | United Kingdom | ME0000000254SFDAA00041 | Hand piece Lubricant Spray | Hand Piece Lubricant Spray | Lubricant dental Hand piece spray .
Welfare Medical Ltd | المملكة المتحدة | United Kingdom | ME0000009039SFDAA00001 | WEL-LOK Clip Applier | Ligating Titanium Appliers | ligating appliers
HUGH STEEPER LTD | المملكة المتحدة | United Kingdom | ME0000012679SFDAA00018 | MEDALIN TERRY CLOTH RESIDUAL LIMB SOCK | Orthotic | Orthotic | تقويم العظام
HUGH STEEPER LTD | المملكة المتحدة | United Kingdom | ME0000012679SFDAA00014 | TENNIS ELBOW SLEEVE | Orthotic | Orthotic | تقويم العظام
HUGH STEEPER LTD | المملكة المتحدة | United Kingdom | ME0000012679SFDAA00013 | Philadelphia Collar | Orthotics | Orthotics | تقويم العظام
HUGH STEEPER LTD | المملكة المتحدة | United Kingdom | ME0000012679SFDAA00015 | Short Wrist Brace- Airprene | Orthotic | Orthotic | تقويم العظام
HUGH STEEPER LTD | المملكة المتحدة | United Kingdom | ME0000012679SFDAA00017 | Calzamedi Children’s Stability Boots | Orthotic | Orthotic | تقويم العظام
Research Instruments Ltd | المملكة المتحدة | United Kingdom | ME0000001934SFDAA00006 | Screw Actuated Air Syringe | Screw Actuated Air Syringe | Syringe
Hospital Metalcraft Limited | المملكة المتحدة | United Kingdom | ME0000001559SFDAA00001 | Couch for Examination & Treatment | Couch Variable Height Three Section | Examination and treatment Couch
HUGH STEEPER LTD | المملكة المتحدة | United Kingdom | ME0000012679SFDAA00009 | ANKLE GUARD | Orthotics | Orthotics | تقويم العظام
TG Eakin Limited | المملكة المتحدة | United Kingdom | ME0000013187SFDAA00014 | Eakin Wound Pouch | Eakin Wound Pouch | Extra Extra Large Pouch with Bung Closure for Wounds up to 290 x 130mm
HUGH STEEPER LTD | المملكة المتحدة | United Kingdom | ME0000012679SFDAA00010 | PediPod Full Length Insoles | Orthotics | Orthotics | تقويم العظام
Planer Limited | المملكة المتحدة | United Kingdom | ME0000004637SFDAA00002 | CONTROLLED RATE FREEZER - CHAMBER | CHAMBER | CHAMBER
SEERS MEDICAL LIMITED | المملكة المتحدة | United Kingdom | ME0000006111SFDAA00003 | SEERS Medical Ltd Medical Chairs, Stool and office chair Range | Medical Chairs, Stool and office chair Range | General Medical Chair
Research Instruments Limited | المملكة المتحدة | United Kingdom | ME0000000204SFDAA00037 | SOS - Screw-actuated Oil Syringe | Screw-actuated Oil Syringe | Syringe
Respironics Respiratory Drug Delivery UK Ltd | المملكة المتحدة | United Kingdom | ME0000000594SFDAA00001 | OptiChamber Diamond | OptiChamber Diamond | Anti-Static valved holding chamber
HUGH STEEPER LTD | المملكة المتحدة | United Kingdom | ME0000012679SFDAA00012 | Calzamedi Bilateral Foot Orthosis | Othrotic | Othrotic | تقويم العظام
HUGH STEEPER LTD | المملكة المتحدة | United Kingdom | ME0000012679SFDAA00021 | Calzamedi Open Toe Boots | Orthotics | Orthotics | تقويم العظام
HUGH STEEPER LTD | المملكة المتحدة | United Kingdom | ME0000012679SFDAA00023 | Calzamedi Diabetic Ladies Sandal | Orthotics | Orthotics | تقويم العظام
MEDI PLINTH | المملكة المتحدة | United Kingdom | ME0000002172SFDAA00008 | Electric Plinth | GP Gynaecological Plinth | Featuring improved access for the clinician and enhanced comfort and dignity for the patient. Effortless adjustment is ensured by electric motors for height and tilt. The electric seat also enables Trendelenburg. Our operators stool is a key optional accessory which can be coordinated with the plinth
Duckworth & Kent Ltd. | المملكة المتحدة | United Kingdom | ME0000003649SFDAA00002 | The Unfolder Platinum | Platinum Push Implantation System | Platinum Push Implantation System
MEDI PLINTH | المملكة المتحدة | United Kingdom | ME0000002171SFDAA00001 | Electric Plinth | Ultrasound Couch | Provides smooth and effortless patient positioning with electric variable height, electric tilt (providing Trendelenburg facility) and gas spring assisted back and leg sections.
SEERS MEDICAL LIMITED | المملكة المتحدة | United Kingdom | ME0000006111SFDAA00010 | SEERS MEDICAL Therapy range | Therapy Traction table range | Model ST6567(P), ST6557(P) Therapy Traction Table
HUGH STEEPER LTD | المملكة المتحدة | United Kingdom | ME0000012679SFDAA00022 | Calzamedi Diabetic Elastic Shoe | Orthotics | Orthotics | تقويم العظام
A. Algeo Ltd | المملكة المتحدة | United Kingdom | ME0000005413SFDAA00039 | Slimflex Insoles | Slimflex Insoles | "An EVA insole with a quick dry, moisture absorbing covering material and a carbon composite base that provides additional functional support. The rigid base makes this insole ideal for heavier patients. This insole can be used in conjunction with Slimflex wedges and Podotech components for a customised fit."
A. Algeo Ltd | المملكة المتحدة | United Kingdom | ME0000005413SFDAA00040 | Slimflex Simple | Slimflex Simple | Slimflex Comfort combines the superior contouring of Slimflex Simple with a finished soft fabric top cover for extra comfort and quicker advanced modification.
HUGH STEEPER LTD | المملكة المتحدة | United Kingdom | ME0000012679SFDAA00011 | Basic Hand Positioning Brace | Orthotics | Orthotics | تقويم العظام
PERFORMANCE HEALTH | المملكة المتحدة | United Kingdom | ME0000009694SFDAA00029 | UK-ROLLATOR LIGHTWEIGHT ALUMINIUM BRAKES SILVER | ROLLATOR LIGHTWEIGHT ALUMINIUM ,SILVER GREY 252 | designed to be used by those with poor balance and weak legs
Invacare UK Operations | المملكة المتحدة | United Kingdom | ME0000002300SFDAA00005 | Wheelchair Cushions | Cushions | Cushions
HUGH STEEPER LTD | المملكة المتحدة | United Kingdom | ME0000012679SFDAA00038 | Cosmetic gloves | Prosthetics | Prosthetic glove serves to both protect the internal mechanism of the hand and to provide a good cosmetic appearance. | الأطراف الصناعية
Grena Ltd. | المملكة المتحدة | United Kingdom | ME0000012111SFDAA00004 | Click'aV Ligating Clip Remover | Click'aV Ligating Clip Remover | Surgical Instruments
Grena Ltd. | المملكة المتحدة | United Kingdom | ME0000012111SFDAA00001 | Liga-V Ligating Clip Appliers | Liga-V Ligating Clip Appliers | Surgical Instruments
Medisafe UK Ltd | المملكة المتحدة | United Kingdom | ME0000000953SFDAA00013 | Sonic Irrigator | Sonic Irrigator | Sonic Irrigator
Benefoot (UK) Ltd Trading as Benecare Medical | المملكة المتحدة | United Kingdom | ME0000005762SFDAA00007 | BENEPLAS™ AQUA AND AQUA COLOURS | Thermoplastics | The BenePlas™ Aqua + Aqua Colours have a 100% elastic memory, and goes transparent at moulding temperature enhancing mouldability properties. BenePlas™ Aqua is also manufactured in 5 distinct colours with a coated surface helping to avoid accidental sticking but providing enough tack to hold a temporary bond for the “wrap n tack” splinting technique. When pressed together the surfaces of the plastic will stick however once cooled, the bond can be popped apart. BenePlas™ Aqua due to the 100% memory can be remodelled numerous times. FEATURES AND BENEFITS: • BenePlas™ Aqua has 100% elastic memory • Transparent when reaching moulding temperature of 160º F (70º C) • Provides assistance with accurate placement of splint to avoid pressure areas • Upon cooling, the material will return to its original colour • Reheat and remould with ease due to the 100% elastic type memory • Instant bonding & no finger imprint • Perforations provide varying degrees of ventilation and weight • No shrinkage even after continUED usage • Aqua = White • Aqua Colour = Black, Violet, Blue and Pink
Vernacare Limited | المملكة المتحدة | United Kingdom | ME0000003833SFDAA00006 | ComfiKids Leggings | Leggings | ComfiKids Leggings 2-5 YRS, 5-8 YRS, 8-11 YRS and 11-14 YRS
Vernacare Limited | المملكة المتحدة | United Kingdom | ME0000003833SFDAA00004 | COMFIKIDS VESTS | Vest | COMFIFAST VEST FOLD-OVER MITTS 6-24 MTHS COMFIFAST LONG SLEEVE VEST 2-5 YRS, 5-8 YRS, 8-11 YRS & 11-14 YRS
GAMA Healthcare Ltd | المملكة المتحدة | United Kingdom | ME0000001803SFDAA00011 | Clinell Rediroom Cart | Clinell Rediroom Cart | instant patient isolation
Vernacare Limited | المملكة المتحدة | United Kingdom | ME0000003833SFDAA00005 | COMFIKIDS TIGHTS | Tights | COMFIFAST TIGHTS 6-24 MTHS
Benefoot (UK) Ltd Trading as Benecare Medical | المملكة المتحدة | United Kingdom | ME0000005762SFDAA00009 | BENEPLAS™ EASY | Thermoplastics | BenePlas™ Easy, has 100% memory, the minimum resistance to stretch provides extreme elasticity. It is manufactured with a coated surface helping to avoid accidental sticking but providing enough tack to hold a temporary bond for the “wrap n tack” splinting technique. When pressed together the surfaces of the plastic will stick however once cooled, the bond can be popped apart. The 100% memory allows the splint to be remodelled numerous times. FEATURES AND BENEFITS: • BenePlas™ Easy has 100% elastic memory. • Transparent when reaching moulding temperature of 160º F (70º C). • Provides assistance with accurate placement of splint to avoid pressure areas. • Pop apart function when cooled. • Permanent bond can be achieved by pressing firmly and rubbing the two surfaces together. • Upon cooling, the material will return to its original colour. • Reheat and remould with ease due to the 100% elastic type memory. • Instant bonding with no finger imprint. • Extreme elasticity (100%) without tearing. • Perforations provide varying degrees of ventilation and weight. • No shrinkage even after continUED usage. • Colour = Beige.
Brightwake Limited also trading as Advancis Medical and Advancis Surgical | المملكة المتحدة | United Kingdom | ME0000013534SFDAA00030 | Siltape | Siltape | Made from soft silicone
Vernacare Limited | المملكة المتحدة | United Kingdom | ME0000003833SFDAA00008 | Comfifast MultiStretch Tubular Bandage | Tubular Bandage | COMFIFAST MS RED 3.5CM X 1M SMALL LIMBS COMFIFAST MS GREEN 5CM X 1M SMALL/MED LIMBS COMFIFAST MS BLUE 7.5CM X 1M LARGE LIMBS COMFIFAST MS RED 3.5CM X 10M SMALL LIMBS COMFIFAST MS GREEN 5CM X 10M SMALL/MED LIMBS COMFIFAST MS BLUE 7.5CM X 10M LARGE LIMBS COMFIFAST MULTISTRETCH YELLOW 7.5CM X 10M COMFIFAST MULTISTRETCH 17.5CM X 10M BEIGE
S MURRAY & CO | المملكة المتحدة | United Kingdom | ME0000006844SFDAA00003 | FORCEPS | FORCEPS | reusable surgical instruments, supplied unsterile, for use in open surgery in the disciplines of General, Thoracic, Gynaecology & Obstetrics, Urology, Proctology, Dental, Chiropody, Neuro, Orthopaedic, ENT and Plastic Surgery.
KeyMed (Medical & Industrial Equipment) Ltd. | المملكة المتحدة | United Kingdom | ME0000002518SFDAA00012 | WM-NP3 MOBILE WORKSTATION | WM-NP3 MOBILE WORKSTATION | Mobile Workstation
SEERS MEDICAL LIMITED | المملكة المتحدة | United Kingdom | ME0000006111SFDAA00063 | SEERS MEDICAL Therapy range | Therapy Bariatric Couch range | Model ST2573, ST2673, ST3573, ST3673 Therapy Bariatric 2 and 3 section Couch
Welfare Medical Ltd | المملكة المتحدة | United Kingdom | ME0000009039SFDAA00005 | Remover | Endo Remover | Endoscopic Appliers Remover.
Benefoot (UK) Ltd Trading as Benecare Medical | المملكة المتحدة | United Kingdom | ME0000005762SFDAA00010 | BENECAST™ FLEX | Casting Tape | BeneCast™ Flex, semi-rigid casting tape, is made out of polyester based materials which make BeneCast™ Flex stronger and more durable than other semi-rigid tapes. The BeneCast™ FLEX never fully hardens yet remains resilient, even in its cured state. It provides a semi-rigid support of the limb, while allowing some degree of soft tissue function, and will revert to its cured shape after deformation. Made from multi-directional stretch bandage that conforms to the body contours without folds or tucks. It enables easy application with soft, smooth edges for patient comfort. BeneFlex™ Semi Rigid is easy to unroll, can be applied either wet or dry, and has tack free additives to increase control and reduce application time.
EUSA Pharma (UK) Limited | المملكة المتحدة | United Kingdom | ME0000019479SFDAA00001 | CAPHOSOL® | Supersaturated solution with respect to both calcium and phosphate ions | LIQUID 30 DOSES | 1-يجب خلط قنينة زرقاء (كافاسول A) مع قنينة شفافة (كافاسول B) في كأس زجاجية نظيفة. • 2-يجب الإستعمال حالاً بعد خلط القنيتين. • 3-يجب شطف الفم بنصف كمية المحلول لمدة دقيقة والبصق • 4-يجب معاودة عهملية الشطف بنصف الكمية المتبقية والبصق. • 5-يجب الإمتناع عن الأكل والشرب 15 دقيقة على الاقل بعد الاستعمال. • 6-المقدار الدواء : 4-10 مرات في اليوم. • يجب الإستعمال حسب اللوزوم أو حسب إرشادات الطبيب المعالج.
Talley Environmental Care Limited | المملكة المتحدة | United Kingdom | ME0000008441SFDAA00001 | TECCARE Ultra | High level disinfectant for Medical devices | High level disinfectant for Medical devices
Talley Environmental Care Limited | المملكة المتحدة | United Kingdom | ME0000008441SFDAA00002 | TECCARE CONTROL | high level broad spectrum disinfectant cleaner | high level broad spectrum disinfectant cleaner
Nissha Medical Technologies Ltd | المملكة المتحدة | United Kingdom | ME0000004285SFDAA00001 | ECG-Electrodes | ECG-Electrodes | Intended Use ECG-electrodes are intended to be applied to the intact skin of the patient's chest and have to be connected to the respective ECG-monitor via a connection cable. They serve as passive sensors for the derivation of elec-trical signals from the heart, which are recorded by the ECG-monitor and evaluated by qualified medical per-sonnel. The electrodes are self-adhesive pregelled single-use devices. Depending on application purpose, there are different electrode types available.
SEERS MEDICAL LIMITED | المملكة المتحدة | United Kingdom | ME0000013733SFDAA00001 | SEERS MEDICAL Medicare Range | Medicare 2 and 3 section | Model SM2550, SM2560, SM2570, SM3550, SM3560, SM3570 Medicare 2 and 3 Section Couch
Tristel Solutions Ltd. | المملكة المتحدة | United Kingdom | ME0000002234SFDAA00039 | Duo Wipes | Wipes | Duo Wipes are dry wipes made of a soft lint-free cloth preventing fiber residue and scratching of delicate surfaces.
Penlan Healthcare Limited | المملكة المتحدة | United Kingdom | ME0000001452SFDAA00058 | MyriBase Cream | Moisturizing Cream | MyriBase Cream is a simple emollient that rehydrates dry skin and helps to soften, moisturize and protect the skin by retaining moisture and restoring its normal function.
Invacare UK Operations | المملكة المتحدة | United Kingdom | ME0000002300SFDAA00015 | DACAPO HEAVY USER 350kg HMI | DACAPO HEAVY USER | Mattress
Talley Environmental Care Limited | المملكة المتحدة | United Kingdom | ME0000008441SFDAA00003 | TECCARE CONTROL | high level broad spectrum disinfectant cleaning wipes | high level broad spectrum disinfectant cleaning wipes
Research Instruments Limited | المملكة المتحدة | United Kingdom | ME0000015347SFDAA00001 | RI EZ-Grip® | Denudation and Handling Pipettor | Denudation and Handling Pipettor
Research Instruments Limited | المملكة المتحدة | United Kingdom | ME0000015347SFDAA00002 | Screw-actuated Air Syringe | Air Syringe | Air Syringe
Optimum Medical Solutions (OMS) | المملكة المتحدة | United Kingdom | ME0000016257SFDAA00001 | Vue Ultrasound Gel | Vue Ultrasound Gel | Non-sterile water-soluble ultrasound gel
SEERS MEDICAL LIMITED | المملكة المتحدة | United Kingdom | ME0000006111SFDAA00025 | SEERS MEDICAL Therapy range | Therapy Shower trolley range | Model ST7700, ST7800, ST7500, ST7600 Therapy Shower trolley range
Viomedex Limited | المملكة المتحدة | United Kingdom | ME0000020900SFDAA00001 | Disposable Respiration Sensor | 35194 Respiratory Apnoea Monitoring System | Respiration Sensor for use with Graseby MR10 | جهاز استشعار التنفس المتاح, للاستعمال لمرة واحدة
SEERS MEDICAL LIMITED | المملكة المتحدة | United Kingdom | ME0000006111SFDAA00026 | SEERS MEDICAL Therapy Range | Therapy 2 and 3 sections couches | Model ST2557, ST2567,ST2558,ST2568,ST2559, ST2569, ST3557, ST3567, ST3558, ST3568, ST3559, ST3569 Therapy 2 and 3 Section Couches
DESOUTTER MEDICAL LTD. | المملكة المتحدة | United Kingdom | ME0000006156SFDAA00008 | De Soutter CleanCast | CC7-8 Cast Cutter | Model 1293334, 1293224, 1293114, 1293004, 1292994, 1292884, 1292664, 1292554, 670733, 670713, 670123, 607113, 19940, 19930, 19850, 19800, 19770, 19600, 14700, 8320, 8310, 8300 and 8290 CC7-8 Cast Cutter
ASTEK INNOVATIONS LTD | المملكة المتحدة | United Kingdom | ME0000019901SFDAA00001 | Face visor Kit | Pagasus disposable barrier Products | A plastic Transparent Face Visor with frame of different colors
Grena Ltd. | المملكة المتحدة | United Kingdom | ME0000012111SFDAA00009 | OMNIFinger Articulating Click'aV Ligating Clip Applier | OMNIFinger Articulating Click'aV Ligating Clip Applier | Reusable Surgical instruments
Grena Ltd. | المملكة المتحدة | United Kingdom | ME0000012111SFDAA00005 | Click'aV® Ligating Clip Applier | Click'aV® Ligating Clip Applier | Reusable Surgical instruments
Grena Ltd. | المملكة المتحدة | United Kingdom | ME0000012111SFDAA00008 | Vclip® Ligating clip applier | Vclip® Ligating clip applier | Reusable Surgical instruments
Grena Ltd. | المملكة المتحدة | United Kingdom | ME0000012111SFDAA00007 | LigaV® Ligating clip applier | LigaV® Ligating clip applier | Reusable Surgical instruments
Grena Ltd. | المملكة المتحدة | United Kingdom | ME0000012111SFDAA00010 | OmniFinger Articulating V Clips Ligating Clips Appliers | OmniFinger Articulating V Clips Ligating Clips Appliers | Reusable surgical instruments
Grena Ltd. | المملكة المتحدة | United Kingdom | ME0000012111SFDAA00011 | OmniFinger Articulating LigaV Ligating Clips Appliers | OmniFinger Articulating LigaV Ligating Clips Appliers | Reusable surgical instruments
SEERS MEDICAL LIMITED | المملكة المتحدة | United Kingdom | ME0000006111SFDAA00027 | Hydraulic Phlebotomy Chair | Medical Seating Range | Hydraulic Phlebotomy Chair Dual Arm
SEERS MEDICAL LIMITED | المملكة المتحدة | United Kingdom | ME0000006111SFDAA00029 | Innovation Deluxe 2 Section | Medicare and Bariatic Range | 2 Section Innovation Deluxe Couch
Grena Ltd. | المملكة المتحدة | United Kingdom | ME0000012111SFDAA00006 | Click'aV® Ligating Clip Remover | Click'aV® Ligating Clip Remover | Reusable Surgical instruments
.Procter & Gamble Technical Centres Ltd | المملكة المتحدة | United Kingdom | ME0000000925SFDAA00007 | Vicks First Defence | Nasal Spray for nasal irrigation | Nasal Spray for Irrigation | بخاخ للأنف يساعد على إيقاف البرد، يستخدم عند بداية الأعراض
Amity International | المملكة المتحدة | United Kingdom | ME0000010712SFDAA00041 | Surgiglide | Surgiglide | Surgiglide
Amity International | المملكة المتحدة | United Kingdom | ME0000010712SFDAA00042 | Surgiglide C | Surgiglide C | Surgiglide C
SEERS MEDICAL LIMITED | المملكة المتحدة | United Kingdom | ME0000006111SFDAA00031 | Seers Medical Atlanta A&E Trolley | Patient Trolley | Patient Transport Trolley with Full X-Ray Facility
Amity International | المملكة المتحدة | United Kingdom | ME0000010712SFDAA00051 | Sanitabs | Sanitabs | Sanitabs
Amity International | المملكة المتحدة | United Kingdom | ME0000010712SFDAA00043 | Viruzyme VE | Viruzyme VE | Viruzyme VE
Amity International | المملكة المتحدة | United Kingdom | ME0000010712SFDAA00039 | AMITY PAA RTU Test Strips | AMITY PAA RTU Test Strips | AMITY PAA RTU Test Strips
Amity International | المملكة المتحدة | United Kingdom | ME0000010712SFDAA00044 | Virudet N | Virudet N | Virudet N
SEERS MEDICAL LIMITED | المملكة المتحدة | United Kingdom | ME0000006111SFDAA00030 | Seers Medical Atlanta Transport Trolley | Patient Trolley | Patient Transport Trolley
Invacare UK Operations | المملكة المتحدة | United Kingdom | ME0000002300SFDAA00016 | Invacare Dacapo | Invacare Dacapo mattress | Mattress
Bailey Instruments Ltd | المملكة المتحدة | United Kingdom | ME0000013404SFDAA00007 | Bailey Instruments range of Monofilaments | Monofiament | The Bailey Retractable Monofilaments are diagnostic devices that consist of a monofilament mounted in a hand unit for protection when not in use. They are accurately calibrated in production to provide a 1g, 10g or 75g force on the skin. (Gram weight forces are used in preference to the more traditional logarithmic values which can be confusing e.g. the 10g monofilament is often referred to as a 5.07 size)
Brandon Medical Co. Ltd. | المملكة المتحدة | United Kingdom | ME0000006125SFDAA00001 | COOLVIEW CLED50 LED EXAMINATION LIGHT | Mobile examination treatment light | Mobile Examination and Treatment Light
S MURRAY & CO | المملكة المتحدة | United Kingdom | ME0000006844SFDAA00005 | Needleholders | Needleholders | A hand-held manual surgical instrument designed to grasp a suture needle when pushing/pulling the needle and attached suture through tissue during suturing.
Astek Innovations Ltd | المملكة المتحدة | United Kingdom | ME0000001263SFDAA00002 | X-Ray Head Cover | SURGI-SAFE BARRIER COVER | Plastic transparent Covers
JOBSKIN LTD | المملكة المتحدة | United Kingdom | ME0000006916SFDAA00004 | sensory dynamicorthosis garment (SDO | sensory dynamic orthosis garment (SDO | compression garment for sensory dynamic orthosis | ألبسة التقويم الديناميكي الحسي ( اس دي او )
Astek Innovations Ltd | المملكة المتحدة | United Kingdom | ME0000001266SFDAA00001 | Tray Adhesive | N/A | Metal Container with spray for dental trays.
Astek Innovations Ltd | المملكة المتحدة | United Kingdom | ME0000001264SFDAA00010 | Air/ Water Syringe and Curing Light Cover | SURGI-SAFE BARRIER COVER | Plastic Transparent Covers
DESOUTTER MEDICAL LTD. | المملكة المتحدة | United Kingdom | ME0000006156SFDAA00009 | De Soutter CleanCast | Cast Saw Blade | Model 5120 and 5130 Cast Spreader
Penlan Healthcare Limited | المملكة المتحدة | United Kingdom | ME0000001453SFDAA00002 | MyriBase Gel | Moisturizer | Myribase Gel is a simple emollient that rehydrates dry skin and helps to soften, moisturize & protect the skin by retaining moisture and restoring its normal function.
Brandon Medical Co. Ltd. | المملكة المتحدة | United Kingdom | ME0000006125SFDAA00004 | ASTRAMAX | Fixed examination/treatment light & Mobile examination/treatment light | HD-LED Minor Surgical Light
Brandon Medical Co. Ltd. | المملكة المتحدة | United Kingdom | ME0000006125SFDAA00002 | ANTERIS | Operating Table | Universal Operating Table, Electromechanical, Battery-Powered
Brandon Medical Co. Ltd. | المملكة المتحدة | United Kingdom | ME0000006125SFDAA00003 | ASTRALITE | HD-LED Minor Surgical/Examination/Procedure Light | Mobile Examination Treatment Light
Brandon Medical Co. Ltd. | المملكة المتحدة | United Kingdom | ME0000006125SFDAA00005 | OPTICA | Fixed examination/treatment light & Mobile examination/treatment light | Illuminated Magnifier Light
KeyMed (Medical & Industrial Equipment) Ltd. | المملكة المتحدة | United Kingdom | ME0000002518SFDAA00014 | TC-L COMPACT TROLLEY SET 1 | Trolley | Trolley
Brandon Medical Co. Ltd. | المملكة المتحدة | United Kingdom | ME0000006125SFDAA00009 | Quasar eLite | Operating light | HD-LED Surgical Light System
Brandon Medical Co. Ltd. | المملكة المتحدة | United Kingdom | ME0000006125SFDAA00008 | COOLVIEW CLED10 LED EXAMINATION LIGHT | Mobile examination treatment light | Mobile Examination and Treatment Light
Brandon Medical Co. Ltd. | المملكة المتحدة | United Kingdom | ME0000006125SFDAA00006 | COOLVIEW CLED30 LED EXAMINATION LIGHT | Mobile Examination Treatment Light | Mobile Examination and Treatment Light
Brandon Medical Co. Ltd. | المملكة المتحدة | United Kingdom | ME0000006125SFDAA00007 | COOLVIEW CLED23 LED EXAMINATION LIGHT | Mobile examination treatment light | Mobile Examination and Treatment Light
KeyMed (Medical & Industrial Equipment) Ltd. | المملكة المتحدة | United Kingdom | ME0000002518SFDAA00013 | TC-E410 CART 220-240V SET 1 | Cart | Cart
SurgEase Innovations Ltd | المملكة المتحدة | United Kingdom | ME0000003073SFDAA00059 | LumenEye X1 Consumables | LumenEye X1 Consumables | Handheld medical device for the examination of anus and rectum
SurgEase Innovations Ltd | المملكة المتحدة | United Kingdom | ME0000003064SFDAA00243 | Lumen Eye X1 | Lumen Eye X1 | Device for the examination of anorectum
Brightwake Limited also trading as Advancis Medical and Advancis Surgical | المملكة المتحدة | United Kingdom | ME0000013534SFDAA00028 | Actibalm | Actibalm | Moisturising balm containing medical grade manuka honey | بلسم مرطب يحتوي على عسل مانوكا الطبي
TRION PHARMA Limited | المملكة المتحدة | United Kingdom | ME0000003343SFDAA00091 | EasyChamber | SPACER DEVICE | MOUTHPIECE, SPACER WITH ADULT MASK, SPACER WITH CHILD MASK. SPACER WITH INFANT MASK | جهاز استنشاق للبالغين والاطفال
SURGICAL INNOVATIONS LIMITED | المملكة المتحدة | United Kingdom | ME0000003139SFDAA00007 | FastClamp Bariatric Bar | FastClamp Bariatric Bar | FastClamp Bariatric Bar
SURGICAL INNOVATIONS LIMITED | المملكة المتحدة | United Kingdom | ME0000003139SFDAA00011 | Table Clamp | Table Clamp | Table Clamp
SURGICAL INNOVATIONS LIMITED | المملكة المتحدة | United Kingdom | ME0000003139SFDAA00004 | FastClamp | FastClamp | FastClamp
SURGICAL INNOVATIONS LIMITED | المملكة المتحدة | United Kingdom | ME0000003139SFDAA00006 | FastClamp Bar | FastClamp Bar | FastClamp Bar
SURGICAL INNOVATIONS LIMITED | المملكة المتحدة | United Kingdom | ME0000003139SFDAA00005 | Bariatric Fastclamp | Bariatric Fastclamp | Bariatric Fastclamp
SURGICAL INNOVATIONS LIMITED | المملكة المتحدة | United Kingdom | ME0000003139SFDAA00009 | Extended Clamp Arm Assy | Extended Clamp Arm Assy | Extended Clamp Arm Assy
MIRA REHAB LIMITED | المملكة المتحدة | United Kingdom | ME0000002119SFDAA00015 | MIRA | MIRA | A digital solution for physical therapy and tele-rehabilitation | حل رقمي للعلاج الطبيعي وإعادة التأهيل عن بعد
Armstrong Medical Ltd | المملكة المتحدة | United Kingdom | ME0000003910SFDAA00334 | NeoFlow Bonnet Bonnet Small (28-31cm) | Bonnet | Bonnet small (yellow) (28-31cm)
Cantel (U.K.) Ltd. | المملكة المتحدة | United Kingdom | ME0000008986SFDAA00003 | NEUTRA-FLUSH | NEUTRA-FLUSH | NEUTRA-FLUSH™ is a convenient, space saving, pre-cleaning kit containing a neutral, low foaming cleanser intended for the post procedural, initial flush and wipe of an endoscope at the bedside.
Armstrong Medical Ltd | المملكة المتحدة | United Kingdom | ME0000003908SFDAA00003 | NeoFlow Bonnet Large (34-38cm) | Bonnets | Bonnet large (green) (34-38cm)
Armstrong Medical Ltd | المملكة المتحدة | United Kingdom | ME0000003912SFDAA00001 | NeoFlow Bonnet Extra Small (24-28cm) | Bonnet | Bonnet extra-small (white) (24-28cm)
SURGICAL INNOVATIONS LIMITED | المملكة المتحدة | United Kingdom | ME0000003139SFDAA00010 | Sterilisation Sleeve | Sterilisation Sleeve | Sterilization Sleeve
SURGICAL INNOVATIONS LIMITED | المملكة المتحدة | United Kingdom | ME0000003139SFDAA00008 | Instrument Clamp Assembly | Instrument Clamp Assembly | Instrument Clamp Assembly
S MURRAY & CO | المملكة المتحدة | United Kingdom | ME0000006844SFDAA00004 | Scissors | Scissors | Scissors used in open surgery in the disciplines of General, Thoracic, Gynaecology & Obstetrics, Urology, Proctology, Dental, Chiropody, Neuro, Orthopaedic, ENT and Plastic Surgery.
Armstrong Medical Ltd | المملكة المتحدة | United Kingdom | ME0000003911SFDAA00001 | NeoFlow Bonnet Extra Large (38-42cm) | Bonnet | nCPAP Bonnets extra-large (38-42cm)
Armstrong Medical Ltd | المملكة المتحدة | United Kingdom | ME0000003909SFDAA00002 | NeoFlow Bonnet Medium (31-34cm) | Bonnets | Bonnet medium (purple) (31-34cm)
Armstrong Medical Ltd | المملكة المتحدة | United Kingdom | ME0000003913SFDAA00001 | NeoFlow Bonnet Pre-term (up to 24cm) | Bonnet | Bonnet pre-term (light blue) (up to 24cm)
S MURRAY & CO | المملكة المتحدة | United Kingdom | ME0000006844SFDAA00007 | FORCEPS | FORCEPS | Range of reusable surgical instruments, supplied unsterile, for use in open surgery in the disciplines of General, Thoracic, Gynaecology & Obstetrics, Urology, Proctology, Dental, Chiropody, Neuro, Orthopaedic, ENT and Plastic Surgery.
Astek Innovations Ltd | المملكة المتحدة | United Kingdom | ME0000004494SFDAA00001 | Tray Adhesive | NIL | A metallic container with paint.
PRISM Medical UK | المملكة المتحدة | United Kingdom | ME0000004448SFDAA00002 | Mackworth | Mobile Hoist | The Mackworth M180® mobile hoist (floor hoists) represent great value and are designed and manufactured in Great Britain using high quality steel, components and construction that utilises laser guided cutting and welding accuracy to provide years of reliable service. The M Series mobile hoists boasts an impressive 180kg lifting capacity, a leg opening angle of 16 degrees (or 110cm) and market leading Linak® actuators and motors. It truly represents real value for money in its class. Tailor the M Series hoist to suit theh solution you require by selecting from the following options: • 180kg rated load • Folding or fixed mast • Jumbo or Home care actuator and handset (Jumbo recommended for long term and acute care) • Electric leg opening • Led indicator lights or LCD Display Screen (displays: up, down, warnings and status) • Plastic or Zinc castors
PRISM Medical UK | المملكة المتحدة | United Kingdom | ME0000004414SFDAA00002 | Prism | Mobile Hoist | The A320B is a lifting aid used by health care professionals to transfer clients. The floor hoist makes it possible to move mobility impaired individuals with minimal strain or risk to the caregiver, while providing complete safety, dignity and comfort for the client. The A320B Mobile hoist is one of two components that make up this technology. The other component, the sling, is a specially designed fabric accessory that attaches to the floor hoist by means of a carry bar and straps, and holds an individual while the lift, or transfer takes place. The sling is generally supplied with the floor hoist at the initial time of purchase. Please refer to any user guides supplied with the sling and reference them while reviewing this manual. The A320B has the ability to lift an individual up from one location such as bed, then move the individual to another location and finally lower the individual into a chair or bath. The functions of lifting up or down, or opening and closing the legs on the hoist, are accomplished by pressing buttons on the hand control. The hand control is attached to the floor hoist. Due to the design of the floor hoist system, it takes very little effort to press a button to perform the desired motion.
Promedics Orthopaedic Ltd | المملكة المتحدة | United Kingdom | ME0000008556SFDAA00010 | Velpeau® Genucast 0° CLASSIC | Velpeau® Genucast 0° CLASSIC | Velpeau® Genucast Classic is a knee orthosis for immobilization. Conformable aluminium stays help immobilise of the knee joint.
S MURRAY & CO | المملكة المتحدة | United Kingdom | ME0000006844SFDAA00009 | Tuning Forks | Tuning Forks | A hand-held manual instrument designed as an acoustic resonator used to test the hearing acuity of a patient, to diagnose hearing disorders, and to test for vibratory sense.
PRISM Medical UK | المملكة المتحدة | United Kingdom | ME0000004414SFDAA00010 | Freeway | Manual Standing Transfer Platform | "The Mackworth TA180 is a cost effective stand aid and transfer support unit that encourages more mobile clients to stand un-assisted. The versatility of the Mackworth TA180 allows for ease of use in a variety of care and health environments. The TA180 stand aid is easy to use, with opening legs to navigate chairs and other obstacles and braked rear casters to keep the unit stable while the patient raises themselves from a seated position. Once in the raised position the rear seat pads are moved into place to prevent falls and the patient can then be transferred between beds, chairs and toilets etc without the need for a wheelchair. Suitable for use with clients have some mobility, but need that little bit of extra help due to reduced leg strength or balance. An easily fitted and adjusted Back Support Belt is also available for clients who require extra assurance during transfers."
PRISM Medical UK | المملكة المتحدة | United Kingdom | ME0000004414SFDAA00003 | Prism- CP200 | Portable Track Hoist | Portable Track Hoist
PRISM Medical UK | المملكة المتحدة | United Kingdom | ME0000004414SFDAA00008 | Mackworth | Mobile Hoist | "The Mackworth M180® mobile hoist (floor hoists) represent great value and are designed and manufactured in Great Britain using high quality steel, components and construction that utilises laser guided cutting and welding accuracy to provide years of reliable service. The M Series mobile hoists boasts an impressive 180kg lifting capacity, a leg opening angle of 16 degrees (or 110cm) and market leading Linak® actuators and motors. It truly represents real value for money in its class. Tailor the M Series hoist to suit theh solution you require by selecting from the following options: •180kg rated load • Folding or fixed mast • Jumbo or Home care actuator and handset (Jumbo recommended for long term and acute care) • Electric leg opening • Led indicator lights or LCD Display Screen (displays: up, down, warnings and status) • Plastic or Zinc castors
Smirthwaite Ltd | المملكة المتحدة | United Kingdom | ME0000004859SFDAA00065 | Smirthwaite | Seating Products | Our Juni footrest can be attached to the Juni chair or it can act as an independent footrest. The Juni footrest is both height and angle adjustable making it easy to tailor to the needs of your child.
Smirthwaite Ltd | المملكة المتحدة | United Kingdom | ME0000004867SFDAA00001 | Smirthwaite | Changing Bench | "The Mobi Changer is a mobile changing table that requires no installation or fixing. Its compact and slim line design means it can be easily manoeuvred from room to room. It’s a cost effective option for multi-transfer or multi-user environments. Electrically operated, the Mobi Changer is easy to lower and elevate at the touch of a button. With a travel range of 480mm, safe and suitable working heights are easy to achieve. This can help lower the risk of back injury to the carer. This mobile changing table offers enough clearance for a wide number of hoists. Its mobility and unique stowaway side rails enable safe and easy handling. So, whether you are transferring from a bed, wheelchair or toileting chair, the Mobi Changer is the perfect solution. An optional angled back is also available on the powder coated version only. The Mobi Changer comes in a cream powder coated frame for dry environments or stainless steel frame for damp environments. Take a look at our full range of changing and showering products.
Smirthwaite Ltd | المملكة المتحدة | United Kingdom | ME0000004873SFDAA00001 | Smirthwaite | Smirthwaite | Whether in the classroom, nursery or at home, better posture while seated creates a more positive experience for your child. It can help develop fine motor skills, increase confidence and the ability to engage and learn. Juni postural chair comes in four colours and the contemporary design helps to promote social inclusion. Juni’s seat and backrest provide unique contouring to promote better posture, give higher levels of comfort and help your child feel more secure and stable in the chair. It is our vibrant chair for children who require minimal levels of postural support when seated. We understand that your child’s needs change during each stage of growth and development. That's why the seat's height and depth, as well as armrest height, can easily be adjusted. The backrest can be reclined by 5° increments (from 95° to 105°), while it also features a unique built-in lumbar support
Smirthwaite Ltd | المملكة المتحدة | United Kingdom | ME0000004882SFDAA00001 | Smirthwaite | Changing Bench | "The Mobi Heavy Duty Changer has been designed to meet the needs of bariatric users and as an adult changing table with larger weight requirements. Its powerful 12K Newton motor, coupled with the extra wide mattress platform, makes it the ideal solution. The benefit of the Mobi range of products is that they do not require any wall mounting or floor fixing. They are easy to manoeuvre which means that the user can be transported from room to room with no trouble (door opening has to be 1100mm or more). The Mobi Heavy Duty Changer is electronically operated, which makes adjusting the height of the table simple, this is beneficial for both the carer and user. Powder coated finish so dry room environments only.
Smirthwaite Ltd | المملكة المتحدة | United Kingdom | ME0000004854SFDAA00010 | Smirthwaite | Changing Bench | Hi-Riser is an electrically operated wall-mounted changing table that is suitable for children and adults of up to 200kg. Despite its robust structure, the Hi-Riser has a slim line design that ensures it fits easily into most environments. The Hi-Riser has been designed so that it can be used with most mobile or ceiling hoists. The unique safety side rail stows away, streamlining access for transfers from a wheelchair, shower and toileting chair. The Hi-Riser also benefits from an impressive travel range of 600mm.We understand that every need is different, which is why the Hi-riser comes in seven different sizes that cater from young children through to adults. The Hi-Riser comes in a cream powder coated frame for dry environments or stainless steel frame for damp environments. We are able to provide a free assessment if required and also offer a chargeable installation service. Smirthwaite Limited will not be held responsible for any damage to the product or property for installations carried out by a third party. If fitting to stud walls please purchase the backing board in addition. Products are not eligible for a free 28-day return if they’ve been used or installed.
PRISM Medical UK | المملكة المتحدة | United Kingdom | ME0000004675SFDAA00002 | Track | Track systems | The hoist systems for the transfer of clients from one surface to another
PRISM Medical UK | المملكة المتحدة | United Kingdom | ME0000004670SFDAA00003 | Turntables | Track systems | The hoist systems for the transfer of clients from one surface to another
Smirthwaite Ltd | المملكة المتحدة | United Kingdom | ME0000004850SFDAA00001 | Smirthwaite | Changing Bench | The Easi-Lift Changing Bench has a travel range of 500mm to meet varying needs and the bench can easily be set to a safe and suitable working height to help prevent the risk of back injury to the carer. Easi-Lift Changing Bench is a compact, electrically operated wall-mounted changing bench designed to fit in a dry room environment where space is at a minimum, folding away to save space after use. We are able to provide a free assessment if required and also offer a chargeable installation service. Smirthwaite Limited will not be held responsible for any damage to the product or property for installations carried out by a third party. If fitting to stud walls, please purchase the backing board in addition. Products are not eligible for a free 28-day return if they’ve been used or installed.
Smirthwaite Ltd | المملكة المتحدة | United Kingdom | ME0000004862SFDAA00071 | Smirthwaite | Seating Products | We understand the challenges of the classroom and home environment. Height adjustment is now easy with our Juni Hi Lo Base using the gas assisted lift. The slimline footprint of the base makes this the ideal solution to fit under most classroom desks. So now, you can use your Juni chair together with the Juni Hi Lo Base by simply attaching it to the plate on top of the base; or use the chair independently where height adjustments are not needed. Only suitable for Juni chairs size 1 & 2.
Smirthwaite Ltd | المملكة المتحدة | United Kingdom | ME0000004875SFDAA00002 | Smirthwaite | Entry Level Stander | Buddy is an entry-level vertical stander. Designed for very young children (please use technical data for sizing), who require low to moderate levels of support whilst weight bearing. Its design allows it to be used as a hip stander suitable for targeting therapy for the development of specific areas such as trunk and shoulder girdle stability and head control. The Buddy is very slim line so can be used in schools enabling your child to perform numerous activities without feeling isolated from friends. It's colour and friendly character also brightens up any room. The Buddy offers numerous height and width adjustments in the chest and pelvic bands as well as additional angle adjustments in the knee supports and sandals and a removable tray.
PRISM Medical UK | المملكة المتحدة | United Kingdom | ME0000004673SFDAA00006 | H systems | Track systems | The hoist systems for the transfer of clients from one surface to another
PRISM Medical UK | المملكة المتحدة | United Kingdom | ME0000004414SFDAA00014 | Mackworth | Stand Aid - Standing transfer platform- Electric | Stand Aid - Standing transfer platform- Electric
PRISM Medical UK | المملكة المتحدة | United Kingdom | ME0000004414SFDAA00009 | Mackworth | Manual Transfer Platform | "The Freeway Raiser is a sit to stand platform, which is designed to provide an active, safe and comfortable transfer of the user. It is ideal for short distance transfers, such as to/from bed to chair. Its versatility allows use with wheelchairs, toilet and shower chairs. Soft and wide padding in the leg support improves stability, and the sturdy handle offers many grip options for both the user and the carer. The rear wheels with independent locking manual brakes, makes it easy for a carer to manoeuvre, and provides maximum stability and safety for the user. The Freeway Raiser has a safe working load of 160 kg. To meet the needs of the user, two different styles of safety belts are available – Freeway Ladder Strap and Freeway Safety Belt. Both can be easily attached to the transfer platform to enable either one or two carers to assist a user to their feet. The unique handle mechanism on the Freeway Raiser provides further security and safety for belt fastening."
PRISM Medical UK | المملكة المتحدة | United Kingdom | ME0000004414SFDAA00017 | Mackworth TX600 | Ceiling Track Hoist | "The easy to use hoist is designed to be operated by both professional health care workers and home health care workers who may not have a specific range of skills in health care. Typical home care users may include, but is not limited to, teachers, medics, paramedics, carers, family and friends. Focusing on the dignity and wellbeing of the person being moved, the simple to use hoist maximises the amount of care provided to the person. The TX600 hoist is a fixed ceiling track hoist, and should only be used whilst on the ceiling track. It has the ability to raise up an individual from one location, such as a bed, move the individual along the track to another location and finally lower the individual, such as into a chair or a bath. The TX600 is designed to be used with Mackworth slings and the Mackworth ceiling track system. Together these three items make up the system. Please refer to any user guides supplied with the sling and track system and reference them while reviewing this manual. A risk assessment must be performed before using any other manufactured sling, carry bar or ceiling track to ensure safe use can be established. The carry bar manufactured by Mackworth, associated for use with this device, incorporates two fixing points. The fixing can be derived by the user by means of a simple connection made by the sling to the carry bar itself. This connection system is used throughout the industry in various designs but all act as the means to hold the sling and user in place through operation of the device whilst in use. The sling is a specially designed fabric accessory that attaches to the hoist by means of a carry bar and strap system, and holds an individual while the hoist or transfer takes place. The sling is supplied separately from the hoist at the initial time of purchase.
PRISM Medical UK | المملكة المتحدة | United Kingdom | ME0000004414SFDAA00016 | Freeway TransactiveXtra | Ceiling Track Hoist | The Freeway TransactiveXtra Ceiling Track Hoist, exclusively manufactured by Prism Medical UK, is the safest, easiest and most practical way to safely transfer clients from one surface to another. Installed at ceiling level, complete with innovative tracking solutions, the Freeway TransactiveXtra Ceiling Track Hoist provides the caregiver with increased access to the client – making their job safer, and making the transfer more comfortable for the client. The TransactiveXtra benefits from a low profile design, which is unobtrusive – yet provides a much greater lifting height than any other hoist option. With a range of track layouts available, advanced safety features and useful diagnostic tools, the TransactiveXtra can greatly improve quality of life for its users.
PRISM Medical UK | المملكة المتحدة | United Kingdom | ME0000004414SFDAA00013 | Prism | Slings | The Sling with Head Support is an in-situ sling specifically designed for amputee clients or users who remain in a sling for prolonged periods of time. The Comfort Recline Sling with Head Support has been designed to remain in position under the client whilst they are seated as it is constructed from breathable ‘spacer’ material. It’s ability to remain in position under the user means that this sling is ideal for when the introduction of a sling is difficult. This sling also benefits from the addition of a taped head support with adjustment loops for those clients who require extra support.
PRISM Medical UK | المملكة المتحدة | United Kingdom | ME0000004414SFDAA00011 | Mackworth | Shower Chair | "The Mackworth Essentials shower and commode chair from Prism Medical UK represents the greatest value solution available to the market. The attendant-propelled chair boasts height adjustable aluminium frame and a removable seat section to convert it from a moving, handling and showering solution to a commode chair. There is also an optional rear wheel and brake kit to simply and quickly transform it to a self-propelled chair. The reduction in cost is made possible by stripping the chair down to the ‘essential’ components and features to reduce manufacturing complexity, but make no mistake, there is no reduction quality. The Mackworth Essentials shower chair benefits from the same rigorous, ergonomic design procedures and quality checks as our other trusted Mackworth products. It is constructed from high quality materials that will provide years of reliable service.
Promedics Orthopaedic Limited | المملكة المتحدة | United Kingdom | ME0000002538SFDAA00003 | Airstep® Walker Classic | Ankle and foot stabilizing orthoses | Ankle and foot stabilizing orthoses | دﻋﺎﻣﺔ ﻟﺗﺛﺑﯾت اﻟﻘدم واﻟﻛﺎﺣل
PRISM Medical UK | المملكة المتحدة | United Kingdom | ME0000004414SFDAA00015 | Freeway | Stand Aid - Standing transfer platform- Electric | Stand Aid - Standing transfer platform- Electric
PRISM Medical UK | المملكة المتحدة | United Kingdom | ME0000004414SFDAA00007 | Prism | Free Standing Gantry | "The Prism FSG200 Free Standing Gantry system is designed to provide a safe, stable hoist track in places where a fixed ceiling track is not available or portable solution is required. When used in conjunction with a portable track hoist, such as the Prism CP200, the system is perfect for home care, allowing users to extend the time they remain in their own home by years. It’s a cost effective solution that is easy to transport and simple to erect in minutes by either 1 or 2 people without the need for tools. The FSG200 has a safe working load of 200kg, which is approximately 311/2 stones or 440 pounds, and caters for the requirements of both the patient and caregiver, providing a safe and dignified experience for both.
S MURRAY & CO | المملكة المتحدة | United Kingdom | ME0000006844SFDAA00008 | HOLLOWWARE INSTRUMENT TRAY | HOLLOWWARE INSTRUMENT TRAY | variety of medical devices containing fluids, carrying or holding instruments and collecting body waste.
KOBAYASHI HEALTHCARE EUROPE ,LTD | المملكة المتحدة | United Kingdom | ME0000005339SFDAA00002 | KOOL 'N' SOOTHE FEVER | COOLING GEL SHEET | COOLING GEL SHEET DESIGNED TO PROVIDE IMMEDIATE COOLING RELIEF OF THE HOT FEVERISH CHILD , WITH NO NEED FOR PREPARATION THEY ARE READY TO USE STRAIGHT FROM THE PACK AND ONCE PLACED ON THE FOREHEAD THEY PROVIDE A GENTLE COOLING SENSATION FOR UP TO 8 HOURS | صممت لصقات كوول اند سوز للحمى من اجل منح الطفل الذى يعانى من ارتفاع فى درجه الحراره / المصاب بالحمى شعورا مريحا بالانتعاش الفورى - لاداعى لتحضيرها فهى جاهزه لاستخدامها من العبوه مباشره وبمجرد وضعها على الجبهه فانها توفر شعورا لطيفا بالترطيب لمده تصل الى 8 ساعات
S MURRAY & CO | المملكة المتحدة | United Kingdom | ME0000006844SFDAA00011 | HOLLOWWARE KIDNEY DISH | HOLLOWWARE KIDNEY DISH | A portable vessel designed to be used for a variety of medical purposes such as containing fluids, carrying or holding instruments prior to or during a procedure, and collecting body waste or other matter.
James Leckey Design Ltd | المملكة المتحدة | United Kingdom | ME0000008572SFDAA00008 | GottaGo | GottaGo | The GottaGo is a portable toilet seat intended to facilitate toileting at home and in the community.
KOBAYASHI HEALTHCARE EUROPE ,LTD | المملكة المتحدة | United Kingdom | ME0000005339SFDAA00003 | KOOL 'N' SOOTHE MIGRAIN & FEVER | COOLING GEL SHEET | DESIGNED TO PROVIDE IMMEDIATE COOLING RELIEF TO THE SEVER DISCOMFORT ASSOCIATED WITH MIGRAINE/HEADACHES AND FEVER .COMFORTING AND SOOTHING THEY PROVIDE A GENTLE CONTINOUS COOLING EFFECT FOR UP TO 8 HOURS | تركيبه لضمان تبريد يبعث على التعافى الفورى من الانزعاج الحاد الناجم عن حالات الصداع / الصداع النصفى والحمى - مريح ومهدىء حيث يوفر تاثير تبريد مستمر لمده تصل الى 8 ساعات
Smirthwaite Ltd | المملكة المتحدة | United Kingdom | ME0000004879SFDAA00001 | Smirthwaite | Seating Products | This canteen chair is all about inclusion. Designed with the charity Cerebra to give children the opportunity to eat and socialise with friends. The Sunni is also suited to home environments. Sunni uses adjustable brackets to safely connect to cafeteria and canteen stools. The armrests lift for access when placing a child into the seat. Sunni can be easily picked up and manoeuvred when tidying the canteen away after use. Sunni comes in four lovely colours. It's available in two sizes and has an optional high backrest for taller children. The chair can also be simply used as a canteen booster chair for smaller children. A range of accessories are available for the Sunni. Including a footrest that fixes to the chair for children that need extra lower leg support. A booster is also available making it perfect for breakfast bar or dinner table feeding, or to simply give your child extra height when playing.
Smirthwaite Ltd | المملكة المتحدة | United Kingdom | ME0000004863SFDAA00001 | Smiwthwaite | Shower Trolley | "For many children and adults, conventional methods of bathing and showering can be difficult and even hazardous. That's why Smirthwaite has created the Mobi Shower Trolley, which is battery powered, height-adjustable and specifically designed to enable the user to be safely and easily washed or showered by their carer. The Mobi offers a range of height adjustments to enable the carer to shower and change the user at a safe and suitable working height. This reduces the risk of back injury for the carer. The Mobi Shower Trolley has been designed with two unique safety side rails that can be easily stowed away beneath the trolley. This allows maximum clearance for safe, easy transfer and use. Key Features • Mobile and easy to manoeuvre • No installation required • Stainless steel frame • Drainage channel and pipe • Soft comfortable mattress and wedge shaped pillow • Available in 1 size • Travel range of 460mm • Length of table is 1800mm • Weight capacity of 220kg
Smirthwaite Ltd | المملكة المتحدة | United Kingdom | ME0000004852SFDAA00001 | Smirthwaite | Seating Products | The Hardrock is an extremely durable and robust chair that has been specifically designed for children to adults who are prone to rock repetitively. The Hardrock provides moderate levels of postural support and is suitable for both school and home environments. It can be a challenge to engage children with complex learning difficulties in educational and everyday activities. The Hardrock tackles this issue and offers a positive solution. It provides a safe environment and one that is conducive to learning. The Hardrock uses an anti-thrust system and anterior pad to provide secure postural management within clearly defined boundaries. Thoracic supports and stabilisers are available for children who exhibit sideways motion.
VacSax limited | المملكة المتحدة | United Kingdom | ME0000005374SFDAA00006 | Vommax Emesis Bag | Vommax Emesis Bag | Vommax Emesis Bag
Quadralene Limited | المملكة المتحدة | United Kingdom | ME0000022599SFDAA00002 | Getinge DLC / POKA-YOKE DLC | Getinge DLC / POKA-YOKE DLC | alkaline type detergent
Medical Device Management Ltd | المملكة المتحدة | United Kingdom | ME0000016773SFDAA00002 | Xylocaine 10mg Spray Nozzle 120mm | Short Spray Nozzle - Aspen | A white, 120 mm length spray nozzle made of polypropylene, consisting of cap and nozzle assembly | انبوب رش ابيض بطول 120 مم مصنوع من مادة البولي بروبيلين وتتكون من مجموعة غطاء وأنبوب
Amity International | المملكة المتحدة | United Kingdom | ME0000010712SFDAA00061 | 3 Step Solution Wipe 3 | 3 Step Solution Wipe 3 | 3 Step Solution Wipe 3
Amity International | المملكة المتحدة | United Kingdom | ME0000010712SFDAA00060 | 3 Step Solution Wipe 1 | 3 Step Solution Wipe 1 | 3 Step Solution Wipe 1
CAPE WARWICK LTD | المملكة المتحدة | United Kingdom | ME0000006639SFDAA00008 | KIDNEY DISH | Kidney Dishes & Vomit Bowls | Is a shallow basin with a kidney-shaped base used in medical and surgical wards to receive soiled dressings and other medical waste
Select Health Care (UK) Ltd | المملكة المتحدة | United Kingdom | ME0000005790SFDAA00010 | LOCOMOTOR SLIDE SHEET | SLIDE SHEET | A fabric cylinder with a low friction inner surface allowing an individual to be re-positioned without the need to lift
Otto Bock Healthcare PLC | المملكة المتحدة | United Kingdom | ME0000021321SFDAA00001 | AUTOMATIC RING LOCK KNEE JOINT | AUTOMATIC RING LOCK KNEE JOINT | KNEE JOINT
PERFORMANCE HEALTH | المملكة المتحدة | United Kingdom | ME0000009694SFDAA00030 | Wheelchair self propelled narrow detachable arm foot rests | Wheelchair self propelled narrow detachable arm foot rests | The Days Chrome Plated Steel manual wheelchairs are intended to assist and improve mobility for those individuals who are less able or have walking difficulties who wish to maintain their independence
ConvaTec Limited | المملكة المتحدة | United Kingdom | ME0000002556SFDAA00059 | Combihesive Natura | N/A | 2 Pieces ostomy system
ConvaTec Limited | المملكة المتحدة | United Kingdom | ME0000002556SFDAA00061 | Natura Stomahesive | N/A | 2 Pieces ostomy system
Cantel (U.K.) Ltd. | المملكة المتحدة | United Kingdom | ME0000008986SFDAA00004 | OXYFLOW | Endoscopic bite block | OXYFLOW Oxygen Mouthguard With Headstrap.
De Soutter Medical Ltd. | المملكة المتحدة | United Kingdom | ME0000006917SFDAA00001 | CC5 CAST SAW-VAC | CC5 CAST SAW-VAC | LOW VOLTAGE CAST CUTTER
Duckworth & Kent Ltd. | المملكة المتحدة | United Kingdom | ME0000007647SFDAA00002 | Implantation System | Manual Intraocular Lens Injector | Handpiece Implantation System
Cantel (U.K.) Ltd. | المملكة المتحدة | United Kingdom | ME0000008986SFDAA00005 | BITE BLOCK | Endoscopic bite block | BITE BLOCK With Headstrap.
ConvaTec Limited | المملكة المتحدة | United Kingdom | ME0000002556SFDAA00064 | FLEXI-TRAK | ANCHORING DEVICE | Flexi-Trak™ Anchoring Device, Large Non-Sterile.
Duckworth & Kent Ltd. | المملكة المتحدة | United Kingdom | ME0000007647SFDAA00004 | UNFOLDER® Platinum Push Handpeice | Manual Intraocular Lens Injector | Handpiece Implantation System
Duckworth & Kent Ltd. | المملكة المتحدة | United Kingdom | ME0000007647SFDAA00003 | The UNFOLDER® Platinum 1 Series Handpeice | Manual Intraocular Lens Injector | Handpiece Implantation System
ConvaTec Limited | المملكة المتحدة | United Kingdom | ME0000002556SFDAA00062 | ADHESIVE REMOVER SPRAY STING FREE | ADHESIVE REMOVER | ESENTA Medical adhesive remover spray sting free
ConvaTec Limited | المملكة المتحدة | United Kingdom | ME0000002556SFDAA00065 | ADHESIVE REMOVER WIPES STING FREE | ADHESIVE REMOVER | ESENTA medical adhesive remover wipes sting free
SEERS MEDICAL LIMITED | المملكة المتحدة | United Kingdom | ME0000006111SFDAA00033 | SEERS MEDICAL therapy range | Therapy Tilt table range | Model ST7640, ST7640DL, ST7641, ST7641DL, ST7645, ST7645DL, ST7647, ST7647DL, ST7649, ST7649DL, ST7650, ST7651 Therapy Standard Tilt Tables
DESOUTTER MEDICAL LTD. | المملكة المتحدة | United Kingdom | ME0000006156SFDAA00003 | SCISSORS | SCISSORS | SCISSORS - UNDERPADDING 18cm
DESOUTTER MEDICAL LTD. | المملكة المتحدة | United Kingdom | ME0000006156SFDAA00005 | PS5 POWER SUPPLY | PS5 POWER SUPPLY | MEDICAL POWER SUPPLY
SEERS MEDICAL LIMITED | المملكة المتحدة | United Kingdom | ME0000006111SFDAA00034 | SEERS MEDICAL Medicare Range | Multicare couch single and dual footrest | Model SM9556, SM9566, SM9576, SM0575, SM0585 Multicare couchs single and dual footrest
DESOUTTER MEDICAL LTD. | المملكة المتحدة | United Kingdom | ME0000006156SFDAA00002 | CLEAN CAST EXTRACTOR | CLEAN CAST EXTRACTOR | Medical Clean Cast Extractor
ConvaTec Limited | المملكة المتحدة | United Kingdom | ME0000002556SFDAA00063 | Esenta skin barrier | Skin Barrier spray and Wipe | Sting free Skin Barrier spray and Wipe
SEERS MEDICAL LIMITED | المملكة المتحدة | United Kingdom | ME0000006111SFDAA00044 | SEERS MEDICAL Medicare Range | Medicare Bariatric 2 and 3 sections Couches range | Model SM2573, SM2673, SM4542, SM4642, SM3573, SM3673 Medicare Bariatric 2 and 3 sections Couches
SEERS MEDICAL LIMITED | المملكة المتحدة | United Kingdom | ME0000006111SFDAA00035 | SEERS MEDICAL Medicare Range | Medicare Echocardiography Couches | Model SM3590, SM3690 Medicare Echocardiography Couches
SEERS MEDICAL LIMITED | المملكة المتحدة | United Kingdom | ME0000006111SFDAA00036 | SEERS MEDICAL Therapy range | Therapy Deluxe Drainage Couch | Model ST3547, ST3548, ST3549, ST3547S, ST3548S, ST3549S Therapy Deluxe Drainage Couch
SEERS MEDICAL LIMITED | المملكة المتحدة | United Kingdom | ME0000006111SFDAA00043 | SEERS MEDICAL Medicare Range | Medicare Ultrasound Couches | Model SM9686, SM9686D, SM9696, SM9696D Medicare Ultrasound Couches
SEERS MEDICAL LIMITED | المملكة المتحدة | United Kingdom | ME0000006111SFDAA00038 | SEERS MEDICAL Therapy range | Therapy Hygiene Couch range | Model ST1551A, ST1561A, ST1651A, ST1661A, ST1551B, ST1561B, ST1651B, ST1661B, ST1551C, ST1561C, ST1651C, ST1661C Therapy Hygiene Couch
SEERS MEDICAL LIMITED | المملكة المتحدة | United Kingdom | ME0000006111SFDAA00042 | SEERS MEDICAL Medicare Range | Medicare Mobile 2 and 3 section | Model SM2650, SM2450, SM3650, SM3450 Medicare Mobile Treatment Couches
SEERS MEDICAL LIMITED | المملكة المتحدة | United Kingdom | ME0000006111SFDAA00045 | SEERS MEDICAL Therapy range | Therapy Mat Table | Model ST5551, ST5561, ST5551W, ST5561W, ST5561L Therapy Mat Table
DESOUTTER MEDICAL LTD. | المملكة المتحدة | United Kingdom | ME0000006156SFDAA00006 | De Soutter CleanCast | Cast Saw Blade | Model 1060, 3950, 6230, 6240, 6250, 6260, 7310, 7320, 7960, 11120, 11410, 14200, 15140 19610, 19670, 19700, 19640, 19680, 19720, 19660, 19730, 19710, 20240, 20280 and 20290 Cast Saw Blade
SEERS MEDICAL LIMITED | المملكة المتحدة | United Kingdom | ME0000006111SFDAA00040 | SEERS MEDICAL Medicare Range | Medicare phlebotomy couch | Model SM9556P, SM9566P, SM9576P, SM9586P Medicare Phlebotomy couch
Nova Instruments | المملكة المتحدة | United Kingdom | ME0000007818SFDAA00004 | Nova Bone File | NOVA D/E Hollow SUGARMAN FILE 3-4, NOVA D/E Hollow SCHLUGER CURVED 9-10, NOVA D/E Hollow MILLER 10, NOVA BONE FILE MILLER 52 | Dental Hand Instrument
Nova Instruments | المملكة المتحدة | United Kingdom | ME0000005210SFDAA00038 | Nova Serrated Beak Forceps | NOVA SERRATED FORCEP 1 NOVA SERRATED FORCEP 2 NOVA SERRATED FORCEP 4 NOVA SERRATED FORCEP 7 NOVA SERRATED FORCEP 13 NOVA SERRATED FORCEP 17 NOVA SERRATED FORCEP 18 NOVA SERRATED FORCEP 22 NOVA SERRATED FORCEP 33 NOVA SERRATED FORCEP 67 NOVA FORCEP 51 SERRATED NOVA SERRATED FORCEP 79 NOVA SERRATED FORCEP 150 NOVA SERRATED FORCEP 151 | Dental hand instrument for Restorative procedures
Nova Instruments | المملكة المتحدة | United Kingdom | ME0000005210SFDAA00048 | Nova Probe | As attached in File of Models | Dental hand instrument for Diagnostic and Restorative procedures
Nova Instruments | المملكة المتحدة | United Kingdom | ME0000005210SFDAA00058 | Nova Explorer | As attached in File of Models | Dental hand instrument for Diagnostic and Restorative procedures
Nova Instruments | المملكة المتحدة | United Kingdom | ME0000005210SFDAA00062 | Nova Ligature Director | NOVA D/E Octagonal LIGATURE PLACER INSTRUMENT | Dental hand instrument for Diagnostic and Restorative procedures
Nova Instruments | المملكة المتحدة | United Kingdom | ME0000005210SFDAA00051 | Nova Pliers | Pinza Friedmann Plier P114 Johnson Plier DC37 Dis. End cut s/hold Plier WC32 wire cut lig. Pin Plier WU19 Weingart utility Adams Plier A64 Plier Adams S64 TC Plier Adams S65 TC Plier P139 angle Mauns Wire Cutter 5.5 Pinza Kocher Plier Adams S64 TC Plier Adams S65 TC | Dental hand instrument for Diagnostic and Restorative procedures
Nova Instruments | المملكة المتحدة | United Kingdom | ME0000005210SFDAA00050 | Nova Matrix band retainer | NOVA MATRIX BAND HOLDER NO 8 NOVA MATRIX RETAINER WIDE NOVA MATRIX RETAINER NARROW NOVA Tofflemire Clamp - STANDARD NOVA Tofflemire Clamp - CA TYPE NOVA MATRIX CLAMP IVORY TYPE WITH LATERAL SHIELDS | Dental hand instrument for Diagnostic and Restorative procedures
Nova Instruments | المملكة المتحدة | United Kingdom | ME0000005210SFDAA00046 | NOVA MILLER ARTICULATING FORCEPS | NOVA MILLER ARTICULATING FORCEPS | Dental hand instrument for Diagnostic and Restorative procedures
Nova Instruments | المملكة المتحدة | United Kingdom | ME0000005210SFDAA00044 | Nova Mouth Gag | NOVA Mckesson mouth prop large NOVA Mckesson mouth prop set S M L NOVA Mckesson mouth prop medium NOVA Mckesson mouth prop small | Dental hand instrument for Diagnostic and Restorative procedures
Nova Instruments | المملكة المتحدة | United Kingdom | ME0000005210SFDAA00043 | NOVA Mini Friedmann Ronguer | NOVA Mini Friedmann Ronguer Straight, NOVA Mini Friedmann Ronguer Curved | Dental hand instrument for Restorative procedures
SEERS MEDICAL LIMITED | المملكة المتحدة | United Kingdom | ME0000006111SFDAA00046 | SEERS MEDICAL Therapy range | Therapy Deluxe Couch | Model ST3347, ST3347S, ST3348, ST3348S, ST3349, ST3349S Therapy Deluxe Couch
Nova Instruments | المملكة المتحدة | United Kingdom | ME0000005210SFDAA00039 | Nova Easy Clip Stainless Steel Cassette | Nova Easy Clip 5 Stainless Steel Cassette Nova Easy Clip 10 Stainless Steel Cassette Nova Easy Clip 15 Stainless Steel Cassette Nova Easy Clip 20 Stainless Steel Cassette | Dental Clip Stainless Steel Cassette
Duckworth & Kent Ltd. | المملكة المتحدة | United Kingdom | ME0000007647SFDAA00001 | Toric Marker | Corneal Marker | Corneal Marker
SEERS MEDICAL LIMITED | المملكة المتحدة | United Kingdom | ME0000006111SFDAA00047 | SEERS MEDICAL Therapy range | Therapy Bobath Couch range | Model ST4552, ST4552(W), ST4562, ST4562(W), ST4542, ST4542(W), ST4642, ST4642(W) Therapy Bobath Couch
Nova Instruments | المملكة المتحدة | United Kingdom | ME0000005210SFDAA00033 | Nova Elevators USA Pattern | Woodward 15, Woodward 16, Howard RTP 1, Howard RTP 2, Howard RTP 3, Cryer 25 Cryer 26 Cryer 31 Cryer 32 Cryer 44 Cryer 45 Potts T-Bar 6 Potts T-Bar 7 Heidbrink 1 Heidbrink 2 Heidbrink 40 Heidbrink 41 Heidbrink RTP 1 Heidbrink RTP 2 Heidbrink RTP 3 301 Apexo 302 Apexo 303 Apexo Seldin 1 Left Seldin 1 Right 12M 13M | Elevator USA pattern
Nova Instruments | المملكة المتحدة | United Kingdom | ME0000005210SFDAA00042 | Nova Rubber Dam Clamp | NOVA Rubber Dam Clamp No.0 NOVA Rubber Dam Clamp No.2 NOVA Rubber Dam Clamp No.7 NOVA Rubber Dam Clamp No.8 NOVA Rubber Dam Clamp No.8A NOVA Rubber Dam Clamp No.9 NOVA Rubber Dam Clamp No.14A RUBBER DAM CLAMP SET 00 2 7 8 8A 9 14A WINGLESS RUBBER DAM CLAMP SET 0 00 8A 12 13A 14A NOVA WINGED RUBBER DAM CLAMP 200 NOVA WINGED RUBBER DAM CLAMP 206 | Dental hand instrument for Diagnostic and Restorative procedures
Nova Instruments | المملكة المتحدة | United Kingdom | ME0000005210SFDAA00047 | NOVA Scissors | As attached in File of Models | Dental hand instrument for Diagnostic and restorative procedures
Nova Instruments | المملكة المتحدة | United Kingdom | ME0000005210SFDAA00057 | Nova Excavator | As attached in File of Models | Dental hand instrument for Diagnostic and Restorative procedures
Nova Instruments | المملكة المتحدة | United Kingdom | ME0000005210SFDAA00061 | NOVA Syringe | As attached in File of Models | Dental hand instrument for Diagnostic and restorative procedures
Nova Instruments | المملكة المتحدة | United Kingdom | ME0000005210SFDAA00064 | Nova Spatula | As attached in File of Models | Dental hand instrument for Diagnostic and restorative procedures
Nova Instruments | المملكة المتحدة | United Kingdom | ME0000005210SFDAA00063 | Nova Spreader | NOVA S/E Round SPREADER WAKAI 1-S NOVA S/E Round SPREADER D11 NOVA S/E Round SPREADER D11T NOVA S/E Round SPREADER GP1 NOVA S/E Round SPREADER GP2 NOVA S/E Round RC SPREADER 40 NOVA S/E Round RC SPREADER 60 NOVA S/E Round RC SPREADER 80 | Dental hand instrument for Diagnostic and restorative procedures
Nova Instruments | المملكة المتحدة | United Kingdom | ME0000005210SFDAA00041 | Nova Needle Holder | NOVA Needle Holder Mosquito Straight NOVA Needle Holder Mosquito Curved NOVA Needle Holder Kelly Straight NOVA Needle Holder Kelly Curved NOVA Needle Holder Mayo-Hegar NOVA Needle Holder Crilewood NOVA Needle Holder Spencer Wells Straight NOVA Needle Holder Spencer Wells Curved NOVA Needle Holder Mathieu N/H 17cm NOVA Needle Holder Mathieu N/H 17cm TC NOVA Needle Holder Mathieu N/H 14cm NOVA Needle Holder Mathieu N/H 14cm TC NOVA Kilner Needle Holder TC Gillies Needle Holder Castroviejo needle holder Castroviejo needle holder with TC inserts Castroviejo needle holder with Gold Handle NOVA ADSON NEEDLE HOLDER | Dental hand instrument for Restorative procedures
Nova Instruments | المملكة المتحدة | United Kingdom | ME0000005210SFDAA00034 | Nova Elevators UK/European Pattern | Coupland Chisel 1 Coupland Chisel 2 Coupland Chisel 3 Cryer 30 Left Cryer 31 Right Warwick James Straight Warwick James Left Warwick James Right Bein 1 Bein 2 Bein 3 Winters 11 Left Winters 11 Right Winters 14 Left Winters 14 Right Luxation Elevators 3mm Luxation Elevators 3mm Luxation Elevators 5mm Luxation Elevators 5mm Luxation Kit Elevator Molt 9 Elevator Molt 9 Elevator Apical 26 Elevator Apical 27 Elevator Apical 28 Elevator Apical 79CD Elevator Apical 80CD Elevator Apical 81CD Elevator Periosteal 1 Elevator Howarth Elevator Hospital 21L Elevator Hospital 22R Elevator Apexo 81R Elevator Apexo 81L | Dental Elevators UK/European Pattern
Nova Instruments | المملكة المتحدة | United Kingdom | ME0000005210SFDAA00040 | Nova Easy Clip Silicone Insert | Nova Easy Clip 5 Silicone Inserts X 3 BLUE Nova Easy Clip 5 Silicone Inserts X 3 GREEN Nova Easy Clip 5 Silicone Inserts X 3 RED Nova Easy Clip 5 Silicone Inserts X 3 YELLOW Nova Easy Clip 5 Silicone Inserts X 3 WHITE Nova Easy Clip 5 Silicone Inserts X 3 GREY Nova Easy Clip 10 Silicone Inserts X 3 BLUE Nova Easy Clip 10 Silicone Inserts X 3 GREEN Nova Easy Clip 10 Silicone Inserts X 3 RED Nova Easy Clip 10 Silicone Inserts X 3 YELLOW Nova Easy Clip 10 Silicone Inserts X 3 WHITE Nova Easy Clip 10 Silicone Inserts X 3 GREY | Instrument tray
Nova Instruments | المملكة المتحدة | United Kingdom | ME0000005210SFDAA00037 | Extraction Forceps UK/Childs & Pedodontic | NOVA U.K FORCEP 37 CHILDRENS NOVA U.K FORCEP 39 CHILDRENS NOVA U.K FORCEP 123 CHILDRENS NOVA U.K FORCEP 138 CHILDRENS NOVA U.K FORCEP 160 CHILDRENS NOVA U.K FORCEP 161 CHILDRENS NOVA U.K FORCEP 157 CHILDRENS NOVA U.K FORCEP 158 CHILDRENS NOVA U.K FORCEP 159 CHILDRENS NOVA U.K FORCEP 162 CHILDRENS NOVA U.K FORCEP 163 CHILDRENS Pedodontic Forcep 5 Pedodontic Forcep 6 Pedodontic Forcep 7 | Dental hand instrument for Restorative procedures
Nova Instruments | المملكة المتحدة | United Kingdom | ME0000005210SFDAA00036 | Extraction Forceps UK/European Patterns | NOVA U.K FORCEP 1 NOVA U.K FORCEP 24 NOVA U.K FORCEP 2 NOVA U.K FORCEP 29-S NOVA U.K FORCEP 7 NOVA U.K FORCEP 30 NOVA U.K FORCEP 17 NOVA U.K FORCEP 33A NOVA U.K FORCEP 18 NOVA U.K FORCEP 19 NOVA U.K FORCEP 22 NOVA U.K FORCEP 23 NOVA U.K FORCEP 29 NOVA U.K FORCEP 51 NOVA U.K FORCEP 51A NOVA U.K FORCEP 52 NOVA U.K FORCEP 67 NOVA U.K FORCEP 73-S NOVA U.K FORCEP 73 NOVA U.K FORCEP 74-M NOVA U.K FORCEP 74 NOVA U.K FORCEP 75-A NOVA U.K FORCEP 74-N NOVA U.K FORCEP 75 NOVA U.K FORCEP 76 NOVA U.K FORCEP 76-S NOVA U.K FORCEP 76-N NOVA U.K FORCEP 87 NOVA U.K FORCEP 86 NOVA U.K FORCEP 94 NOVA U.K FORCEP 95 NOVA U.K FORCEP 10 NOVA U.K FORCEP 51-A NOVA U.K. FORCEP 86-C U.K FORCEP 79 NOVA U.K FORCEP 89 NOVA U.K FORCEP 92 NOVA U.K FORCEP 96 NOVA U.K FORCEP 101 NOVA U.K FORCEP 107 NOVA U.K FORCEP 113 NOVA U.K FORCEP 137 NOVA U.K FORCEP 147 | Dental hand instrument for Restorative procedures
Associated Dental Products Ltd | المملكة المتحدة | United Kingdom | ME0000000627SFDAA00004 | KEMDENT MOUTHWASH TABLETS | KEMDENT MOUTHWASH TABLETS | MOUTHWASH TABLETS
ALERTA MEDICAL LTD | المملكة المتحدة | United Kingdom | ME0000000443SFDAA00003 | ALERTA | MATTRESS | Air mattress ALERTA EMERALD 2 ALT-9005, ALERTA SAPPHIRE 2 ALT-9007, BUBBLE, PEARL, EMERALD AUTO, RUBY2, RUBY AUTO, BARIATRIC2, PARTNER, MOBILE
ALERTA MEDICAL LTD | المملكة المتحدة | United Kingdom | ME0000000443SFDAA00003 | ALERTA | MATTRESS | Air mattress ALERTA EMERALD 2 ALT-9005, ALERTA SAPPHIRE 2 ALT-9007, BUBBLE, PEARL, EMERALD AUTO, RUBY2, RUBY AUTO, BARIATRIC2, PARTNER, MOBILE
Benefoot (UK) Ltd Trading as Benecare Medical | المملكة المتحدة | United Kingdom | ME0000005762SFDAA00013 | SPLINTING BATHS | SPLINTING BATHS | he BeneCare Splinting Baths are constructed of the highest quality durable stainless steel with a removable lid and a perforated tray. Thermostatically controlled with a concealed heating element and with over-heat protection and an illuminated on/off switch these baths are the forefront of splinting accessories. With insulated handles to facilitate moving the bath from one location to another they are ideal for working with heat activated thermoplastic materials.
Impo International limited | المملكة المتحدة | United Kingdom | ME0000003359SFDAA00001 | KEDLEY | Orthopedic Supports | Orthopedic Supports
ConvaTec Limited | المملكة المتحدة | United Kingdom | ME0000000539SFDAA00017 | Natura | Two pieces ostomy appliance system | Two pieces ostomy system for the management of stomal output
Albert Browne Ltd. | المملكة المتحدة | United Kingdom | ME0000000951SFDAA00007 | Sterilization Pouch & Roll | Sterilization Pouch & Roll | Sterilization Pouch & Roll
Albert Browne Ltd. | المملكة المتحدة | United Kingdom | ME0000000951SFDAA00008 | ZENPACK Steriwrap Polywrap | Sterilization Packaging Material | Sterilization Packaging Material
SEERS MEDICAL LIMITED | المملكة المتحدة | United Kingdom | ME0000006111SFDAA00066 | SEERS MEDICAL | SEERS MEDICAL Clinnova Gynae | Model NV8483-CLS-DSP, NV8483-PRM-DSP, NV8583-CLS-DSP, NV8583-PRM-DSP, NV8683-CLS-DSP, NV8683-PRM-DSP CLINNOVA Gynae Pro
Nova Instruments | المملكة المتحدة | United Kingdom | ME0000005210SFDAA00059 | Nova Impression Tray | As attached in File of Models | Dental hand instrument for Diagnostic and Restorative procedures
Nova Instruments | المملكة المتحدة | United Kingdom | ME0000005210SFDAA00035 | Extraction Forceps USA Patterns | Extraction Forcep 1 Extraction Forcep 10S Extraction Forcep 13 Extraction Forcep 16 Extraction Forcep 17 Extraction Forcep 18L Extraction Forcep 18R Extraction Forcep 53L Extraction Forcep 53R Extraction Forcep 65 Extraction Forcep 88L Extraction Forcep 88R Extraction Forcep 101 Extraction Forcep 150 Extraction Forcep 150A Extraction Forcep 150S Extraction Forcep 151 Extraction Forcep 151A Extraction Forcep 151S Extraction Forcep 222 Extraction Forcep MD3 USA Forcep 99c | Dental hand instrument for Restorative procedures
Nova Instruments | المملكة المتحدة | United Kingdom | ME0000005210SFDAA00056 | Nova Carver | As attached in File of Models | Dental hand instrument for Diagnostic and Restorative procedures
Nova Instruments | المملكة المتحدة | United Kingdom | ME0000005210SFDAA00060 | Nova Rubber dam forceps | NOVA Rubber Dam Clamp Forcep - Brewer, NOVA Rubber Dam Clamp Forcep - Stokes, NOVA Rubber Dam Clamp Forcep, NOVA Rubber Dam Clamp Forcep - Washington | Dental hand instrument for Diagnostic and Restorative procedures
Nova Instruments | المملكة المتحدة | United Kingdom | ME0000007818SFDAA00013 | Nova Curette | Nova Curette | Dental Hand Instruments for Diagnostic and Restorative Procedures
Nova Instruments | المملكة المتحدة | United Kingdom | ME0000007818SFDAA00009 | Nova Rubber Dam Punch | Nova Rubber Dam Punch | Dental Hand Instruments for Diagnostic and Restorative Procedures
Nova Instruments | المملكة المتحدة | United Kingdom | ME0000007818SFDAA00011 | Nova Matrix Band Retainer | Nova Matrix Band Retainer | Dental Hand Instruments for Diagnostic and Restorative Procedures
Nova Instruments | المملكة المتحدة | United Kingdom | ME0000007818SFDAA00027 | Barnes Endo Gun | NOVA Barnes endo gun straight, NOVA Barnes endo gun curved | Dental Hand Instruments for Diagnostic and Restorative Procedures
Nova Instruments | المملكة المتحدة | United Kingdom | ME0000007818SFDAA00025 | Nova Crown Remover | NOVA CROWN & BRIDGE REMOVER MORELL NOVA CROWN REMOVER & 3 TIPS NOVA CROWN REMOVER x 3 TIPS NOVA CROWN INSTRUMENT UNIVERSAL NOVA ADJUSTABLE CROWN REMOVER TIP 1 NOVA ADJUSTABLE CROWN REMOVER TIP 2 NOVA ADJUSTABLE CROWN REMOVER TIP 3 | Dental Hand Instruments for Diagnostic and Restorative Procedures
Nova Instruments | المملكة المتحدة | United Kingdom | ME0000007818SFDAA00023 | NOVA Gauge | NOVA FOX PLANE BITE GAUGE, Willis Bite gauge | Dental Hand Instruments for Diagnostic and Restorative Procedures
Nova Instruments | المملكة المتحدة | United Kingdom | ME0000007818SFDAA00021 | Nova Rubber Dam | NOVA MEDIUM Rubber Dam 6" x 6" | Dental Hand Instruments for Diagnostic and Restorative Procedures
Nova Instruments | المملكة المتحدة | United Kingdom | ME0000007818SFDAA00019 | Nova WAX KNIFE | NOVA WAX KNIFE LARGE, NOVA WAX KNIFE LARGE NYLON HANDLE, NOVA WAX KNIFE SMALL NYLON HANDLE, NOVA WAX KNIFE SMALL | Dental Hand Instruments for Diagnostic and Restorative Procedures
Nova Instruments | المملكة المتحدة | United Kingdom | ME0000007818SFDAA00017 | Rubber Dam kit | Nova Rubber Dam kit, NOVA Rubber Dam Kit With Washington | Dental Hand Instruments for Diagnostic and Restorative Procedures
Nova Instruments | المملكة المتحدة | United Kingdom | ME0000007818SFDAA00015 | Nova Tweezers | Nova Tweezers | Dental Hand Instruments for Diagnostic and Restorative Procedures
SEERS MEDICAL LIMITED | المملكة المتحدة | United Kingdom | ME0000006111SFDAA00069 | SEERS MEDICAL CLINNOVA THERAPY RANGE | CLINNOVA THERAPY 2 SECTION | Model NV2557, NV2558, NV2559, NV2567, NV2568, NV2569 CLINNOVA Therapy 2 Section Couch
Nova Instruments | المملكة المتحدة | United Kingdom | ME0000007818SFDAA00005 | Nova Mirror | Nova Mirror | Dental Hand Instruments for Restorative Procedures
Nova Instruments | المملكة المتحدة | United Kingdom | ME0000007818SFDAA00007 | Nova Plaster Knife | Nova Plaster Knife | Dental Hand Instruments for Diagnostic and Restorative Procedures
Nova Instruments | المملكة المتحدة | United Kingdom | ME0000007818SFDAA00012 | Nova Matrix Band | Nova Matrix Band | Dental Hand Instruments for Diagnostic and Restorative Procedures
Nova Instruments | المملكة المتحدة | United Kingdom | ME0000007818SFDAA00016 | Nova Cheek Retractor | Nova Cheek Retractor | Dental Hand Instruments for Diagnostic and Restorative Procedures
Nova Instruments | المملكة المتحدة | United Kingdom | ME0000007818SFDAA00020 | Nova Tissue Retractor | NOVA SENN TISSUE RETRACTOR | Dental Hand Instruments for Diagnostic and Restorative Procedures
Nova Instruments | المملكة المتحدة | United Kingdom | ME0000007818SFDAA00024 | Nova Elevator | As attached file of Artwork | Dental Hand Instruments for Restorative Procedures
SEERS MEDICAL LIMITED | المملكة المتحدة | United Kingdom | ME0000006111SFDAA00067 | SEERS MEDICAL CLINNOVA RANGE | CLINNOVA RANGE | Model NV1451(A,B,C), NV1551(A,B,C), NV1651(A,B,C), NV1461(A,B,C), NV1561(A,B,C), NV1661 (A,B,C) CLINNOVA Mobile Hygiene Tables
SEERS MEDICAL LIMITED | المملكة المتحدة | United Kingdom | ME0000006111SFDAA00070 | SEERS MEDICAL CLINNOVA RANGE | CLINNOVA THERAPY DROP END COUCH | Model NV3556, NV3566 CLINNOVA Therapy Drop End Couch
Nova Instruments | المملكة المتحدة | United Kingdom | ME0000007818SFDAA00026 | NOVA Iwanson Caliper | NOVA Iwanson Caliper | Dental Hand Instruments for Diagnostic and Restorative Procedures
Nova Instruments | المملكة المتحدة | United Kingdom | ME0000007818SFDAA00022 | NOVA Retraction Cord | NOVA D/E Round RETRACTION CORD PLACEMENT | Dental Hand Instruments for Diagnostic and Restorative Procedures
Nova Instruments | المملكة المتحدة | United Kingdom | ME0000007818SFDAA00018 | Nova Burnisher | Nova Burnisher | Dental Hand Instruments for Diagnostic and Restorative Procedures
Nova Instruments | المملكة المتحدة | United Kingdom | ME0000007818SFDAA00014 | Nova Plugger | Nova Plugger | Dental Hand Instruments for Diagnostic and Restorative Procedures
Nova Instruments | المملكة المتحدة | United Kingdom | ME0000007818SFDAA00010 | Nova Amalgam Carrier | Nova Amalgam Carrier | instruments used to fill the dental cavities with amalgam
SEERS MEDICAL LIMITED | المملكة المتحدة | United Kingdom | ME0000006111SFDAA00068 | SEERS MEDICAL CLINNOVA THERAPY RANGE | CLINNOVA THERAPY 3 SECTION | Model NV3557, NV3558, NV3559, NV3567, NV3568, NV3569 CLINNOVA Therapy 3 Section Couch
SEERS MEDICAL LIMITED | المملكة المتحدة | United Kingdom | ME0000006111SFDAA00072 | SEERS MEDICAL CLINNOVA THERAPY RANGE | Clinnova Deluxe Therapy Couch | Model NV3347, NV3347S, NV3348, NV3348S, NV3349, NV3349S Clinnova Deluxe Therapy Couch
Nova Instruments | المملكة المتحدة | United Kingdom | ME0000007818SFDAA00006 | Rubber Dam Frame | Rubber Dam Frame | Dental Hand Instruments for Diagnostic and Restorative Procedures
SEERS MEDICAL LIMITED | المملكة المتحدة | United Kingdom | ME0000006111SFDAA00077 | SEERS MEDICAL CLINNOVA THERAPY RANGE | Clinnova Therapy Mat tables | Model NV5551, NV5561, NV5551W, NV5561W, NV5561L Clinnova Therapy Mat tables
SEERS MEDICAL LIMITED | المملكة المتحدة | United Kingdom | ME0000006111SFDAA00074 | SEERS MEDICAL CLINNOVA THERAPY RANGE | Clinnova Therapy drainage couch | Model NV3547, NV3547S, NV3548, NV3548S, NV3549, NV3549S Clinnova Therapy drainage couch
SEERS MEDICAL LIMITED | المملكة المتحدة | United Kingdom | ME0000006111SFDAA00076 | SEERS MEDICAL CLINNOVA THERAPY RANGE | Clinnova Therapy Bobath couches | Model NV4552, NV4562, NV4542, NV4552W, NV4562W, NV4542W Clinnova Therapy Bobath couches
Avondale Surgical UK | المملكة المتحدة | United Kingdom | ME0000007232SFDAA00002 | Perfecto MR Conditional Laryngoscope | Laryngoscope, Rigid | MR Conditional Laryngoscope
Promedics Orthopaedic Ltd | المملكة المتحدة | United Kingdom | ME0000008556SFDAA00011 | PAED FUN PATTERN IMMOBILISER | ARM AND KNEE IMMOBILISER | ARM AND KNEE IMMOBILIZER | مثبت للذراع والركبة
Promedics Orthopaedic Ltd | المملكة المتحدة | United Kingdom | ME0000008556SFDAA00013 | LONG NEOBRACE | LONG NEOBRACE | wrist and hand orthosis | مثبت للرسغ واليد
Promedics Orthopaedic Ltd | المملكة المتحدة | United Kingdom | ME0000008556SFDAA00012 | PLANTAR FACIITIS ORTHOSIS | PLANTAR FACIITIS ORTHOSIS | Treatment of PLANTAR FACIITIS ORTHOSIS | مثبت للقدم والكاحل
Plinth 2000 Ltd. | المملكة المتحدة | United Kingdom | ME0000005142SFDAA00005 | Column Dialysis Couch | Column Dialysis Couch | Short term medical treatment couches
LifeVac Europe Limited | المملكة المتحدة | United Kingdom | ME0000003210SFDAA00043 | LifeVac | LifeVac Suction Device | The LifeVac is a non-powered, single patient, portable suction apparatus (anti-choking device) developed for resuscitating choking victims when standard current choking protocol has been followed without success. The LifeVac is designed with a patented valve to prevent air from exiting through the mask. This patented valve is designed to prevent the strong pulse of air from pushing food or objects further downward, lodging the blockage deeper into the airway of the victim. A one-way suction stream is thus created to remove the lodged food or object. The negative pressure generated by the force of the suction is 3 times greater than the highest recorded choke recorded pressure | جهاز الشفط لمنع الاختناق
LifeVac EUROPE Limited | المملكة المتحدة | United Kingdom | ME0000003847SFDAA00003 | LifeVac | LifeVac wall mounted kit | The LifeVac is a non-powered, single patient, portable suction apparatus (anti-choking device) developed for resuscitating choking victims when standard current choking protocol has been followed without success. The LifeVac is designed with a patented valve to prevent air from exiting through the mask. This patented valve is designed to prevent the strong pulse of air from pushing food or objects further downward, lodging the blockage deeper into the airway of the victim. A one-way suction stream is thus created to remove the lodged food or object. The negative pressure generated by the force of the suction is 3 times greater than the highest recorded choke pressure. | جهاز الشفط لمنع الاختناق
LifeVac Europe Limited | المملكة المتحدة | United Kingdom | ME0000003485SFDAA00002 | LifeVac | LifeVac EMS Kit | The LifeVac is a non-powered, single patient, portable suction apparatus (anti-choking device) developed for resuscitating choking victims when standard current choking protocol has been followed without success. The LifeVac is designed with a patented valve to prevent air from exiting through the mask. This patented valve is designed to prevent the strong pulse of air from pushing food or objects further downward, lodging the blockage deeper into the airway of the victim. A one-way suction stream is thus created to remove the lodged food or object. The negative pressure generated by the force of the suction is 3 times greater than the highest recorded choke pressure. | جهاز الشفط لمنع الاختناق يستعمل لسحب المواد العالقة
Albert Browne Inc. | المملكة المتحدة | United Kingdom | ME0000000947SFDAA00005 | TST Bowie Dick Test Pack | TST Bowie Dick Test Pack | TST Bowie Dick Test Pack
Dorset Orthopedic | المملكة المتحدة | United Kingdom | ME0000004823SFDAA00001 | SILICONE UPPER LIMB | Range of Bespoke Silicone products | Range of Bespoke Silicone products
East Midlands Pharma Ltd (EMP Ltd) | المملكة المتحدة | United Kingdom | ME0000004253SFDAA00001 | Gentle ear drops | Gentle ear drops | ear care
Steeper Group Holdings LTD | المملكة المتحدة | United Kingdom | ME0000009589SFDAA00003 | V5 STANDARD HINGE | Hip Hinge | Hip Orthosis | مثبت للحوض
PROTECX MEDICAL LTD, | المملكة المتحدة | United Kingdom | ME0000004320SFDAA00021 | ES40, 1203, 1102, 1200 , 1107, 1109, 1113 | X - Ray Aprons , X-Ray Protective | X - Ray Aprons , X-Ray Protective
East Midlands Pharma Ltd (EMP Ltd) | المملكة المتحدة | United Kingdom | ME0000004258SFDAA00002 | gentle nose spray | gentle nose spray | ear care
Flexicare Medical Limited | المملكة المتحدة | United Kingdom | ME0000004607SFDAA00056 | Parallel Pediatric/Neonatal Circuit | Circuit | Anesthesia Breathing System
Flexicare Medical Limited | المملكة المتحدة | United Kingdom | ME0000004607SFDAA00055 | Anesthesia Face Mask Silicone Reusable | Reusable Face Mask | Reusable Anesthesia Bag Arm Connector
Flexicare Medical Limited | المملكة المتحدة | United Kingdom | ME0000004607SFDAA00064 | Silicone Reservoir Bag | Breathing Bag | Reusable breathing bag
Flexicare Medical Limited | المملكة المتحدة | United Kingdom | ME0000004607SFDAA00070 | Scavenging Tube | Breathing valve | DISPOSABLE Scavenging Tube
Flexicare Medical Limited | المملكة المتحدة | United Kingdom | ME0000004607SFDAA00065 | Bag Arm/Swivel Connector | Connector | Reusable connector
Flexicare Medical Limited | المملكة المتحدة | United Kingdom | ME0000004607SFDAA00060 | Smoothbore Tube Pediatric | Reusable Tube | Reusable Breathing Tube
Flexicare Medical Limited | المملكة المتحدة | United Kingdom | ME0000004607SFDAA00061 | Split-Lumen | Inteliflo™ | A limb breathing system with a split lumen tube
Flexicare Medical Limited | المملكة المتحدة | United Kingdom | ME0000004607SFDAA00062 | Corrugated Limb | MANUAL VENT KIT | DISPOSABLE Breathing Circuit.
Flexicare Medical Limited | المملكة المتحدة | United Kingdom | ME0000004607SFDAA00072 | Exhaust Line | piping | Exhaust System
Flexicare Medical Limited | المملكة المتحدة | United Kingdom | ME0000004607SFDAA00067 | Expandable/Ventilator Adult Circuit | Ventilator Circuit | Anesthesia Breathing System
Flexicare Medical Limited | المملكة المتحدة | United Kingdom | ME0000004607SFDAA00066 | Straight Connector | Adapter | Disposable connector
Flexicare Medical Limited | المملكة المتحدة | United Kingdom | ME0000004607SFDAA00057 | Elbow | connector | A plain/swivel connector
Flexicare Medical Limited | المملكة المتحدة | United Kingdom | ME0000004607SFDAA00068 | Angled Neonatal Y-Piece | Connector | Reusable Connector
Flexicare Medical Limited | المملكة المتحدة | United Kingdom | ME0000004607SFDAA00071 | Anesthesia Face Mask Pre-Filled Inflatable Single-Use | Anesthesia Face Mask | Single-Use Anesthesia Face Mask
Flexicare Medical Limited | المملكة المتحدة | United Kingdom | ME0000004607SFDAA00063 | Scavenging Bag | Breathing bag | REUSABLE Breathing bag
Flexicare Medical Limited | المملكة المتحدة | United Kingdom | ME0000004607SFDAA00073 | Jackson Rees | Breathing Circuit | DISPOSABLE
Medisafe UK Ltd | المملكة المتحدة | United Kingdom | ME0000000953SFDAA00006 | InnoWave™ Eco Ultrasonic Cleaner | Ultrasonic cleaner | Ultrasonic cleaner for medical instruments.
Theraplay Ltd | المملكة المتحدة | United Kingdom | ME0000021780SFDAA00001 | Theraplay TMX | Theraplay TMX | Tricycle
Theraplay Ltd | المملكة المتحدة | United Kingdom | ME0000021779SFDAA00001 | Theraplay Terrier | Theraplay Terrier | Tricycle
Therapaly Ltd | المملكة المتحدة | United Kingdom | ME0000021781SFDAA00001 | Theraplay Imp | TI1 - Imp Tricycle | Tricycle
Aircraft Medical Limited | المملكة المتحدة | United Kingdom | ME0000000247SFDAA00009 | McGRATH™ MAC | video laryngoscope | The McGRATH™ MAC video laryngoscope (device) is a tool used to aid the intubation of the trachea. As a rigid laryngoscope it holds and shapes the anatomy allowing a clear view of the larynx and entrance to the trachea.
Timesco Healthcare Ltd. | المملكة المتحدة | United Kingdom | ME0000007223SFDAA00036 | Eco Magill Forceps Infant | Magill intubation forcep | Magill Intubation forceps infant
Timesco Healthcare Ltd. | المملكة المتحدة | United Kingdom | ME0000007223SFDAA00038 | Eco Magill Forceps Adult | Magill Intubation forcep | Magill Intubation forcep Adult
Timesco Healthcare Ltd. | المملكة المتحدة | United Kingdom | ME0000007223SFDAA00037 | Eco Magill Forceps Child | Magill Intubation forcep | Magill Intubation forceps child
Timesco Healthcare Ltd. | المملكة المتحدة | United Kingdom | ME0000007223SFDAA00040 | Tournibutton | Tourniquet, manually operated | Single-Use TourniButton Tourniquet
Medisafe UK Ltd | المملكة المتحدة | United Kingdom | ME0000001397SFDAA00001 | InnoWave Unity Sonic Irrigator | Cleaner Ultrasonic Medical Instrument | Cleaner Ultrasonic Medical Instrument
Timesco Healthcare Ltd. | المملكة المتحدة | United Kingdom | ME0000007229SFDAA00003 | Magill Intubation Forceps Infant | Magill Forceps Infant | Magill Intubation Forceps Infant 6" SJ
Timesco Healthcare Ltd. | المملكة المتحدة | United Kingdom | ME0000007229SFDAA00005 | Magill Intubation Forceps Adult | Magill Forceps Adult | Magill Intubation Forceps Adult 9" SJ
Timesco Healthcare Ltd. | المملكة المتحدة | United Kingdom | ME0000007229SFDAA00006 | Callisto | Laryngoscope, Rigid | Laryngoscope Blades and Handles Disposable
Timesco Healthcare Ltd. | المملكة المتحدة | United Kingdom | ME0000007229SFDAA00004 | Magill Intubation Forceps Child | Magill Forceps Child | Magill Intubation Forceps Child 7.25" SJ
Albert Browne Inc. | المملكة المتحدة | United Kingdom | ME0000000947SFDAA00004 | Celerity HP Multivariable Chemical Indicator | Celerity HP Multivariable Chemical Indicator | Celerity HP Multivariable Chemical Indicator
Armstrong Medical Ltd | المملكة المتحدة | United Kingdom | ME0000003913SFDAA00002 | AMSORB PLUS | CO2 Absorbent | CO2 Absorbent.
Albert Browne Ltd. | المملكة المتحدة | United Kingdom | ME0000000951SFDAA00045 | CELERITY HP Chemical Indicator | vaporized hydrogen peroxide sterilization process indicator. | vaporized hydrogen peroxide sterilization process indicator.
Albert Browne Ltd. | المملكة المتحدة | United Kingdom | ME0000000951SFDAA00043 | STF HexaLumen™ / HeptaLumen Automatic Endoscope Washer Disinfector Test Kit Indicators | Automatic Endoscope Washer Disinfector Test Kit Indicators | Automatic Endoscope Washer Disinfector Test Kit Indicators
Albert Browne Ltd. | المملكة المتحدة | United Kingdom | ME0000000951SFDAA00046 | Vaporized VH202 Process Indicator Adhesive Label | vaporized hydrogen peroxide sterilization process indicator | vaporized hydrogen peroxide sterilization process indicator
Albert Browne Ltd. | المملكة المتحدة | United Kingdom | ME0000000951SFDAA00044 | 1X STF HexaLumen™ Automatic Endoscope Washer Disinfector Test Kit | Automatic Endoscope Washer Disinfector Test Kit | Automatic Endoscope Washer Disinfector Test Kit
Medisafe UK Ltd | المملكة المتحدة | United Kingdom | ME0000000953SFDAA00008 | Model SISA Sonic Irrigator | instruments cleaner | cleaner to clean hollow (cannulated) instruments, surgical instruments, and associated products
Medisafe UK Ltd | المملكة المتحدة | United Kingdom | ME0000000953SFDAA00010 | Medisafe® 3E-Zyme Triple Enzyme Bacteriostatic Cleaner HIGH PERFORMANCE | Medisafe® 3E-Zyme Triple Enzyme Bacteriostatic Cleaner HIGH PERFORMANCE | washer-disinfectors high performance sterilizing solution
Albert Browne Ltd. | المملكة المتحدة | United Kingdom | ME0000000951SFDAA00002 | Vapour Strip | Sterilization process indicator | Sterilization process indicator
Albert Browne Ltd. | المملكة المتحدة | United Kingdom | ME0000000951SFDAA00003 | STF LOAD CHECK | Sterilization process indicator | Sterilization process indicator
Albert Browne Ltd. | المملكة المتحدة | United Kingdom | ME0000000951SFDAA00004 | Steam Indicator Tape | N/A | Sterilization Indicator
Albert Browne Ltd. | المملكة المتحدة | United Kingdom | ME0000000951SFDAA00005 | Integrating Indicator | Sterilization process indicator | Sterilization process indicator
Medisafe UK Ltd | المملكة المتحدة | United Kingdom | ME0000000953SFDAA00020 | Duck Bag | Pre-moistened Instrument Bag | Pre-moistened Instrument Bag
Albert Browne Limited | المملكة المتحدة | United Kingdom | ME0000005991SFDAA00001 | STF Load Check Holder | Sterilization process indicator
Albert Browne Ltd. | المملكة المتحدة | United Kingdom | ME0000000951SFDAA00001 | STF LOAD CHECK HOLDER | Sterilization process indicator
KeyMed (Medical and Industrial Equipment) Ltd | المملكة المتحدة | United Kingdom | ME0000002797SFDAA00001 | Suction Jar Mounting Kit | MAJ-110 Jar Mounting Kit
KeyMed (Medical and Industrial Equipment) Ltd | المملكة المتحدة | United Kingdom | ME0000002797SFDAA00002 | Drawer Unit | MAJ-1643 Drawer Unit-K10016960
KeyMed (Medical and Industrial Equipment) Ltd | المملكة المتحدة | United Kingdom | ME0000002797SFDAA00003 | MAJ-2145- ENT Scope Hanger | MAJ-2145- ENT Scope Hanger
KeyMed (Medical and Industrial Equipment) Ltd | المملكة المتحدة | United Kingdom | ME0000002801SFDAA00001 | Nurses Control Panel Arm | Nurses Control Arm
KeyMed (Medical and Industrial Equipment) Ltd | المملكة المتحدة | United Kingdom | ME0000002797SFDAA00004 | Storage Container Universal | MAJ-1658 Storage Container Universal
KeyMed (Medical and Industrial Equipment) Ltd | المملكة المتحدة | United Kingdom | ME0000002797SFDAA00005 | Equipment Support Rail | MAJ-1659 - Equipment Support Rail
KeyMed (Medical and Industrial Equipment) Ltd | المملكة المتحدة | United Kingdom | ME0000002797SFDAA00006 | EUS Arm Mount Kit | MAJ-1663-EUS Arm Mount Kit
KeyMed (Medical and Industrial Equipment) Ltd | المملكة المتحدة | United Kingdom | ME0000002797SFDAA00007 | Camera Head Holder (HD + 4K) | MAJ-1665 Camera Head holder
KeyMed (Medical and Industrial Equipment) Ltd | المملكة المتحدة | United Kingdom | ME0000002797SFDAA00008 | CO2 Cylinder Holder 140, 205 | MAJ-1639- C02 Cylinder Holder / MAJ-1650 - C02 Holder
KeyMed (Medical and Industrial Equipment) Ltd | المملكة المتحدة | United Kingdom | ME0000002797SFDAA00013 | WM-DP2 SET 3 (UK) | Olympus Mobile Workstation / WM-DP2
KeyMed (Medical and Industrial Equipment) Ltd | المملكة المتحدة | United Kingdom | ME0000002797SFDAA00014 | WM-NP2 SET 5 (ROW) | Olympus Mobile Workstation / WM-NP2 SET 5
KeyMed (Medical and Industrial Equipment) Ltd | المملكة المتحدة | United Kingdom | ME0000002797SFDAA00015 | WM-NP2 SET 5 (UK) | Olympus Mobile Workstation / WM-NP2 SET 5
KeyMed (Medical and Industrial Equipment) Ltd | المملكة المتحدة | United Kingdom | ME0000002797SFDAA00016 | IV Bag Hanger | MAJ-1685 -IV Bag Hanger
KeyMed (Medical and Industrial Equipment) Ltd | المملكة المتحدة | United Kingdom | ME0000002797SFDAA00017 | LCD MONITOR MOUNT | MAJ-1683 LCD Monitor Mount
KeyMed (Medical and Industrial Equipment) Ltd | المملكة المتحدة | United Kingdom | ME0000002797SFDAA00018 | Drawer Unit | MAJ-1686 Drawer Unit
KeyMed (Medical and Industrial Equipment) Ltd | المملكة المتحدة | United Kingdom | ME0000002797SFDAA00019 | Sliding Keyboard Tray | MAJ-2146- Sliding Keyboard Tray
KeyMed (Medical and Industrial Equipment) Ltd | المملكة المتحدة | United Kingdom | ME0000002797SFDAA00020 | Compact LCD Monitor Arm | MAJ- 2147 Compact LCD Monitor Arm
KeyMed (Medical and Industrial Equipment) Ltd | المملكة المتحدة | United Kingdom | ME0000002797SFDAA00021 | Rear Panel | MAJ-2148 Rear Panel
KeyMed (Medical and Industrial Equipment) Ltd | المملكة المتحدة | United Kingdom | ME0000002797SFDAA00022 | Scope Pole Kit | MAJ 1638 / MAJ 1684 - Scope Pole Kit
KeyMed (Medical and Industrial Equipment) Ltd | المملكة المتحدة | United Kingdom | ME0000002797SFDAA00023 | Equipotential Terminal Strip | MAJ-1654 - Equipotential Terminal Strip
KeyMed (Medical and Industrial Equipment) Ltd | المملكة المتحدة | United Kingdom | ME0000002797SFDAA00024 | Footswitch Holder | MAJ-1656 Footswitch Holder
DePuy International Limited | المملكة المتحدة | United Kingdom | ME0000000632SFDAA00002 | CHARNLEY PN RETRACT & HANDLE | Surgical Instruments
DePuy International Limited | المملكة المتحدة | United Kingdom | ME0000000632SFDAA00003 | CHARNLEY RETRACTOR PINS 10.5CM | Surgical Instruments
DePuy International Limited | المملكة المتحدة | United Kingdom | ME0000000632SFDAA00005 | HARDINGE HORIZONTAL RETRACTOR | HIP ORTOPAEDIC RETRACTOR
DePuy International Limited | المملكة المتحدة | United Kingdom | ME0000000632SFDAA00006 | CEMENTED ACETABULAR INSTRUMENT TRAY | Surgical Instrument
A Algeo Limited | المملكة المتحدة | United Kingdom | ME0000004132SFDAA00001 | Plaster Cast Scissors Burns | Podiatry instrument
A Algeo Limited | المملكة المتحدة | United Kingdom | ME0000004132SFDAA00002 | Physioworx Sports Tape for Kinesiology | Foot care materials
A Algeo Limited | المملكة المتحدة | United Kingdom | ME0000004132SFDAA00003 | Retractable Monofilament | Podiatry diagnostic instrument
A Algeo Limited | المملكة المتحدة | United Kingdom | ME0000004132SFDAA00004 | Steri Safe Pro | Podiatry diagnostic instrument
A Algeo Limited | المملكة المتحدة | United Kingdom | ME0000004132SFDAA00005 | Stainless Steel Plaster Cast Shears | Podiatry instrument
A Algeo Limited | المملكة المتحدة | United Kingdom | ME0000004132SFDAA00006 | Tungsten Carbide Bur | Podiatry instrument
A Algeo Limited | المملكة المتحدة | United Kingdom | ME0000004132SFDAA00007 | Bodytonix Wrist brace With Thumb support | diabetic Care instrument
A Algeo Limited | المملكة المتحدة | United Kingdom | ME0000004132SFDAA00008 | Multicast Post Op Shoes | Diabetic foot shoe |  | حذاء طبي لمرضى السكري
A Algeo Limited | المملكة المتحدة | United Kingdom | ME0000004132SFDAA00009 | Slimflex Simple Full Length HD | Foot care materials
A Algeo Limited | المملكة المتحدة | United Kingdom | ME0000004132SFDAA00010 | Slimflex Simple Full Insole | Foot care materials
A Algeo Limited | المملكة المتحدة | United Kingdom | ME0000004132SFDAA00011 | Diaped Front Nail Nipper | Foot care Instrument
A Algeo Limited | المملكة المتحدة | United Kingdom | ME0000004132SFDAA00012 | Multicast Cast Cover | Foot care materials
A Algeo Limited | المملكة المتحدة | United Kingdom | ME0000004132SFDAA00013 | Nova Medway Stool 3 function Aqua | clinic stool chair
A Algeo Limited | المملكة المتحدة | United Kingdom | ME0000004132SFDAA00014 | Probe Flat End | Podiatry instrument
A Algeo Limited | المملكة المتحدة | United Kingdom | ME0000004132SFDAA00015 | Probe Spoon End | Podiatry instrument
A Algeo Limited | المملكة المتحدة | United Kingdom | ME0000004132SFDAA00016 | Algeos Fine Pointed Ingrown Nipper | Podiatry instrument
A Algeo Limited | المملكة المتحدة | United Kingdom | ME0000004132SFDAA00017 | Algeos Thwaites Nail Splitter | Podiatry instrument
A Algeo Limited | المملكة المتحدة | United Kingdom | ME0000004132SFDAA00018 | Algeos Square Handled General Purpose Nipper | Podiatry instrument
A Algeo Limited | المملكة المتحدة | United Kingdom | ME0000004132SFDAA00019 | Algeos Cantilever Nipper | Podiatry instrument
A Algeo Limited | المملكة المتحدة | United Kingdom | ME0000004132SFDAA00020 | Algeos Utility Scissor | Podiatry instrument
A Algeo Limited | المملكة المتحدة | United Kingdom | ME0000004132SFDAA00021 | Nova Lune II Podiatry Chair | Medical Chair
A Algeo Limited | المملكة المتحدة | United Kingdom | ME0000004132SFDAA00022 | Diamond Burs | Podiatry instrument
A Algeo Limited | المملكة المتحدة | United Kingdom | ME0000004132SFDAA00023 | Nova Precision A500 Podiatry Drill | Podiatry instrument
A Algeo Limited | المملكة المتحدة | United Kingdom | ME0000004132SFDAA00024 | Bud 3 Diamond Bur | Podiatry instrument
A Algeo Limited | المملكة المتحدة | United Kingdom | ME0000004132SFDAA00025 | Twin Tip | Podiatry diagnostic instrument
A Algeo Limited | المملكة المتحدة | United Kingdom | ME0000004132SFDAA00026 | Podoscope LED version | Podiatry diagnostic instrument
A Algeo Limited | المملكة المتحدة | United Kingdom | ME0000004132SFDAA00027 | Algeos dressing Scissors | Podiatry instrument
A Algeo Limited | المملكة المتحدة | United Kingdom | ME0000004132SFDAA00028 | Algeos Adeson Dissecting Forcep | Podiatry instrument
A Algeo Limited | المملكة المتحدة | United Kingdom | ME0000004132SFDAA00029 | Nova Lune II Podiatry Chair | Medical Chair
A Algeo Limited | المملكة المتحدة | United Kingdom | ME0000004132SFDAA00030 | Diaped Footonix Windsor Shoe | Foot care shoes |  | احذية طبية للعناية بالقدم السكري
Nissha Medical Technologies Ltd, | المملكة المتحدة | United Kingdom | ME0000004137SFDAA00001 | Radiolucent Defibrillation Electrode | Defibrillator Pads
Nissha Medical Technologies Ltd, | المملكة المتحدة | United Kingdom | ME0000004137SFDAA00002 | Versatrode | ECG Electrode
A Algeo Limited | المملكة المتحدة | United Kingdom | ME0000004132SFDAA00031 | Bodytonix Swedish AFO | Leg support
Albert Browne Ltd. | المملكة المتحدة | United Kingdom | ME0000000951SFDAA00017 | TST Bowie Dick Test Pack | N/A | Sterilization Indicator
Nova Instruments | المملكة المتحدة | United Kingdom | ME0000005210SFDAA00001 | Acrylic Trimmer | Dental Instrument
Nova Instruments | المملكة المتحدة | United Kingdom | ME0000005210SFDAA00002 | Amalgam Carrier | Dental Instrument
Nova Instruments | المملكة المتحدة | United Kingdom | ME0000005210SFDAA00003 | Tweezers | Dental Instrument
Nova Instruments | المملكة المتحدة | United Kingdom | ME0000005210SFDAA00004 | Amalgam Instrument | Dental Instrument
Nova Instruments | المملكة المتحدة | United Kingdom | ME0000005210SFDAA00005 | BURNISHER | Dental Instrument
Nova Instruments | المملكة المتحدة | United Kingdom | ME0000005210SFDAA00006 | CARVERS | Dental Instrument
Nova Instruments | المملكة المتحدة | United Kingdom | ME0000005210SFDAA00007 | CLEOID | Dental Instrument
Nova Instruments | المملكة المتحدة | United Kingdom | ME0000005210SFDAA00008 | CONDENSER | Dental Instrument
Nova Instruments | المملكة المتحدة | United Kingdom | ME0000005210SFDAA00009 | CROWN REMOVER | Dental Instrument
Nova Instruments | المملكة المتحدة | United Kingdom | ME0000005210SFDAA00010 | COMPOSITE INSTRUMENTS | Dental Instrument
Nova Instruments | المملكة المتحدة | United Kingdom | ME0000005210SFDAA00011 | FORCEPS | Dental Instrument
Nova Instruments | المملكة المتحدة | United Kingdom | ME0000005210SFDAA00012 | HATCHET | Dental Instrument
Nova Instruments | المملكة المتحدة | United Kingdom | ME0000005210SFDAA00013 | HEIDEMANN | Dental Instrument
Nova Instruments | المملكة المتحدة | United Kingdom | ME0000005210SFDAA00014 | HOLLENBACH | Dental Instrument
Nova Instruments | المملكة المتحدة | United Kingdom | ME0000005210SFDAA00015 | IMPRESSION TRAY | Dental Instrument
Nova Instruments | المملكة المتحدة | United Kingdom | ME0000005210SFDAA00016 | KNIFES | Dental Instrument
Nova Instruments | المملكة المتحدة | United Kingdom | ME0000005210SFDAA00017 | Mirrors Head / Mirror Handle | Dental Instrument
Nova Instruments | المملكة المتحدة | United Kingdom | ME0000005210SFDAA00018 | MOUTH PROP | Dental Instrument
Nova Instruments | المملكة المتحدة | United Kingdom | ME0000005210SFDAA00019 | Needle Holder | Dental Instrument
Nova Instruments | المملكة المتحدة | United Kingdom | ME0000005210SFDAA00020 | ORTHO PLIER | Dental Instrument
Nova Instruments | المملكة المتحدة | United Kingdom | ME0000005210SFDAA00021 | OSTEO | Dental Instrument
Nova Instruments | المملكة المتحدة | United Kingdom | ME0000005210SFDAA00022 | PERIOTOME | Dental Instrument
Nova Instruments | المملكة المتحدة | United Kingdom | ME0000005210SFDAA00023 | PLASTICS FILLING INSTRUMENTS , PLUGGER AND MARGIN TRIMMERS | Dental Instrument
Nova Instruments | المملكة المتحدة | United Kingdom | ME0000005210SFDAA00024 | SCISSOR | Dental Instrument
A. Algeo Ltd | المملكة المتحدة | United Kingdom | ME0000005413SFDAA00001 | Slimflex Complete | Slimflex Complete
A. Algeo Ltd | المملكة المتحدة | United Kingdom | ME0000005413SFDAA00002 | Thoracic Lumbar Sacro Orthosis | Thoracic Lumbar Sacro Orthosis
A. Algeo Ltd | المملكة المتحدة | United Kingdom | ME0000005413SFDAA00003 | Diaped Footonix Windsor Shoe | Diaped Footonix Windsor Shoe
A. Algeo Ltd | المملكة المتحدة | United Kingdom | ME0000005413SFDAA00004 | Diaped Trisorb | Diaped Trisorb
A. Algeo Ltd | المملكة المتحدة | United Kingdom | ME0000005413SFDAA00005 | Dresser | Dresser
A. Algeo Ltd | المملكة المتحدة | United Kingdom | ME0000005413SFDAA00006 | Duosoft Therapeutic | Duosoft Therapeutic
A. Algeo Ltd | المملكة المتحدة | United Kingdom | ME0000005413SFDAA00007 | Foot Impression Box | Foot Impression Box
A. Algeo Ltd | المملكة المتحدة | United Kingdom | ME0000005413SFDAA00008 | MULTICAST Plaster of Paris Bandages | MULTICAST Plaster of Paris Bandages
A. Algeo Ltd | المملكة المتحدة | United Kingdom | ME0000005413SFDAA00009 | Multicast Post Op Shoes | Multicast Post Op Shoes
A. Algeo Ltd | المملكة المتحدة | United Kingdom | ME0000005413SFDAA00010 | Multicast Classic | Multicast Classic
A. Algeo Ltd | المملكة المتحدة | United Kingdom | ME0000005413SFDAA00011 | Algeos Instrument Starter Kit | Algeos Instrument Starter Kit
A. Algeo Ltd | المملكة المتحدة | United Kingdom | ME0000005413SFDAA00012 | Bodytonix Adjustable Clavicle Support | Bodytonix Adjustable Clavicle Support
A. Algeo Ltd | المملكة المتحدة | United Kingdom | ME0000005413SFDAA00013 | Bodytonix Arm Sling | Bodytonix Arm Sling
A. Algeo Ltd | المملكة المتحدة | United Kingdom | ME0000005413SFDAA00014 | Bodytonix Cervical Collar | Bodytonix Cervical Collar
A. Algeo Ltd | المملكة المتحدة | United Kingdom | ME0000005413SFDAA00015 | Bodytonix Elast Lumbar Support | Bodytonix Elast Lumbar Support
A. Algeo Ltd | المملكة المتحدة | United Kingdom | ME0000005413SFDAA00016 | Bodytonix Elastic Knee | Bodytonix Elastic Knee
A. Algeo Ltd | المملكة المتحدة | United Kingdom | ME0000005413SFDAA00017 | Bodytonix Functional Streamline Brace | Bodytonix Functional Streamline Brace
A. Algeo Ltd | المملكة المتحدة | United Kingdom | ME0000005413SFDAA00018 | Bodytonix Heroes | Bodytonix Heroes
A. Algeo Ltd | المملكة المتحدة | United Kingdom | ME0000005413SFDAA00019 | Bodytonix Hinged Knee Support | Bodytonix Hinged Knee Support
A. Algeo Ltd | المملكة المتحدة | United Kingdom | ME0000005413SFDAA00020 | Bodytonix Mesh Thumb Splint with Splint | Bodytonix Mesh Thumb Splint with Splint
A. Algeo Ltd | المملكة المتحدة | United Kingdom | ME0000005413SFDAA00021 | Bodytonix Neoprene Knee Brace | Bodytonix Neoprene Knee Brace
A. Algeo Ltd | المملكة المتحدة | United Kingdom | ME0000005413SFDAA00022 | Bodytonix PE Thumb Splint | Bodytonix PE Thumb Splint
A. Algeo Ltd | المملكة المتحدة | United Kingdom | ME0000005413SFDAA00023 | Bodytonix Rib Belt | Bodytonix Rib Belt
A. Algeo Ltd | المملكة المتحدة | United Kingdom | ME0000005413SFDAA00024 | Bodytonix Rigid Finger Splints | Bodytonix Rigid Finger Splints
A. Algeo Ltd | المملكة المتحدة | United Kingdom | ME0000005413SFDAA00025 | Bodytonix Shoulder Abduction Immobiliser | Bodytonix Shoulder Abduction Immobiliser
A. Algeo Ltd | المملكة المتحدة | United Kingdom | ME0000005413SFDAA00026 | Bodytonix Solid AFO | Bodytonix Solid AFO
A. Algeo Ltd | المملكة المتحدة | United Kingdom | ME0000005413SFDAA00027 | Bodytonix Stabilising Knee Brace | Bodytonix Stabilising Knee Brace
A. Algeo Ltd | المملكة المتحدة | United Kingdom | ME0000005413SFDAA00028 | Bodytonix Swedish AFO | Bodytonix Swedish AFO
A. Algeo Ltd | المملكة المتحدة | United Kingdom | ME0000005413SFDAA00029 | Bodytonix Tennis Elbow Brace | Bodytonix Tennis Elbow Brace
A. Algeo Ltd | المملكة المتحدة | United Kingdom | ME0000005413SFDAA00030 | Bodytonix Wrist Brace with Thumb Support | Bodytonix Wrist Brace with Thumb Support
A. Algeo Ltd | المملكة المتحدة | United Kingdom | ME0000005413SFDAA00031 | NOVA PODIATRY CHAIR | NOVA PODIATRY CHAIR
A. Algeo Ltd | المملكة المتحدة | United Kingdom | ME0000005413SFDAA00032 | Algeos Forcep | Algeos Forcep
Griffiths & Nielsen Ltd. | المملكة المتحدة | United Kingdom | ME0000007478SFDAA00003 | FITLEGS™ Grip Anti-Embolism Stockings | FITLEGS™ Grip Anti-Embolism Stockings |  | جوارب مانعه لتخثر الدم
DuckWorth And Kent LTD | المملكة المتحدة | United Kingdom | ME0000007902SFDAA00002 | Miscellaneous | Miscellaneous
DuckWorth And Kent LTD | المملكة المتحدة | United Kingdom | ME0000007902SFDAA00011 | DK Castroviejo Style Marking Caliper | Calipers
GAP Research Co Ltd | المملكة المتحدة | United Kingdom | ME0000008043SFDAA00001 | MGS - MOUTHWASH TABLETS | Antiseptic Mouth gargle
Westfield Medical Ltd | المملكة المتحدة | United Kingdom | ME0000008063SFDAA00001 | HUMIPAK Self Seal Design | HUMIPAK Self Seal Design half Din
Westfield Medical Ltd | المملكة المتحدة | United Kingdom | ME0000008063SFDAA00002 | Sterilization Pouch | Sterilization Pouch
Westfield Medical Ltd | المملكة المتحدة | United Kingdom | ME0000008063SFDAA00003 | sterilisation reel | sterilisation reel
Respironics Respiratory Drug Delivery (UK) Ltd | المملكة المتحدة | United Kingdom | ME0000000933SFDAA00002 | OptiChamber Diamond anti-static valved holding chamber | OptiChamber Diamond Valved Holding Chamber |  | يمكن استعمال هذا الجهاز فوراً بعد إخراجه من علبته. إلا أنه يتوجب قراءة هذة التعليمات و التلعيمات المزوّدة مع جهاز الاستنشاق. يجب اتباع التعليمات التي يصفها لك أطبائك
Inspiration Healthcare Limited | المملكة المتحدة | United Kingdom | ME0000008159SFDAA00001 | LifeStart™ | LifeStart™
Inspiration Healthcare Limited | المملكة المتحدة | United Kingdom | ME0000008159SFDAA00002 | Disposable Aqua Wrap | Warming And Cooling Pads And Blankets
Hospital Metalcraft Ltd. | المملكة المتحدة | United Kingdom | ME0000008367SFDAA00001 | Variable Height Bo Bath Therapy Couch | Variable Height Therapy Couch
Hospital Metalcraft Ltd. | المملكة المتحدة | United Kingdom | ME0000008367SFDAA00002 | Variable Height Examination & Treatment Couch-Two Section-Electric-Foot Switch | Variable Height Examination & Treatment Couch
Hospital Metalcraft Ltd. | المملكة المتحدة | United Kingdom | ME0000008367SFDAA00003 | Variable Height Treatment & Examination Couch-Mobile-Three Section-Electric Back Rest-Foot Switch | Variable Height Treatment & Examination Couch
Hospital Metalcraft Ltd. | المملكة المتحدة | United Kingdom | ME0000008367SFDAA00004 | Variable Height Treatment & Examination Couch | Variable Height Treatment & Examination Couch
Hospital Metalcraft Ltd. | المملكة المتحدة | United Kingdom | ME0000008367SFDAA00005 | Variable Height Treatment & Examination Couch-Mobile-Three Section-Electric-Hand Switch | Variable Height Treatment & Examination Couch
Hospital Metalcraft Ltd. | المملكة المتحدة | United Kingdom | ME0000008367SFDAA00006 | Variable Height Treatment and Phlebotomy Chairs/Drop end couches Three Section-Electric-Hand Switch | Variable Height Chairs/Drop end Couches
Hospital Metalcraft Ltd. | المملكة المتحدة | United Kingdom | ME0000008367SFDAA00007 | Examination & Treatment Couch Two Section Vertical Lift | Variable Height Examination Couch
Promedics Orthopaedic Ltd | المملكة المتحدة | United Kingdom | ME0000008556SFDAA00001 | Neoprene Wrist Thumb Brace | Wrist Thumb Brace |  | دعامة للكف/ الاإبهام
Promedics Orthopaedic Ltd | المملكة المتحدة | United Kingdom | ME0000008556SFDAA00002 | Wrist Thumb Wrap | Wrist Thumb Wrap |  | رباط للرسغ و الإبهام
Promedics Orthopaedic Ltd | المملكة المتحدة | United Kingdom | ME0000008556SFDAA00003 | Universal Plantar Fasciitis Orthosis | Plantar Fasciitis Orthosis |  | داعم لاتھاب اللفافھ الأخمصیھ
Promedics Orthopaedic Ltd | المملكة المتحدة | United Kingdom | ME0000008556SFDAA00004 | Heal-Up Protection Boot Single | Protection Boot |  | مشد حمایة الكعب
Promedics Orthopaedic Ltd | المملكة المتحدة | United Kingdom | ME0000008556SFDAA00005 | Lancaster Shoulder Sling | Shoulder Sling |  | حامل الذراع المتعدد لانكستر
Promedics Orthopaedic Ltd | المملكة المتحدة | United Kingdom | ME0000008556SFDAA00006 | Anklet | Pull-on Neoprene support |  | مشد للكاحل
Promedics Orthopaedic Ltd | المملكة المتحدة | United Kingdom | ME0000008556SFDAA00007 | Black Lycrafleece Wrist Brace | wrist brace |  | مشد للرسغ
Promedics Orthopaedic Ltd | المملكة المتحدة | United Kingdom | ME0000008556SFDAA00008 | Functional Resting Splint | Functional Resting Splint |  | داعم الساعد
Promedics Orthopaedic Ltd | المملكة المتحدة | United Kingdom | ME0000008556SFDAA00009 | Paediatric Lycrafleece Wrist Brace | Paediatric Wrist Brace |  | مشد الرسغ
James Leckey Design Ltd | المملكة المتحدة | United Kingdom | ME0000008572SFDAA00001 | Mygo Seating System | Mygo Seating System
James Leckey Design Ltd | المملكة المتحدة | United Kingdom | ME0000008572SFDAA00002 | Squiggles Seating System | Squiggles Seating System
London Healthcare Limited | المملكة المتحدة | United Kingdom | ME0000008578SFDAA00001 | Uni-Grip | Tubular Elasticated Support Bandage
London Healthcare Limited | المملكة المتحدة | United Kingdom | ME0000008578SFDAA00002 | Uni-Grip | Uni-Grip Thermopad
Seers Medical Ltd. | المملكة المتحدة | United Kingdom | ME0000008581SFDAA00001 | Medicare Multi-Couch | Medicare & Bariatric Range
West field Medical Ltd. | المملكة المتحدة | United Kingdom | ME0000008582SFDAA00001 | HEAT SEAL STERILIZATION BAG | HEAT SEAL STERILIZATION BAG
London Healthcare Limited | المملكة المتحدة | United Kingdom | ME0000008578SFDAA00003 | Uni-Nette | Plain Stockinette
Westfield Medical Ltd | المملكة المتحدة | United Kingdom | ME0000008063SFDAA00004 | sterilisation reel | sterilisation reel
London Healthcare Limited | المملكة المتحدة | United Kingdom | ME0000008578SFDAA00004 | Plaster of Bandage Bandage B.P | Uni-Plast P.O.P Bandage
BTL Industries Limited | المملكة المتحدة | United Kingdom | ME0000003542SFDAA00001 | BTL-1300 | Medical Couches
Frontier Therapeutics limited | المملكة المتحدة | United Kingdom | ME0000002403SFDAA00001 | Repose Foot Protector PLUS | Foot Care
Frontier Therapeutics limited | المملكة المتحدة | United Kingdom | ME0000002403SFDAA00002 | Repose Cushion | pressure redistribution
Frontier Therapeutics limited | المملكة المتحدة | United Kingdom | ME0000002403SFDAA00003 | Repose Mattress Overlay | pressure redistribution
Frontier Therapeutics limited | المملكة المتحدة | United Kingdom | ME0000002403SFDAA00004 | Repose | Air filled bed mattress overlay
BENEFOOT UK LTD TRADING AS BENECARE MEDICAL | المملكة المتحدة | United Kingdom | ME0000008944SFDAA00001 | BENECAST™ UNDERCAST PADDING | Undercast Padding
BENEFOOT UK LTD TRADING AS BENECARE MEDICAL | المملكة المتحدة | United Kingdom | ME0000008944SFDAA00002 | BENECAST™ SELECT | Casting Tape
BENEFOOT UK LTD TRADING AS BENECARE MEDICAL | المملكة المتحدة | United Kingdom | ME0000008944SFDAA00003 | BENECAST™ POP GOLD | Plaster of Paris Gold Casting
BENEFOOT UK LTD TRADING AS BENECARE MEDICAL | المملكة المتحدة | United Kingdom | ME0000008944SFDAA00004 | BENECAST™ PLASTER OF PARIS AND SLABS | Plaster of Paris Casting
BENEFOOT UK LTD TRADING AS BENECARE MEDICAL | المملكة المتحدة | United Kingdom | ME0000008944SFDAA00005 | BENECAST™ FIBREGLASS | Fiberglass Casting tape
BENEFOOT UK LTD TRADING AS BENECARE MEDICAL | المملكة المتحدة | United Kingdom | ME0000008944SFDAA00006 | BENECAST™ COTTON RIBBED STOCKINETTE | Cotton Ribbed Stockinette
BENEFOOT UK LTD TRADING AS BENECARE MEDICAL | المملكة المتحدة | United Kingdom | ME0000008944SFDAA00007 | BENECAST™ SPLINT ON A ROLL | Splint on a Roll
BENEFOOT UK LTD TRADING AS BENECARE MEDICAL | المملكة المتحدة | United Kingdom | ME0000008944SFDAA00008 | BENECARE BENECAST™ ADVANCED | Casting Tape
Pretty Legs Hosiery Limited | المملكة المتحدة | United Kingdom | ME0000008947SFDAA00001 | Saphena Medical Knee Anti-Embolism Stockings | Saphena Medical Knee Anti-Embolism Stockings
Pretty Legs Hosiery Limited | المملكة المتحدة | United Kingdom | ME0000008947SFDAA00002 | Saphena Grip Anti-Embolism Stockings with Grip Sole | Saphena Grip Anti-Embolism Stockings with Grip Sole
Pretty Legs Hosiery Limited | المملكة المتحدة | United Kingdom | ME0000008947SFDAA00003 | Saphena White Anti-Embolism Stockings | Saphena White Anti-Embolism Stockings
Optimum Medical Solutions LTD | المملكة المتحدة | United Kingdom | ME0000008950SFDAA00001 | Glycerin Swabsticks | Glycerin Swabsticks
DePuy International Limited | المملكة المتحدة | United Kingdom | ME0000000632SFDAA00009 | ELITE STEM INTRODUCER | Surgical Instruments
Vernacare Limited | المملكة المتحدة | United Kingdom | ME0000008985SFDAA00001 | Theatre Tray Liner | Theatre Liner
GAMA Healthcare Ltd | المملكة المتحدة | United Kingdom | ME0000001803SFDAA00007 | Barrier cloths | Barrier cloths
GAMA Healthcare Ltd | المملكة المتحدة | United Kingdom | ME0000001803SFDAA00008 | Contiplan | Contiplan
Vernacare Limited | المملكة المتحدة | United Kingdom | ME0000008985SFDAA00002 | AZOMAX | AZOMAX
Vernacare Limited | المملكة المتحدة | United Kingdom | ME0000008985SFDAA00003 | AZOMAX | AZOMAX
Jenx Limited | المملكة المتحدة | United Kingdom | ME0000008998SFDAA00001 | Standing Frame /Jenx | Therapy products
Invacare UK Operations | المملكة المتحدة | United Kingdom | ME0000002300SFDAA00001 | invacare basic mattress/invacare | Invacare Basic Mattress
Invacare UK Operations | المملكة المتحدة | United Kingdom | ME0000002300SFDAA00002 | Cushion /Invacare | Matrix Libra Cushion
BIOMET UK LTD. | المملكة المتحدة | United Kingdom | ME0000004802SFDAA00001 | Bi-Metric Hip System Box Chisel | Bi-Metric Box Chisel
BIOMET UK LTD. | المملكة المتحدة | United Kingdom | ME0000004802SFDAA00002 | Bi-Metric Hip System T-handle | Bi-Metric T-Handle
BIOMET UK LTD. | المملكة المتحدة | United Kingdom | ME0000004802SFDAA00003 | Exceed ABT Instruments Trial Heads (12/14) Case Without Instruments | Exceed ABT Trial Heads (12/14) Tray
BIOMET UK LTD. | المملكة المتحدة | United Kingdom | ME0000004802SFDAA00004 | Bi-Metric Hip System Modular Stem and Head Removal Tray Tray Only | Modular Stem and Head Removal Tray Only
BIOMET UK LTD. | المملكة المتحدة | United Kingdom | ME0000004802SFDAA00005 | Taperloc Hip Instrumentation General Instrument Tray without Instruments | Taperloc General Instrument Tray (only)
BIOMET UK LTD. | المملكة المتحدة | United Kingdom | ME0000004802SFDAA00006 | Taperloc Hip Instrumentation Rasp Tray Without Rasps | Taperloc Rasp Tray (without Rasps)
BIOMET UK LTD. | المملكة المتحدة | United Kingdom | ME0000004802SFDAA00007 | Taperloc Hip Instrumentation Starter Reamer | Taperloc Starter Reamer
BIOMET UK LTD. | المملكة المتحدة | United Kingdom | ME0000004802SFDAA00008 | Bi-Metric Hip System Box Chisel | Bi-Metric Box Chisel
Multibrands International Ltd | المملكة المتحدة | United Kingdom | ME0000009096SFDAA00001 | Active_Contour_Soft | Fluorodine Toothbrush // Active_Contour_Soft |  | فرشة اسنان ملتي براند فلورودين
Multibrands International Ltd | المملكة المتحدة | United Kingdom | ME0000009096SFDAA00002 | Active_Deep_Clean_Soft | Fluorodine Toothbrush // Active Deep Clean Soft |  | فرشة التنظيف العميق ذات الرأس المرن
Multibrands International Ltd | المملكة المتحدة | United Kingdom | ME0000009096SFDAA00003 | Fluorodine Toothbrush // flex max soft | Fluorodine Toothbrush // flex max soft |  | فرشة اسنان ذات المرونة القصوى
Multibrands International Ltd | المملكة المتحدة | United Kingdom | ME0000009096SFDAA00004 | Fluorodine Toothbrush // ultra active clean Soft | Fluorodine Toothbrush // ultra active clean Soft |  | فرشة التنظيف الفعال والناعمة على اللثة
Dentsply Ltd | المملكة المتحدة | United Kingdom | ME0000009129SFDAA00001 | DISPOSASHIELD | DISPOSASHIELD
Dentsply Limited (ash instruments) | المملكة المتحدة | United Kingdom | ME0000000472SFDAA00001 | Polytray Impression Trays | Polytrays
Curas Ltd. | المملكة المتحدة | United Kingdom | ME0000009133SFDAA00001 | PLASTIC PAN SUPPORT | Bedside Toileting Support
London HealthCare Limited UK | المملكة المتحدة | United Kingdom | ME0000009162SFDAA00001 | Traction Kit | Traction Kit Adhesive & Non Adhesive
London HealthCare Limited UK | المملكة المتحدة | United Kingdom | ME0000009162SFDAA00002 | Uni-Grip | Arm Sling
London HealthCare Limited UK | المملكة المتحدة | United Kingdom | ME0000009162SFDAA00003 | Uni-Grip | Adjustable Lumbar Abdominal Support
RGK Wheelchairs Ltd Unit | المملكة المتحدة | United Kingdom | ME0000009180SFDAA00001 | Tiga FX | Tiga FX |  | كرسي متحرك يساعد ذوي الاعاقة للتنقل
WARWICK SASCO LTD. | المملكة المتحدة | United Kingdom | ME0000006840SFDAA00003 | INSTRUMENT TRAYS | INSTRUMENT TRAYS
S MURRAY AND CO | المملكة المتحدة | United Kingdom | ME0000009264SFDAA00001 | SCISSORS STAINLESS STEEL | SCISSORS STAINLESS STEEL
S MURRAY AND CO | المملكة المتحدة | United Kingdom | ME0000009264SFDAA00002 | DISSECTORS | DISSECTORS
ZETHON LIMITED | المملكة المتحدة | United Kingdom | ME0000009267SFDAA00001 | Bipolar | ELECTROSURGICAL REUSABLE CABLES
Rayovac Europe Limited (Part of Energizer Holdings Inc.) | المملكة المتحدة | United Kingdom | ME0000009269SFDAA00001 | Rayovac Extra Advanced | Zinc Air Primary Battery
CANTEL MEDICAL | المملكة المتحدة | United Kingdom | ME0000009277SFDAA00001 | Cleana Scope | Cleana Scope
James Leckey Design Ltd | المملكة المتحدة | United Kingdom | ME0000008572SFDAA00003 | Everyday Activity Seat, S1, S2, S3 | Everyday Activity Seat
James Leckey Design Ltd | المملكة المتحدة | United Kingdom | ME0000008572SFDAA00004 | MyWay Walker | MyWay Walker
James Leckey Design Ltd | المملكة المتحدة | United Kingdom | ME0000008572SFDAA00005 | Leckey Horizon Stander | Leckey Horizon Stander
James Leckey Design Ltd | المملكة المتحدة | United Kingdom | ME0000008572SFDAA00006 | Mygo Seating system, Mygo Stander | Mygo Seating system, Mygo Stander
James Leckey Design Ltd | المملكة المتحدة | United Kingdom | ME0000008572SFDAA00007 | Squiggles seating system | Squiggles Seating System
Seers Medical Ltd. | المملكة المتحدة | United Kingdom | ME0000008577SFDAA00001 | Shower Trolley | Shower Trolley
Seers Medical Ltd. | المملكة المتحدة | United Kingdom | ME0000008577SFDAA00002 | Tilt Table | Tilt Table
Seers Medical Ltd. | المملكة المتحدة | United Kingdom | ME0000008577SFDAA00003 | Therapy Traction Table and Packages | Therapy Traction Table and Packages
Seers Medical Ltd. | المملكة المتحدة | United Kingdom | ME0000008577SFDAA00004 | Bobath Therapy Couch | Bobath Therapy Couch
Seers Medical Ltd. | المملكة المتحدة | United Kingdom | ME0000008577SFDAA00005 | SEERS Medical Chairs and Stools | SEERS Medical Chairs and Stools
Flat Free Tyres Limited Trading as Greencare mobility | المملكة المتحدة | United Kingdom | ME0000009588SFDAA00001 | DB | wheelchairs
Rehabilitation Manufacturer Services Ltd | المملكة المتحدة | United Kingdom | ME0000006168SFDAA00001 | CADDY | CADDY
Rehabilitation Manufacturer Services Ltd | المملكة المتحدة | United Kingdom | ME0000006168SFDAA00002 | Marley | Marley
Steeper Group Holdings LTD | المملكة المتحدة | United Kingdom | ME0000009589SFDAA00001 | BB Hand | bebionic Hand
PERFORMANCE HEALTH | المملكة المتحدة | United Kingdom | ME0000009694SFDAA00002 | UK-Dropship Commode mobile Days Adj Height 22" Export | Commode Mobile Days Adjustable Height 22 export |  | تستخدم على المرحاض. المقعد مقاوم للصدأ بسبب هيكل الألمنيوم المؤكسد ، مما يجعله مثاليًا للاستخدام في بيئة رطبة. إنه يشتمل على مقبض دفع وعجلات دوارة لتمكين مقدمي الرعاية من تحريك المريض بسهولة وراحة.
PERFORMANCE HEALTH | المملكة المتحدة | United Kingdom | ME0000009694SFDAA00007 | UK Wheelchair Transit standard Detachable Arm Foot Rests | Wheelchair Transit standard Detachable Arm Foot Rests
PERFORMANCE HEALTH | المملكة المتحدة | United Kingdom | ME0000009694SFDAA00009 | UK Wheelchair self propelled narrow detachable arm foot rests | Wheelchair self propelled narrow detachable arm foot rests
Invacare UK Operations | المملكة المتحدة | United Kingdom | ME0000002300SFDAA00003 | DACAPO HEAVY USER 350kg HMI | DACAPO HEAVY USER
PERFORMANCE HEALTH | المملكة المتحدة | United Kingdom | ME0000009694SFDAA00011 | UK Wheelchair Heavy Duty | Wheelchair Heavy Duty Self Propelled Fixed Back
PERFORMANCE HEALTH | المملكة المتحدة | United Kingdom | ME0000009694SFDAA00020 | UK Wheelchair Link Transit 46 cm | Wheelchair Link Transit 46 cm |  | تهدف إلى مساعدة وتحسين الحركة للأفراد الأقل قدرة على أو يعانون مشاكل في المشي ويرغبون في المحافظة على استقلالهم وحريتهم
PERFORMANCE HEALTH | المملكة المتحدة | United Kingdom | ME0000009694SFDAA00022 | UK TRI WHEEL WALKER LIGHTWEIGHT ALUMINIUM BLUE | TRI WHEEL WALKER LIGHTWEIGHT ALUMINIUM BLUE 240L |  | هي آلة مشي متينة مصنوعة من أنابيب الألمنيوم المصبوبة مع ثلاثة إطارات ذات إطارات صلبة
PERFORMANCE HEALTH | المملكة المتحدة | United Kingdom | ME0000009694SFDAA00026 | UK Wheelchair Self Propelled link 36cm UK Wheelchair Self Propelled link 38cm UK Wheelchair | Wheelchair Self Propelled link |  | المقصود من الكراسي المتحركة اليدوية في دايز لينك هو المساعدة على تحسين الحركة لهؤلاء الأفراد وتحسينها الذين هم أقل قدرة أو لديهم صعوبات في المشي
RGK Wheelchairs Ltd Unit | المملكة المتحدة | United Kingdom | ME0000009180SFDAA00002 | RGK Elite | Manual wheelchair
RGK Wheelchairs Ltd Unit | المملكة المتحدة | United Kingdom | ME0000009180SFDAA00003 | RGK Tiga | Manual wheelchair
NOVO CARE for trading and Agencies | المملكة المتحدة | United Kingdom | ME0000010707SFDAA00001 | Novo Plast | Adhesive Tape
Medisafe UK Limited | المملكة المتحدة | United Kingdom | ME0000011473SFDAA00001 | Medisafe SI SA Ultrasonic Washer | Ultrasonic cleaner for medical instruments
Medisafe UK Limited | المملكة المتحدة | United Kingdom | ME0000011473SFDAA00002 | Reliance S | Ultrasonic cleaner for medical instruments
PSP Dental Co. Ltd. | المملكة المتحدة | United Kingdom | ME0000011785SFDAA00001 | PSP | Sundries
PSP Dental Co. Ltd. | المملكة المتحدة | United Kingdom | ME0000011785SFDAA00002 | PSP | Impression Material
Rayovac Europe Limited (Part of Energizer Holdings Inc.) | المملكة المتحدة | United Kingdom | ME0000009269SFDAA00002 | Rayovac Extra Advanced | Zinc Air Primary battery
Rayovac Europe Limited (Part of Energizer Holdings Inc.) | المملكة المتحدة | United Kingdom | ME0000009269SFDAA00003 | Rayovac Implant Pro-Plus | Zinc Air Primary battery
Evac+Chair International Ltd | المملكة المتحدة | United Kingdom | ME0000013153SFDAA00002 | Evac+Chair | Evac+Chair
PLINTH MEDICAL | المملكة المتحدة | United Kingdom | ME0000013176SFDAA00001 | NEUROLOGY COUCH | NEUROLOGY COUCH
Hugh Steeper Ltd. | المملكة المتحدة | United Kingdom | ME0000013188SFDAA00001 | ADAPTER PLATES | PROSTHESIS
Hugh Steeper Ltd. | المملكة المتحدة | United Kingdom | ME0000013188SFDAA00002 | CERVICAL COLLAR PLASTIC, WITH CHIN PIECE | Orthoses
Hugh Steeper Ltd. | المملكة المتحدة | United Kingdom | ME0000013188SFDAA00003 | CHAIR BACK LSO | Orthoses
Hugh Steeper Ltd. | المملكة المتحدة | United Kingdom | ME0000013188SFDAA00004 | CLAVICAL POSTURE SUPPORT | Orthosis
Hugh Steeper Ltd. | المملكة المتحدة | United Kingdom | ME0000013188SFDAA00005 | Cosmetic gloves | External Limb Prostheses
Hugh Steeper Ltd. | المملكة المتحدة | United Kingdom | ME0000013188SFDAA00006 | ABOVE ELBOW HARNESS KIT | prosthetic
Hugh Steeper Ltd. | المملكة المتحدة | United Kingdom | ME0000013188SFDAA00007 | PAVLIC HARNESS | ORTHOSES SPINAL
Hugh Steeper Ltd. | المملكة المتحدة | United Kingdom | ME0000013188SFDAA00008 | ELECTRODE CABLE | External limb prostheses and Accessories
Hugh Steeper Ltd. | المملكة المتحدة | United Kingdom | ME0000013188SFDAA00009 | Infants Foam Filled Cosmetic Glove | External limb prostheses and Accessories
Hugh Steeper Ltd. | المملكة المتحدة | United Kingdom | ME0000013188SFDAA00010 | ELECTRODE | External limb prostheses and Accessories
Hugh Steeper Ltd. | المملكة المتحدة | United Kingdom | ME0000013188SFDAA00011 | MYOELECTRIC HAND | External limb prostheses and Accessories
Hugh Steeper Ltd. | المملكة المتحدة | United Kingdom | ME0000013188SFDAA00012 | MYOELECTRIC HAND | External limb prostheses and Accessories
Blatchford products Ltd. | المملكة المتحدة | United Kingdom | ME0000013189SFDAA00001 | SENIOR FOOT | Foot Shell
Hugh Steeper Ltd. | المملكة المتحدة | United Kingdom | ME0000013188SFDAA00013 | CARPAL TUNNEL GLOVE | ORTHOSIS upper limb
Hugh Steeper Ltd. | المملكة المتحدة | United Kingdom | ME0000013188SFDAA00014 | Desktop Charger | External limb prostheses and Accessories
Hugh Steeper Ltd. | المملكة المتحدة | United Kingdom | ME0000013188SFDAA00015 | Connector Block Cable | External limb prostheses and Accessories
Hugh Steeper Ltd. | المملكة المتحدة | United Kingdom | ME0000013188SFDAA00016 | AUTO LOCK SIDE STEELS and NON LOCK SIDE STEELS | External limb prostheses and Accessories
Hugh Steeper Ltd. | المملكة المتحدة | United Kingdom | ME0000013188SFDAA00017 | Lithium Polymer battery | External limb prostheses and Accessories
Hugh Steeper Ltd. | المملكة المتحدة | United Kingdom | ME0000013188SFDAA00018 | BRACE LSO | ORTHOSIS SPINAL
Hugh Steeper Ltd. | المملكة المتحدة | United Kingdom | ME0000013188SFDAA00019 | TLSO BRACE | ORTHOSIS SPINAL
Hugh Steeper Ltd. | المملكة المتحدة | United Kingdom | ME0000013188SFDAA00020 | Silicone Cosmetic Gloves | Custom Made Silicone Cosmetic
Hugh Steeper Ltd. | المملكة المتحدة | United Kingdom | ME0000013188SFDAA00021 | TRANSRADIAL SUSPENSION KIT | External limb prostheses and Accessories
Hugh Steeper Ltd. | المملكة المتحدة | United Kingdom | ME0000013188SFDAA00022 | Wrist Brace with Thumb SPICA | Orthoses Upper Limb
Hugh Steeper Ltd. | المملكة المتحدة | United Kingdom | ME0000013188SFDAA00024 | MULTI Axial Wrist Housing | Orthoses Upper Limb
Hugh Steeper Ltd. | المملكة المتحدة | United Kingdom | ME0000013188SFDAA00025 | Lithium Polymer Battery Receptacle | External limb prostheses and Accessories
Blatchford products Ltd. | المملكة المتحدة | United Kingdom | ME0000013189SFDAA00002 | ORION3 MODULE ASSEMBLY | LIMB SYSTEM
Hugh Steeper Ltd. | المملكة المتحدة | United Kingdom | ME0000013188SFDAA00026 | CUSTOM MADE HIGH DEFINITION BELOW KNEE SILICONE COSMETIC COVER FOR TRANS TIBIAL PROSTHESIS. | Custom Made Silicon Cosmetic
Hugh Steeper Ltd. | المملكة المتحدة | United Kingdom | ME0000013188SFDAA00027 | CUSTOM MADE HIGH DEFINITION FULL LENGTH SILICONE COSMETIC COVER FOR TRANS FEMORAL PROSTHESIS. | Custom Made Silicon Cosmetic
Hugh Steeper Ltd. | المملكة المتحدة | United Kingdom | ME0000013188SFDAA00028 | CUSTOM MADE HIGH DEFINITION HALF LENGTH SILICONE COSMETIC COVER FOR TRANS FEMORAL PROSTHESIS | Custom Made Silicon Cosmetic
Hugh Steeper Ltd. | المملكة المتحدة | United Kingdom | ME0000013188SFDAA00029 | CUSTOM MADE HIGH DEFINITION ABOVE ELBOW SILICONE COSMETIC COVER FOR TRANS HUMERAL COSMETIC PROSTHESI | Custom Made Silicon Cosmetic
Hugh Steeper Ltd. | المملكة المتحدة | United Kingdom | ME0000013188SFDAA00030 | CUSTOM MADE HIGH DEFINITION SILICONE PARTIAL FOOT PROSTHESIS WITH CARBON FOOT PLATE | Custom Made Silicon Cosmetic
Hugh Steeper Ltd. | المملكة المتحدة | United Kingdom | ME0000013188SFDAA00031 | CUSTOM MADE HIGH DEFINITION SILICONE FINGERS WHERE PATIENT REQUIRES 2 DIGITS | Custom Made Silicon Cosmetic
Hugh Steeper Ltd. | المملكة المتحدة | United Kingdom | ME0000013188SFDAA00032 | CUSTOM MADE HIGH DEFINITION SILICONE FINGERS WHERE PATIENT REQUIRES MORE THAN 3 DIGITS ON ONE HAND | Custom Made Silicon Cosmetic
Hugh Steeper Ltd. | المملكة المتحدة | United Kingdom | ME0000013188SFDAA00033 | CUSTOM MADE HIGH DEFINITION SILICONE TOE | Custom Made Silicon Cosmetic
Hugh Steeper Ltd. | المملكة المتحدة | United Kingdom | ME0000013188SFDAA00034 | CUSTOM MADE HIGH DEFINITION SILICONE FINGERS REQUIRES MORE THAN 3 DIGITS ON ONE HAND | Custom Made Silicon Cosmetic
Hugh Steeper Ltd. | المملكة المتحدة | United Kingdom | ME0000013188SFDAA00035 | CUSTOM MADE HIGH DEFINITION SILICONE TOE | Custom Made Silicon Cosmetic
Hugh Steeper Ltd. | المملكة المتحدة | United Kingdom | ME0000013188SFDAA00036 | CUSTOM MADE HIGH DEFINITION SILICONE PARTIAL HAND | Custom Made Silicon Cosmetic
Hugh Steeper Ltd. | المملكة المتحدة | United Kingdom | ME0000013188SFDAA00037 | CUSTOM MADE HIGH DEFINITION SILICONE FINGERS | Custom Made Silicon Cosmetic
Hugh Steeper Ltd. | المملكة المتحدة | United Kingdom | ME0000013188SFDAA00038 | CHECK SOCKET | Custom Made Silicone Cosmetic
Hugh Steeper Ltd. | المملكة المتحدة | United Kingdom | ME0000013188SFDAA00039 | Cosmetic Gloves | Custom Made Silicone Cosmetic
TG Eakin Limited | المملكة المتحدة | United Kingdom | ME0000013187SFDAA00007 | Eakin Wound Pouch | Wound Management Device |  | كيس متوسط للجروح مع خاصية "الطوي والتثبيت" (حتى 110*75مم)
TG Eakin Limited | المملكة المتحدة | United Kingdom | ME0000013187SFDAA00008 | Eakin Wound Pouch | Wound Management Device |  | كيس كبير جدا مع سدّاده للجروح العمودية (حتى 245*160مم)
TG Eakin Limited | المملكة المتحدة | United Kingdom | ME0000013187SFDAA00010 | Eakin Cohesive | Ostomy Appliance |  | غطاء فغر (اوستومي)
TG Eakin Limited | المملكة المتحدة | United Kingdom | ME0000013187SFDAA00011 | Eakin Wound Pouches | wound management device |  | جهاز علاج الجروح
EMS PHYSIO LTD. | المملكة المتحدة | United Kingdom | ME0000008089SFDAA00011 | TREATMENT COUCH PHYSIOTHERAPY | Physiotherapy Treatment Couch
KARE ORTHOPADEIC LTD | المملكة المتحدة | United Kingdom | ME0000000958SFDAA00006 | shoulder immobiliser | shoulder immobilizer |  | دعامة لتثبيت الكتف
KARE ORTHOPADEIC LTD | المملكة المتحدة | United Kingdom | ME0000000958SFDAA00007 | Paediatric Coloured Wrist Splint | wrist splint |  | دعامة لتثبيت رسغ اليد
KARE ORTHOPADEIC LTD | المملكة المتحدة | United Kingdom | ME0000000958SFDAA00008 | Paediatric Walker | walker |  | دعامة لتثبيت كسور القدم
KARE ORTHOPADEIC LTD | المملكة المتحدة | United Kingdom | ME0000000958SFDAA00009 | Off-loader Heel Shoe | Heel Shoe |  | حذاء لتخفيف الضغط على كعب القدم
KARE ORTHOPADEIC LTD | المملكة المتحدة | United Kingdom | ME0000000958SFDAA00010 | Paediatric Fun Pattern Arm Knee Immobiliser | Arm Knee immobiliser |  | دعامة لتثبيت الذراع والركبة
KARE ORTHOPADEIC LTD | المملكة المتحدة | United Kingdom | ME0000000958SFDAA00011 | AIRSTEP WALKER | AIRSTEP WALKER |  | حذاء لتثبيت الكاحل
KARE ORTHOPADEIC LTD | المملكة المتحدة | United Kingdom | ME0000000958SFDAA00012 | JURA KNEE IMMOBILISER | KNEE IMMOBILIZER |  | دعامة لتثبيت الركبة
KARE ORTHOPADEIC LTD | المملكة المتحدة | United Kingdom | ME0000000958SFDAA00013 | BASIC COLLAR BEIGE | BASIC COLLAR |  | دعامة لتثبيت الرقبة
KARE ORTHOPADEIC LTD | المملكة المتحدة | United Kingdom | ME0000000958SFDAA00014 | Basic Wrist Brace | Basic Wrist Brace Vinyl Bar Casing with GripTabs |  | دعامة لتثبيت رسغ اليد
KARE ORTHOPADEIC LTD | المملكة المتحدة | United Kingdom | ME0000000958SFDAA00015 | JURA CLAVICAL SPLINT | CLAVICAL SPLINT |  | دعامة لتثبيت عظمة الترقوة و الكتف
KARE ORTHOPADEIC LTD | المملكة المتحدة | United Kingdom | ME0000000958SFDAA00016 | Economy Standard Neoprene Wrist Brace | Wrist Brace |  | دعامة لتثبيت رسغ اليد
KARE ORTHOPADEIC LTD | المملكة المتحدة | United Kingdom | ME0000000958SFDAA00017 | Philadelphia Collar | Philadelphia Collar |  | دعامة لتثبيت الرقبة
KARE ORTHOPADEIC LTD | المملكة المتحدة | United Kingdom | ME0000000958SFDAA00018 | Air Gel Ankle Brace | AirGel Ankle Brace
KARE ORTHOPADEIC LTD | المملكة المتحدة | United Kingdom | ME0000000958SFDAA00019 | Cast Sandal Standard | Cast Sandal
KARE ORTHOPADEIC LTD | المملكة المتحدة | United Kingdom | ME0000000958SFDAA00020 | Tennis Elbow Support with Pad | Tennis Elbow Support
KARE ORTHOPADEIC LTD | المملكة المتحدة | United Kingdom | ME0000000958SFDAA00021 | Hinged Knee | Hinged Knee |  | دعامة لتثبيت الركبة
KARE ORTHOPADEIC LTD | المملكة المتحدة | United Kingdom | ME0000000958SFDAA00022 | Hinged Elbow Wrap | Hinged Elbow
KARE ORTHOPADEIC LTD | المملكة المتحدة | United Kingdom | ME0000000958SFDAA00023 | Basic Post-Op Shoe | Post-Op Shoe
KARE ORTHOPADEIC LTD | المملكة المتحدة | United Kingdom | ME0000000958SFDAA00024 | Neoprene Knee Sleeve | Knee Sleeve
KARE ORTHOPADEIC LTD | المملكة المتحدة | United Kingdom | ME0000000958SFDAA00025 | K Sport Back Brace with Stays | Back Brace
KARE ORTHOPADEIC LTD | المملكة المتحدة | United Kingdom | ME0000000958SFDAA00026 | K Sport Knee | KNEE SUPPORT
KARE ORTHOPADEIC LTD | المملكة المتحدة | United Kingdom | ME0000000958SFDAA00027 | Modiform No Panel | lumbosacral support Belt |  | حزام لتثبيت اسفل الظهر
KARE ORTHOPADEIC LTD | المملكة المتحدة | United Kingdom | ME0000000958SFDAA00028 | CDH Splint | CDH Splint |  | دعامة لتثبيت الحوض
KARE ORTHOPADEIC LTD | المملكة المتحدة | United Kingdom | ME0000000958SFDAA00029 | Pavlik Harness | Pavlik Harness |  | دعامة تلبس لعلاج خلع مفصل الحوض عند الاطفال
KARE ORTHOPADEIC LTD | المملكة المتحدة | United Kingdom | ME0000000958SFDAA00030 | Kare Soft Humeral | Humeral Brace |  | دعامة لتثبيت كسر الكتف
Sunflower Medical Limited | المملكة المتحدة | United Kingdom | ME0000000772SFDAA00013 | Specialist Treatment Couches | Treatment Table
Sunflower Medical Limited | المملكة المتحدة | United Kingdom | ME0000000772SFDAA00014 | Eco MK3 Variable Height Couch | Treatment Couch
Sunflower Medical Limited | المملكة المتحدة | United Kingdom | ME0000000772SFDAA00015 | Fusion Classic Plus+ Fully Powered Couch | Examination Couch
Sunflower Medical Limited | المملكة المتحدة | United Kingdom | ME0000000772SFDAA00016 | Fusion MK2 Variable Height Couch | Treatment Couch
Sunflower Medical Limited | المملكة المتحدة | United Kingdom | ME0000000772SFDAA00017 | Practitioner Deluxe Examination Couch | Examination Couch
Sunflower Medical Limited | المملكة المتحدة | United Kingdom | ME0000000772SFDAA00019 | Gynae MK1 Variable Height Couch | Gynecology Examination Couch
Sunflower Medical Ltd. | المملكة المتحدة | United Kingdom | ME0000006999SFDAA00001 | Fusion Bariatric Variable Treatment Couch | Bariatric Treatement Couch
Hugh Steeper Ltd. | المملكة المتحدة | United Kingdom | ME0000013188SFDAA00040 | STABILITY BOOTS FOR CHILDREN | Orthoses
Hugh Steeper Ltd. | المملكة المتحدة | United Kingdom | ME0000013188SFDAA00041 | STABILITY FOOTWEAR SANDAL | Orthoses
Diaco Limited | المملكة المتحدة | United Kingdom | ME0000001405SFDAA00001 | Diaco | Diaco Dental Chair for Wheelchair Pateints
ConvaTec Limited | المملكة المتحدة | United Kingdom | ME0000000539SFDAA00012 | Colodress Plus | One piece ostomy system
PFI Holdings Ltd | المملكة المتحدة | United Kingdom | ME0000008814SFDAA00001 | Isolation Patient Stretcher | Isolation Patient Stretcher
Graphic Controls Ltd. | المملكة المتحدة | United Kingdom | ME0000004293SFDAA00001 | Paper | Recording Charts
Vernacare Limited | المملكة المتحدة | United Kingdom | ME0000008985SFDAA00006 | Hospital Disposable Products | Hospital Disposable Products
CLEMENT CLARKE INTERNATIONAL LIMITED | المملكة المتحدة | United Kingdom | ME0000009260SFDAA00001 | Disposable Inspiratory One-Way Valve Mouthpieces | Disposable Inspiratory One-Way Valve Mouthpieces
UNISURGE INTERNATIONAL LIMITED | المملكة المتحدة | United Kingdom | ME0000006841SFDAA00004 | SWABS GAUZE AND NON WOVEN | SWABS GAUZE AND NON WOVEN
CLEMENT CLARKE INTERNATIONAL LIMITED | المملكة المتحدة | United Kingdom | ME0000009260SFDAA00003 | DispoZABLE Spacer | DispoZABLE Spacer
WARWICK SASCO LTD. | المملكة المتحدة | United Kingdom | ME0000006840SFDAA00002 | WARWICK RANGE MEDICAL POLYWARE | WARWICK RANGE MEDICAL POLYWARE
Hospital Direct | المملكة المتحدة | United Kingdom | ME0000009263SFDAA00001 | Slideezi | Slideezi Disposable Flat Slide Sheets
UNISURGE INTERNATIONAL LIMITED | المملكة المتحدة | United Kingdom | ME0000006841SFDAA00006 | DRESSING PACKS | DRESSING PACKS
WARWICK SASCO LTD. | المملكة المتحدة | United Kingdom | ME0000006840SFDAA00005 | WARWICK RANGE MEDICAL POLYWARE | WARWICK RANGE
WARWICK SASCO LTD. | المملكة المتحدة | United Kingdom | ME0000006840SFDAA00006 | WARWICK RANGE MEDICAL POLYWARE | WARWICK RANGE
UNISURGE INTERNATIONAL LIMITED | المملكة المتحدة | United Kingdom | ME0000006841SFDAA00007 | SINGLE USE BOTTLES JARS OINTMENT AND DROP BOTTLES WITH CAPS | SINGLE USE BOTTLES JARS OINTMENT AND DROP BOTTLES WITH CAPS
Al Maram Factory for medical supplies | المملكة المتحدة | United Kingdom | ME0000010708SFDAA00001 | M. WRAP | Sterilization Wrap Sheets
Clinicept Healthcare Ltd | المملكة المتحدة | United Kingdom | ME0000013106SFDAA00001 | Clinicept 2 Percent Chlorhexidine Wash Cloths | Wash Cloths
Evac Chair International Ltd | المملكة المتحدة | United Kingdom | ME0000013154SFDAA00001 | Evac Chair International Ltd | Patient Rescue Sheet
HARMON FACTORY FOR MANUFACTURE PLASTIC | المملكة المتحدة | United Kingdom | ML0000000030SFDAA00002 | Carafe Pitcher | Carafe Pitcher
HARMON FACTORY FOR MANUFACTURE PLASTIC | المملكة المتحدة | United Kingdom | ML0000000030SFDAA00006 | Service Tray | Service Tray
HARMON FACTORY FOR MANUFACTURE PLASTIC | المملكة المتحدة | United Kingdom | ML0000000030SFDAA00007 | Sharp Container Holder | Sharp Container Holder
HARMON FACTORY FOR MANUFACTURE PLASTIC | المملكة المتحدة | United Kingdom | ML0000000030SFDAA00008 | Wash Basin Rectangular 6 ltr | Wash Basin Rectangular
HARMON FACTORY FOR MANUFACTURE PLASTIC | المملكة المتحدة | United Kingdom | ML0000000030SFDAA00014 | Waste Container 30 ltr 60 ltr | Waste Container 30 ltr 60 ltr
HARMON FACTORY FOR MANUFACTURE PLASTIC | المملكة المتحدة | United Kingdom | ML0000000030SFDAA00016 | Disposable Sharp Container | Disposable Sharp Container
HARMON FACTORY FOR MANUFACTURE PLASTIC | المملكة المتحدة | United Kingdom | ML0000000030SFDAA00017 | Safety Box | Safety Box
Clinicept Healthcare Ltd | المملكة المتحدة | United Kingdom | ME0000013106SFDAA00002 | Clinicept Disinfectant and Cleaning Wipes for non-invasive medical devices | Medical Device Wipes
Albert Browne Ltd. | المملكة المتحدة | United Kingdom | ME0000000951SFDAA00006 | Sterilization Roll | Sterilization Roll
Respironics Respiratory Drug Delivery (UK) Ltd | المملكة المتحدة | United Kingdom | ME0000000933SFDAA00001 | OptiChamber Diamond | OptiChamber Diamond
ConvaTec Limited | المملكة المتحدة | United Kingdom | ME0000000539SFDAA00001 | Convacare | Adhesive remover wipe or Protective barrier wipe | Adhesive remover wipes or Protective barrier wipes
ConvaTec Limited | المملكة المتحدة | United Kingdom | ME0000000539SFDAA00002 | Little Ones | One piece ostomy system | One piece ostomy system for the management of stomal output
ConvaTec Limited | المملكة المتحدة | United Kingdom | ME0000000539SFDAA00003 | Little ones Sur-Fit Plus | Two piece ostomy system | Two-piece ostomy system for the management of stomal output
ConvaTec Limited | المملكة المتحدة | United Kingdom | ME0000000539SFDAA00004 | Orabase | Protective paste | Protective Paste that adheres to moist areas. For use to fill irregularities and depressions on peristomal skin to protect and facilitate stoma care application
ConvaTec Limited | المملكة المتحدة | United Kingdom | ME0000000539SFDAA00005 | Orahesive Powder | Protective Powder | Protective Powder to facilitate the application of stoma care appliances
ConvaTec Limited | المملكة المتحدة | United Kingdom | ME0000000539SFDAA00006 | Ostomy Appliance Belt | Belt | Ostomy appliance belt
ConvaTec Limited | المملكة المتحدة | United Kingdom | ME0000000539SFDAA00007 | Stomahesive Paste | Protective Skin Barrier & Filler | Protective Skin Barrier & Filler.
ConvaTec Limited | المملكة المتحدة | United Kingdom | ME0000000539SFDAA00008 | Straight Tail Closure | Tail Closure | Attached to the tail end of open-ended ostomy pouches to control pouch drainage
ConvaTec Limited | المملكة المتحدة | United Kingdom | ME0000000539SFDAA00009 | Sur-Fit Plus | Two piece ostomy system | Two pieces ostomy system for the management of stomal output
ConvaTec Limited | المملكة المتحدة | United Kingdom | ME0000000539SFDAA00010 | Active life | One piece ostomy system | 1 piece Ostomy appliance system for the management of stomal output
ConvaTec Limited | المملكة المتحدة | United Kingdom | ME0000000539SFDAA00011 | Sur-Fit Plus | Two piece ostomy system | Two pieces ostomy system for the management of stomal output
ConvaTec Limited | المملكة المتحدة | United Kingdom | ME0000000539SFDAA00013 | Sur-Fit Plus | Two piece ostomy system | Two pieces ostomy system for the management of stomal output
DePuy International Limited | المملكة المتحدة | United Kingdom | ME0000000632SFDAA00004 | C-STEM AMT STEM TRIAL | C-STEM AMT STEM TRIAL | Surgical Instruments
DePuy International Limited | المملكة المتحدة | United Kingdom | ME0000000632SFDAA00007 | Sigma HP MI Reference Guide | Surgical Instruments | Surgical Instruments
DePuy International Limited | المملكة المتحدة | United Kingdom | ME0000000632SFDAA00008 | CEMENTED CUP PUSHER | Surgical Instruments | Surgical Instruments.
Clinisupplies Ltd | المملكة المتحدة | United Kingdom | ME0000000962SFDAA00004 | Prosys® Flofit Self Adhesive Silicone Sheath | Prosys® Flofit Self Adhesive Silicone Sheath | Silicone Urinary Condom
Griffiths & Nielsen Ltd. | المملكة المتحدة | United Kingdom | ME0000007478SFDAA00001 | FITLEGS™ Anti-Embolism Stockings | Graduated Compression Anti-Embolism Stockings | To reduce the risk of deep vein thrombosis via graduated compression | جوارب مضادة لتخثر الدم
Griffiths & Nielsen Ltd. | المملكة المتحدة | United Kingdom | ME0000007478SFDAA00002 | FITLEGS™ Diabetes | Diabetic Sock | To offer comfort to patients with fragile skin as a result of diabetes | جوارب ناعمة ومريحة لمرض السكري أو القدمين المتورمة والحساسة
Griffiths & Nielsen Ltd. | المملكة المتحدة | United Kingdom | ME0000007478SFDAA00004 | FITLEGS™ Everyday | Everyday Compression Sock | Compression socks for work and travel | جوارب ضاغطة للسفر و العمل
DuckWorth And Kent LTD | المملكة المتحدة | United Kingdom | ME0000007902SFDAA00001 | Hooks and Probes | Hooks and Probes | Hooks and Probes
DuckWorth And Kent LTD | المملكة المتحدة | United Kingdom | ME0000007902SFDAA00003 | Fixation Rings | Fixation Rings | Fixation Rings
DuckWorth And Kent LTD | المملكة المتحدة | United Kingdom | ME0000007902SFDAA00004 | Markers | Markers | Markers
DuckWorth And Kent LTD | المملكة المتحدة | United Kingdom | ME0000007902SFDAA00005 | Sterilising Tray | Sterilising Tray | Sterilising Tray
DuckWorth And Kent LTD | المملكة المتحدة | United Kingdom | ME0000007902SFDAA00006 | Inserters | Inserters | Inserters
DuckWorth And Kent LTD | المملكة المتحدة | United Kingdom | ME0000007902SFDAA00007 | Scissors | Scissors | Scissors
DuckWorth And Kent LTD | المملكة المتحدة | United Kingdom | ME0000007902SFDAA00008 | Descemets Punch | Descemets Punch | Descemets Punch
DuckWorth And Kent LTD | المملكة المتحدة | United Kingdom | ME0000007902SFDAA00009 | SPECULUM | SPECULUM | SPECULUM
DuckWorth And Kent LTD | المملكة المتحدة | United Kingdom | ME0000007902SFDAA00010 | Injector | Injector | Injector
DuckWorth And Kent LTD | المملكة المتحدة | United Kingdom | ME0000007902SFDAA00012 | Forceps | Forceps | Forceps
DuckWorth And Kent LTD | المملكة المتحدة | United Kingdom | ME0000007902SFDAA00013 | Needle Holder | Needle Holder | Needle Holder
DuckWorth And Kent LTD | المملكة المتحدة | United Kingdom | ME0000007902SFDAA00014 | Diamond Knife | Diamond Knife | Diamond Knife
Allied Hygiene Systems Ltd | المملكة المتحدة | United Kingdom | ME0000005773SFDAA00001 | SANIMED Sanisafe IPA wipes | SANIMED Sanisafe IPA wipes | Wipes for Disinfection of hard surfaces
Serchem | المملكة المتحدة | United Kingdom | ME0000008164SFDAA00001 | RENOVATE PLUS | RENOVATE PLUS | .
Serchem | المملكة المتحدة | United Kingdom | ME0000008164SFDAA00002 | TRIPLE ZYME | TRIPLE ZYME | .
Serchem | المملكة المتحدة | United Kingdom | ME0000008164SFDAA00003 | Ultra Active 8 | Ultra Active 8 | .
Serchem | المملكة المتحدة | United Kingdom | ME0000008164SFDAA00004 | Delta | Delta | .
Serchem | المملكة المتحدة | United Kingdom | ME0000008164SFDAA00005 | DELTA E.S | Delta E.S | .
Serchem | المملكة المتحدة | United Kingdom | ME0000008164SFDAA00006 | Multi active 8 | Multi active 8 | .
Vernacare Limited | المملكة المتحدة | United Kingdom | ME0000008985SFDAA00004 | Azo wipette | Azo wipette | Medical Disinfectant wipes
Vernacare Limited | المملكة المتحدة | United Kingdom | ME0000008985SFDAA00004 | Azo wipette | Azo wipette | Medical Disinfectant wipes
Keeler Ltd. | المملكة المتحدة | United Kingdom | ME0000001544SFDAA00022 | Frames | Frames | Frames
Keeler Ltd. | المملكة المتحدة | United Kingdom | ME0000001544SFDAA00023 | K-LED II | K-LED II | K-LED II Headlamp
Vernacare Limited | المملكة المتحدة | United Kingdom | ME0000008985SFDAA00005 | Hospital Disposable Products | Hospital Disposable Products | Hospital Disposable Products
UNISURGE INTERNATIONAL LIMITED | المملكة المتحدة | United Kingdom | ME0000006841SFDAA00003 | ORAL HYGIENE | ORAL HYGIENE | Oral Hygiene Care
CLEMENT CLARKE INTERNATIONAL LIMITED | المملكة المتحدة | United Kingdom | ME0000009260SFDAA00002 | Flutter Resp Therapy Device | Flutter | Flutter Respiratory Therapy Device
Keeler Ltd. | المملكة المتحدة | United Kingdom | ME0000001544SFDAA00024 | Loupes | Loupes | Loupes
UNISURGE INTERNATIONAL LIMITED | المملكة المتحدة | United Kingdom | ME0000006841SFDAA00005 | PULP TRAY | PULP TRAY | PULP TRAY
WARWICK SASCO LTD. | المملكة المتحدة | United Kingdom | ME0000006840SFDAA00001 | WARWICK RANGE MEDICAL POLYWARE | WARWICK RANGE | WARWICK Range of Reusable Medical Polyware for sterilization Devices provided unsterile
Vernacare Limited | المملكة المتحدة | United Kingdom | ME0000008985SFDAA00007 | Theatre Tray Liner | Theatre Tray Liner | Theatre Tray Liner
WARWICK SASCO LTD. | المملكة المتحدة | United Kingdom | ME0000006840SFDAA00004 | SPA RANGE MEDICAL POLYWARE | SPA RANGE | SPA Range of Reusable Medical Polyware for sterilization Devices provided unsterile
WARWICK SASCO LTD. | المملكة المتحدة | United Kingdom | ME0000006840SFDAA00007 | STERILITE RANGE MEDICAL POLYWARE | STERILITE RANGE | STERILITE Range of single Use Medical Polyware for sterilization Devices provided unsterile
CLEMENT CLARKE INTERNATIONAL LIMITED | المملكة المتحدة | United Kingdom | ME0000009260SFDAA00004 | SPACER FAMILY | SPACER FAMILY | To assist with delivery of aerosolised medication | وصلة استنشاق
PERFORMANCE HEALTH | المملكة المتحدة | United Kingdom | ME0000009694SFDAA00001 | UK-Dropship Commode mobile | Dropship Commode mobile | used over the toilet. The chair is rust proof due to the anodised aluminium frame, making it ideal for use in a wet environment. It incorporates a pushing handle and swivel castors to enable carers to push the patient around with ease and in comfort. | تستخدم على المرحاض. المقعد مقاوم للصدأ بسبب هيكل الألمنيوم المؤكسد ، مما يجعله مثاليًا للاستخدام في بيئة رطبة. إنه يشتمل على مقبض دفع وعجلات دوارة لتمكين مقدمي الرعاية من تحريك المريض بسهولة وراحة.
PERFORMANCE HEALTH | المملكة المتحدة | United Kingdom | ME0000009694SFDAA00003 | UK-Commode mobile Adj Height 20" - UK-Commode mobile Adj Height 22" | Commode Mobile Adj Height | used over the toilet. The chair is rust proof due to the anodised aluminium frame, making it ideal for use in a wet environment. It incorporates a pushing handle and swivel castors to enable carers to push the patient around with ease and in comfort. | تستخدم على المرحاض. المقعد مقاوم للصدأ بسبب هيكل الألمنيوم المؤكسد ، مما يجعله مثاليًا للاستخدام في بيئة رطبة. إنه يشتمل على مقبض دفع وعجلات دوارة لتمكين مقدمي الرعاية من تحريك المريض بسهولة وراحة.
PERFORMANCE HEALTH | المملكة المتحدة | United Kingdom | ME0000009694SFDAA00004 | UK-Folding Rail With Support Leg | Folding Rail With Support Leg | The mounting plate has mounting holes to secure it to the wall. It should be fitted by a competent person and secured to a wall capable of supporting the vertical load and leverage affected upon it by the user.
PERFORMANCE HEALTH | المملكة المتحدة | United Kingdom | ME0000009694SFDAA00005 | UK-Folding Rail Wall Mounted St | Folding Rail Wall Mounted Standard | The mounting plate has mounting holes to secure it to the wall. It should be fitted by a competent person and secured to a wall capable of supporting the vertical load and leverage affected upon it by the user.
Incus Surgical Ltd. | المملكة المتحدة | United Kingdom | ME0000007969SFDAA00001 | Scissors | Scissors | Surgical Instruments
Amity International | المملكة المتحدة | United Kingdom | ME0000010712SFDAA00001 | PreGel | Detergent cleaner for medical instruments | PreGel
Amity International | المملكة المتحدة | United Kingdom | ME0000010712SFDAA00002 | Surgiglide | Detergent cleaner for medical instruments | Surgiglide
Amity International | المملكة المتحدة | United Kingdom | ME0000010712SFDAA00003 | Virudet 12 | Detergent cleaner for medical instruments | Virudet 12
Amity International | المملكة المتحدة | United Kingdom | ME0000010712SFDAA00004 | Virudet Eco | Detergent cleaner for medical instruments | Virudet Eco
Amity International | المملكة المتحدة | United Kingdom | ME0000010712SFDAA00005 | Virudet Super Concentrate | Detergent cleaner for medical instruments | Virudet Super Concentrate
Amity International | المملكة المتحدة | United Kingdom | ME0000010712SFDAA00006 | Viruzyme | Detergent cleaner for medical instruments | Viruzyme
Amity International | المملكة المتحدة | United Kingdom | ME0000010712SFDAA00007 | Viruzyme N | Detergent cleaner for medical instruments | Viruzyme N
Amity International | المملكة المتحدة | United Kingdom | ME0000010712SFDAA00008 | Viruzyme Eco | Detergent cleaner for medical instruments | Viruzyme Eco
Amity International | المملكة المتحدة | United Kingdom | ME0000010712SFDAA00009 | Amzyme 3 | Detergent cleaner for medical instruments | Amzyme 3
Amity International | المملكة المتحدة | United Kingdom | ME0000010712SFDAA00010 | Amzyme 3 Manual | Detergent cleaner for medical instruments | Amzyme 3 Manual
Amity International | المملكة المتحدة | United Kingdom | ME0000010712SFDAA00011 | PreFoam | Detergent cleaner for medical instruments | PreFoam
IAC Acoustic Company UK Ltd | المملكة المتحدة | United Kingdom | ME0000010719SFDAA00001 | Sound Shelter | Sound Shelter | Sound Shelter
IAC Acoustic Company UK Ltd | المملكة المتحدة | United Kingdom | ME0000010719SFDAA00001 | Sound Shelter | Sound Shelter | Sound Shelter
Tendercare Limited | المملكة المتحدة | United Kingdom | ME0000012422SFDAA00001 | Modular Seating System | Modular Seating System | The Snappi wheelbase and interface is a hugely versatile chassis designed to accommodate an extensive range of seating systems including our own Snappi, Modular and Snugseat seats | قاعدة العجلات سنوبي عبارة عن هيكل متعدد الاستخدامات مصمم خصيصًا لاستيعاب مجموعة واسعة من أنظمة المقاعد بما في ذلك مقاعد سنوبي و مودلير و سنجسيت الخاصة بنا.
TENDERCARE LTD. | المملكة المتحدة | United Kingdom | ME0000007464SFDAA00001 | Snappi seat | wheelchair | used as a mobility aid wheelchair | تستخدم كوسيلة مساعدة للتنقل
TENDERCARE LTD. | المملكة المتحدة | United Kingdom | ME0000007464SFDAA00002 | Snugseat snappi | wheelchair | used as a mobility aid wheelchair | تستخدم كوسيلة مساعدة للتنقل
Evac Chair International Ltd | المملكة المتحدة | United Kingdom | ME0000013154SFDAA00002 | ResQmat | Patient Rescue Sheet | The ResQMat enables careers to rapidly and safely evacuate people with mobility problems in an emergency. The built in padding and extra pillow under the head mean that the ResQmat is safe and comfortable for people when going down stairs and over rough surfaces. | بطانية اخلاء تستخدم على الدرج للاخلاء
Amity International | المملكة المتحدة | United Kingdom | ME0000010712SFDAA00027 | Virudet+ | Virudet+ | cleaner for medical instruments
WSR Medical Solutions Ltd | المملكة المتحدة | United Kingdom | ME0000007076SFDAA00004 | Variweight Apron | Radiation protection Apron | radiation protection apron
WSR Medical Solutions Ltd | المملكة المتحدة | United Kingdom | ME0000007076SFDAA00003 | Lead Gloves | radiation protection gloves | radiation protection gloves
Central Medical Supplies | المملكة المتحدة | United Kingdom | ME0000000100SFDAA00002 | Swabsafe Containers | Swabsafe Containers | The Swabsafe™ container is non-sterile
Amity International | المملكة المتحدة | United Kingdom | ME0000010712SFDAA00025 | Virudet N Manuel | Virudet N Manuel | Instruments cleaner
Purple Surgical | المملكة المتحدة | United Kingdom | ME0000000381SFDAA00022 | Purple Surgical Magnetic Mat | Magnetic Mat | The Magnetic Mat provides a magnetized non slip surface.
IAC Acoustic Company UK Ltd | المملكة المتحدة | United Kingdom | ME0000010719SFDAA00002 | Audiology Test Booth | Audiology Test Booth | Hearing Test Booth
HARMON FACTORY FOR MANUFACTURE PLASTIC | المملكة المتحدة | United Kingdom | ML0000000030SFDAA00003 | Medicine Cup 30 cc | Medicine Cup 30 cc | small cup for keep medicine tablets 30 cc
HARMON FACTORY FOR MANUFACTURE PLASTIC | المملكة المتحدة | United Kingdom | ML0000000030SFDAA00004 | Triangular Graduate | Triangular Graduate 1000 cc | These graduates have large easy to read graduations
HARMON FACTORY FOR MANUFACTURE PLASTIC | المملكة المتحدة | United Kingdom | ML0000000030SFDAA00005 | Eye Cover | Eye Cover | eye shield to protect eyes non sterile
HARMON FACTORY FOR MANUFACTURE PLASTIC | المملكة المتحدة | United Kingdom | ML0000000030SFDAA00009 | Kidney Basin | Kidney Basin | seamless design with rounded edges that facilitate handling and use.
HARMON FACTORY FOR MANUFACTURE PLASTIC | المملكة المتحدة | United Kingdom | ML0000000030SFDAA00010 | Prop Cover plastic | Prop Cover plastic | accessory for clinical electronic thermometers
HARMON FACTORY FOR MANUFACTURE PLASTIC | المملكة المتحدة | United Kingdom | ML0000000030SFDAA00011 | Male Urinal Female Urinal 24 Urinal Container | Male Urinal Female Urinal 24 Urinal Container | Reuseable Translcent Urinal with odor shiields
HARMON FACTORY FOR MANUFACTURE PLASTIC | المملكة المتحدة | United Kingdom | ML0000000030SFDAA00012 | Sitz Bath | Sitz Bath | fits standard toilets commodes. vented bowl helps to prevent accidental overflow
HARMON FACTORY FOR MANUFACTURE PLASTIC | المملكة المتحدة | United Kingdom | ML0000000030SFDAA00013 | Tablet Container | Tablet Container | TO KEEP MEDICINE TABLETS
HARMON FACTORY FOR MANUFACTURE PLASTIC | المملكة المتحدة | United Kingdom | ML0000000030SFDAA00015 | Plastic Clips | Plastic Clips | Reusable Plastic Clips
Amity International | المملكة المتحدة | United Kingdom | ME0000010712SFDAA00026 | Virudet CR | Virudet CR | Acidic Rinse
WSR Medical Solutions Ltd | المملكة المتحدة | United Kingdom | ME0000007076SFDAA00005 | WRAP KILT | Radiation protection apron | Radiation protection apron
WSR Medical Solutions Limited | المملكة المتحدة | United Kingdom | ME0000000492SFDAA00001 | Gonad Shields | Radiation Protection Apron | radiation protection gonad shield
WSR Medical Solutions LTD T/a Rothband | المملكة المتحدة | United Kingdom | ME0000007076SFDAA00002 | Polycoatee MKII Wraparound apron | Radiation protection Apron | radiation protection apron
Amity International | المملكة المتحدة | United Kingdom | ME0000010712SFDAA00024 | Viruzyme V | Viruzyme V | Equipments Cleander
Incus Surgical Ltd. | المملكة المتحدة | United Kingdom | ME0000007969SFDAA00005 | Key Horsley (Tudor Edwards) Bone cutting Forcep | Cutting Instruments | Surgical instruments for medical professionals
SEERS MEDICAL LIMITED | المملكة المتحدة | United Kingdom | ME0000006111SFDAA00001 | Sterling Range | Seers Medical Sterling Range | Sterling 2 Section Electric Couch
SEERS MEDICAL LIMITED | المملكة المتحدة | United Kingdom | ME0000006111SFDAA00001 | Sterling Range | Seers Medical Sterling Range | Sterling 2 Section Electric Couch
Amity International | المملكة المتحدة | United Kingdom | ME0000010712SFDAA00034 | Amity OPA MEC Test Strips | Amity Test Strips | Test Strips
SEERS MEDICAL LIMITED | المملكة المتحدة | United Kingdom | ME0000006111SFDAA00004 | Clinical Range | SEERS Medical Ltd Clinical Range | Electric Medicare Multi Couch
SEERS MEDICAL LIMITED | المملكة المتحدة | United Kingdom | ME0000006111SFDAA00004 | Clinical Range | SEERS Medical Ltd Clinical Range | Electric Medicare Multi Couch
Blatchford products Ltd. | المملكة المتحدة | United Kingdom | ME0000013189SFDAA00019 | ASSY.S/SACH FOOT | ASSY.S/SACH FOOT | Lower limb prosthesis
Blatchford products Ltd. | المملكة المتحدة | United Kingdom | ME0000013189SFDAA00003 | COMFORT LINER CUSHION | COMFORT LINER CUSHION | Prosthetic Comfort Liner
Blatchford products Ltd. | المملكة المتحدة | United Kingdom | ME0000013189SFDAA00018 | TT SILCARE BREATHE LOCKG LINER | TT SILCARE BREATHE LOCKG LINER | Prosthetic Product
Blatchford products Ltd. | المملكة المتحدة | United Kingdom | ME0000013189SFDAA00017 | SENIOR FOOT | SENIOR FOOT | Lower limb prosthesis.
Blatchford products Ltd. | المملكة المتحدة | United Kingdom | ME0000013189SFDAA00007 | ELITE2 FOOT SPRING SET | ELITE2 FOOT SPRING SET | Lower limb prosthesis
Amity International | المملكة المتحدة | United Kingdom | ME0000010712SFDAA00033 | MedLube C | MedLube C | Medical Lubricant for Instruments
Blatchford products Ltd. | المملكة المتحدة | United Kingdom | ME0000013189SFDAA00006 | ELAN ST SPRING SET | ELAN ST SPRING SET | Prosthetic Product
Blatchford products Ltd. | المملكة المتحدة | United Kingdom | ME0000013189SFDAA00012 | NAVIGATOR FOOT ASSY | NAVIGATOR FOOT ASSY | Lower limb prosthesis.
Blatchford products Ltd. | المملكة المتحدة | United Kingdom | ME0000013189SFDAA00013 | ORION3 Module | ORION3 Module | Lower limb prosthesis.
Blatchford products Ltd. | المملكة المتحدة | United Kingdom | ME0000013189SFDAA00004 | ECHELON ST SPRING SET | ECHELON ST SPRING SET | lower limb prosthesis
HARMON FACTORY FOR MANUFACTURE PLASTIC | المملكة المتحدة | United Kingdom | ML0000000030SFDAA00018 | Safety Box | Safety Box | A container designed to safely contain sharps.
Blatchford products Ltd. | المملكة المتحدة | United Kingdom | ME0000013189SFDAA00008 | ELITE VT SPRINGS | ELITE VT SPRINGS | Lower limb prosthesis.
Blatchford products Ltd. | المملكة المتحدة | United Kingdom | ME0000013189SFDAA00009 | EPIRUS FOOT ST SPRING SET | EPIRUS FOOT ST SPRING SET | Lower limb prosthesis
Blatchford products Ltd. | المملكة المتحدة | United Kingdom | ME0000013189SFDAA00010 | ESPRIT FOOT SPRING SET | ESPRIT FOOT SPRING SET | Lower limb prosthesis.
Blatchford products Ltd. | المملكة المتحدة | United Kingdom | ME0000013189SFDAA00005 | ELAN MICRO D TYPE | ELAN MICRO D TYPE | Prosthetic Product
Blatchford products Ltd. | المملكة المتحدة | United Kingdom | ME0000013189SFDAA00011 | LINX ST Spring Set | LINX ST Spring Set | Lower limb prosthesis
Sunrise Medical Ltd. | المملكة المتحدة | United Kingdom | ME0000000663SFDAA00003 | QUICKIE SALSA M2 | QUICKIE SALSA M2 | كرسي متحرك كهربائي لذوي الاحتياجات الخاصة | كرسي متحرك لذوي الاعاقة الحركية
SEERS MEDICAL LIMITED | المملكة المتحدة | United Kingdom | ME0000006111SFDAA00002 | Therapy range | Therapy Fixed height table range | Therapy Fixed Height Couch
SEERS MEDICAL LIMITED | المملكة المتحدة | United Kingdom | ME0000006111SFDAA00002 | Therapy range | Therapy Fixed height table range | Therapy Fixed Height Couch
Vernacare Limited | المملكة المتحدة | United Kingdom | ME0000003833SFDAA00001 | Detex, Elementa , and Sofsorb | Gauze Swabs & Rolls | Absorb Blood Fluids
WSR Medical Solutions Limited | المملكة المتحدة | United Kingdom | ME0000000492SFDAA00002 | Thyroid Collar | Radiation protection Apron | Thyroid protection radiation collar
Vernacare Limited | المملكة المتحدة | United Kingdom | ME0000003833SFDAA00002 | AZOWRAP TRAY LINER 70gsm | AZOWRAP TRAY LINER 70gsm | SINGLE USE TRAY LINER
Rexyn Ltd | المملكة المتحدة | United Kingdom | ME0000016848SFDAA00001 | AIRPOD | Air Assisted Patient Lateral Transfer Air Mattress | Air Assisted Patient Lateral Transfer Air Mattress
Rexyn Ltd | المملكة المتحدة | United Kingdom | ME0000016849SFDAA00001 | Easy Applicator Plug & Play | Air Assisted Patient Lateral Transfer Air Mattress | Air Assisted Patient Lateral Transfer Air Mattress
Kimal plc | المملكة المتحدة | United Kingdom | ME0000003752SFDAA00013 | SCISSOR CLAMP | SCISSOR CLAMP | Surgical Instrument
Crest Medical Ltd | المملكة المتحدة | United Kingdom | ME0000014077SFDAA00008 | Boots pharmaceuticals Gentle removal adhesive dressings | Boots pharmaceuticals Gentle removal adhesive dressings | Gentle removal adhesive dressings | بوتس الدوائية غيارات لاصقة سهلة الازالة
Crest Medical Ltd | المملكة المتحدة | United Kingdom | ME0000014077SFDAA00002 | Boots Pharmaceuticals Washproof strip | Boots Pharmaceuticals Washproof strip | Washproof strip | بوتس الدوائية شريط مضاد للغسل
Crest Medical Ltd | المملكة المتحدة | United Kingdom | ME0000014077SFDAA00006 | Boots pharmaceuticals Extra strong fabric plasters | Boots pharmaceuticals Extra strong fabric plasters | Extra strong fabric plasters | بوتس الدوائية لاصق قماش شديد القوة
Crest Medical Ltd | المملكة المتحدة | United Kingdom | ME0000014077SFDAA00001 | Boots Pharmaceuticals Washproof plasters | Boots Pharmaceuticals Washproof plasters | Washproof plasters | لاصقات مضادة للغسل
Crest Medical Ltd | المملكة المتحدة | United Kingdom | ME0000014077SFDAA00005 | Boots pharmaceuticals Triangular Calico Bandage BP | Boots pharmaceuticals Triangular Calico Bandage BP | Triangular Calico Bandage BP | بوتس الدوائية شيت قماش مثلث الشكل ضمادة BP
Crest Medical Ltd | المملكة المتحدة | United Kingdom | ME0000014077SFDAA00004 | Boots Pharmaceuticals Clear plasters | Boots Pharmaceuticals Clear plasters | Clear plasters | بوتس الدوائية لاصقات شفافة
GAMA Healthcare Ltd | المملكة المتحدة | United Kingdom | ME0000001803SFDAA00014 | clinell Rediroom | clinell Rediroom | patient isolation tent canopy
Blatchford products Ltd. | المملكة المتحدة | United Kingdom | ME0000015595SFDAA00003 | Mercury Hi-Activity Carrier Assy | Mercury Hi-Activity Carrier Assy | Prosthetic Care Products
Crest Medical Ltd | المملكة المتحدة | United Kingdom | ME0000014077SFDAA00025 | Boots Pharmaceuticals Cushioned plasters | Boots Pharmaceuticals Cushioned plasters | Cushioned plasters | بوتس الدوائية لاصق مبطن
Crest Medical Ltd | المملكة المتحدة | United Kingdom | ME0000014077SFDAA00027 | Boots pharmaceuticals Finger plasters | Boots pharmaceuticals Finger plasters | Finger plasters | بوتس الدوائية – لاصق للاصبع
Crest Medical Ltd | المملكة المتحدة | United Kingdom | ME0000014077SFDAA00026 | Boots pharmaceuticals Tubular Support Bandage | Boots pharmaceuticals Tubular Support Bandage | Tubular Support Bandage | بوتس الدوائية ضمادة انبوبية داعمة
Wordsworth (UK) Ltd | المملكة المتحدة | United Kingdom | ME0000016240SFDAA00002 | EAR PRO | EAR PRO | Waterproofing Ear Spray | بخاخ حماية الاذن من الماء
Crest Medical Ltd | المملكة المتحدة | United Kingdom | ME0000014077SFDAA00028 | Boots Washproof Dressing Strips | Boots Washproof Dressing Strips | Washproof Dressing Strips | بوتس شرائط لاصقات مقاومة للغسل
Crest Medical Ltd | المملكة المتحدة | United Kingdom | ME0000014077SFDAA00029 | Boots Clear Plasters | Boots Clear Plasters | Clear Plasters | بوتس لاصقات شفافة
Crest Medical Ltd | المملكة المتحدة | United Kingdom | ME0000014077SFDAA00030 | Boots Blue Plasters Detectable | Boots Blue Plasters Detectable | Blue Plasters Detectable | بوتس اللاصقات الزرقاء لاصقة
Crest Medical Ltd | المملكة المتحدة | United Kingdom | ME0000014077SFDAA00031 | Boots Washproof Plasters | Boots Washproof Plasters | Washproof Plasters | بوتس لاصقات مقاومة للغسل
Crest Medical Ltd | المملكة المتحدة | United Kingdom | ME0000014077SFDAA00032 | Boots Fabric Plasters Flexible | Boots Fabric Plasters Flexible | Fabric Plasters Flexible | بوتس لاصقات قماش
Crest Medical Ltd | المملكة المتحدة | United Kingdom | ME0000014077SFDAA00033 | Boots Family Plasters | Boots Family Plasters | Family Plasters | بوتس اللاصقات الاسرة
Crest Medical Ltd | المملكة المتحدة | United Kingdom | ME0000014077SFDAA00034 | Boots Washproof Plasters | Boots Washproof Plasters | Washproof Plasters | بوتس لاصقات مضادة للماء
Crest Medical Ltd | المملكة المتحدة | United Kingdom | ME0000014077SFDAA00035 | Boots cushioned plasters extra protection | Boots cushioned plasters extra protection | Cushioned plasters extra protection | بوتس لاصقات مبطنة
Crest Medical Ltd | المملكة المتحدة | United Kingdom | ME0000014077SFDAA00036 | Boots Pharmaceuticals Stabilized wrist support | Boots Pharmaceuticals Stabilized wrist support | Stabilized wrist support | بوتس الدوائية داعم مثبت للمعصم
Crest Medical Ltd | المملكة المتحدة | United Kingdom | ME0000014077SFDAA00022 | Boots Pharmaceuticals tubular support bandage | Boots Pharmaceuticals tubular support bandage | Pharmaceuticals tubular support bandage | بوتس الدوائية ضماد داعم انبوبي
Crest Medical Ltd | المملكة المتحدة | United Kingdom | ME0000014077SFDAA00019 | Boots Fabric dressing strips | Boots Fabric dressing strips | Fabric dressing strips | بوتس شرائط لاصقات قماش
Qutek Technology Limited | المملكة المتحدة | United Kingdom | ME0000018417SFDAA00001 | DentiCare smart sonic toothbrush | tooth brush | tooth brush | فرشاه اسنان
Qutek Technology Limited | المملكة المتحدة | United Kingdom | ME0000018417SFDAA00001 | DentiCare smart sonic toothbrush | tooth brush | tooth brush | فرشاه اسنان
Incus Surgical Ltd. | المملكة المتحدة | United Kingdom | ME0000007969SFDAA00003 | Clamping Instruments | Clamping Instruments | Surgical instruments for medical professionals
The Boots Company PLC | المملكة المتحدة | United Kingdom | ME0000020421SFDAA00001 | Boots Pharmaceuticals flexible knee supports | Boots Pharmaceuticals flexible knee supports | Flexible knee supports | بوتس الدوائية – داعم رياضي مرن للركبة
The Boots Company PLC | المملكة المتحدة | United Kingdom | ME0000020425SFDAA00001 | Boots Pharmaceuticals Advanced Everyday Knee Support | Boots Pharmaceuticals Advanced Everyday Knee Support | Everyday Knee Support | بوتس الدوائية الركبة اليومي
The Boots Company PLC | المملكة المتحدة | United Kingdom | ME0000020419SFDAA00001 | Boots Pharmaceuticals flexible ankle support | Boots Pharmaceuticals flexible ankle support | Flexible ankle support | بوتس الدوائية – داعم رياضي مرن للكاحل
The Boots Company PLC | المملكة المتحدة | United Kingdom | ME0000020422SFDAA00001 | Boots Pharmaceuticals Contact Lens Case | Boots Pharmaceuticals Contact Lens Case | Contact Lens Cases | بوتس الدوائية - علبة عدسات لاصقة
The Boots Company PLC | المملكة المتحدة | United Kingdom | ME0000020415SFDAA00001 | Boots Pharmaceuticals adjustable wrist support | Boots Pharmaceuticals adjustable wrist support | Adjustable wrist support | بوتس الدوائية - داعم متطور قابل للتعديل للمعصم
The Boots Company PLC | المملكة المتحدة | United Kingdom | ME0000020418SFDAA00001 | Boots Pharmaceuticals adjustable knee support | Boots Pharmaceuticals adjustable knee support | Adjustable knee support | بوتس الدوائية – داعم متطور قابل للتعديل للركبة
The Boots Company PLC | المملكة المتحدة | United Kingdom | ME0000020414SFDAA00001 | Boots Pharmaceuticals adjustable ankle support | Boots Pharmaceuticals adjustable ankle support | Adjustable ankle support | بوتس الدوائية – داعم متطور قابل للتعديل للكاحل
The Boots Company PLC | المملكة المتحدة | United Kingdom | ME0000020424SFDAA00001 | Boots Pharmaceuticals Advanced Everyday Ankle Support | Boots Pharmaceuticals Advanced Everyday Ankle Support | Everyday Ankle Support | بوتس الدوائية داعم الكاحل اليومي
The Boots Company PLC | المملكة المتحدة | United Kingdom | ME0000020420SFDAA00001 | Boots Pharmaceuticals flexible elbow support | Boots Pharmaceuticals flexible elbow support | Flexible elbow support | بوتس الدوائية – داعم رياضي مرن للكوع
The Boots Company PLC | المملكة المتحدة | United Kingdom | ME0000020416SFDAA00001 | Boots Pharmaceuticals adjustable elbow support | Boots Pharmaceuticals adjustable elbow support | Adjustable elbow support | بوتس الدوائية – داعم متطور قابل للتعديل للكوع
Cuxson Gerrard & Company Limited | المملكة المتحدة | United Kingdom | ME0000020545SFDAA00001 | Boots Knee Leg and Heel Pain Insoles | Boots Knee Leg and Heel Pain Insoles | Boots Knee Leg and Heel Pain Insoles | بوتس نعال داخلي لالم الركبة والساق و الكعب
Cuxson Gerrard & Company Limited | المملكة المتحدة | United Kingdom | ME0000020536SFDAA00001 | Boots Pharmaceuticals Callus Relief Pads | Boots Pharmaceuticals Callus Relief Pads | Boots Pharmaceuticals Callus Relief Pads | بوتس الدوائية - بطانة لاصقة لتخفيف الكالو
Cuxson Gerrard & Company Limited | المملكة المتحدة | United Kingdom | ME0000020546SFDAA00001 | Boots Pharmaceuticals Regular Orthotic | Boots Pharmaceuticals Regular Orthotic | Boots Pharmaceuticals Regular Orthotic | بوتس الدوائية - نعال داخلي
Cuxson Gerrard & Company Limited | المملكة المتحدة | United Kingdom | ME0000020539SFDAA00001 | Boots Pharmaceuticals Bunion Relief Pads | Boots Pharmaceuticals Bunion Relief Pads | Boots Pharmaceuticals Bunion Relief Pads | بوتس الدوائية - بطانة لاصقة لتخفيف النتوءات العظمية
Cuxson Gerrard & Company Limited | المملكة المتحدة | United Kingdom | ME0000020535SFDAA00001 | Boots Pharmaceuticals Corn Relief Pads | Boots Pharmaceuticals Corn Relief Pads | Boots Pharmaceuticals Corn Relief Pads | بوتس الدوائية - بطانة لاصقة لتخفيف مسمار القدم
Cuxson Gerrard & Company Limited | المملكة المتحدة | United Kingdom | ME0000020532SFDAA00001 | Boots Pharmaceuticals Ball of Foot Pads | Boots Pharmaceuticals Ball of Foot Pads | Boots Pharmaceuticals Ball of Foot Pads | بوتس الدوائية - بطانة لاصقة لمقدمة القدم
Nissha Medical Technologies Limited | المملكة المتحدة | United Kingdom | ME0000020529SFDAA00001 | Vermed VersaTrode | General monitoring ECG electrode | General monitoring ECG electrode
Nissha Medical Technologies Limited | المملكة المتحدة | United Kingdom | ME0000020529SFDAA00001 | Vermed VersaTrode | General monitoring ECG electrode | General monitoring ECG electrode
SEERS MEDICAL LIMITED | المملكة المتحدة | United Kingdom | ME0000006111SFDAA00065 | Clinnova Clinical | Clinnova Clinical range | Patient examination minor treatment procedures and couches and tables for physiotherapy and rehabilitation, Easy clean couches
Cuxson Gerrard & Company Limited | المملكة المتحدة | United Kingdom | ME0000020543SFDAA00001 | Boots Lower Back Pain Insoles | Boots Lower Back Pain Insoles | Boots Lower Back Pain Insoles | بوتس نعال داخلي لالم اسفل الظهر
Cuxson Gerrard & Company Limited | المملكة المتحدة | United Kingdom | ME0000020534SFDAA00001 | Boots Pharmaceuticals Self Adhesive Thick Padding | Boots Pharmaceuticals Self Adhesive Thick Padding | Boots Pharmaceuticals Self Adhesive Thick Padding | بوتس الدوائية - بطانة لاصقة سميكة ذاتية اللصق
Cuxson Gerrard & Company Limited | المملكة المتحدة | United Kingdom | ME0000020533SFDAA00001 | Boots Pharmaceuticals Slim Comfort Padding | Boots Pharmaceuticals Slim Comfort Padding | Boots Pharmaceuticals Slim Comfort Padding | بوتس الدوائية - بطانة لاصقة رفيعة و مريحة
Cuxson Gerrard & Company Limited | المملكة المتحدة | United Kingdom | ME0000020541SFDAA00001 | Boots Ball of Foot and Arch Pain Insoles | Boots Ball of Foot and Arch Pain Insoles | Boots Ball of Foot and Arch Pain Insoles | بوتس نعال داخلي لالم مقدمة و بطن القدم
Cuxson Gerrard & Company Limited | المملكة المتحدة | United Kingdom | ME0000020548SFDAA00002 | Boots Pharmaceuticals Heel Pain Reliever | Boots Pharmaceuticals Heel Pain Reliever | Boots Pharmaceuticals Heel Pain Reliever | بوتس الدوائية - نعال داخلي لتخفيف الم الكعب
Qutek Technology Limited | المملكة المتحدة | United Kingdom | ME0000018436SFDAA00003 | MagiCure Neck Massager | Neck Massager | Neck Massager
Qutek Technology Limited | المملكة المتحدة | United Kingdom | ME0000018436SFDAA00003 | MagiCure Neck Massager | Neck Massager | Neck Massager
Cuxson Gerrard & Company Limited | المملكة المتحدة | United Kingdom | ME0000020530SFDAA00001 | Boots Pharmaceuticals Advanced Footcare Pressure Relief Insoles | Boots Pharmaceuticals Advanced Footcare Pressure Relief Insoles | Boots Pharmaceuticals Advanced Footcare Pressure Relief Insoles | بوتس الدوائية - نعال داخلي متطور لتخفيف الضغط
Hugh Steeper Ltd, Trading as Steeper | المملكة المتحدة | United Kingdom | ME0000020327SFDAA00001 | Arch Support Insoles | Arch Support Insoles | Support insoles to support the foot and alleviate foot pain.
Hugh Steeper Ltd, Trading as Steeper | المملكة المتحدة | United Kingdom | ME0000020348SFDAA00001 | TLSO Spinal | TLSO Spinal | provide support for the upper and lower spinal column to aid healing.
Hugh Steeper Ltd, Trading as Steeper | المملكة المتحدة | United Kingdom | ME0000020342SFDAA00001 | Limb Socks | Limb Socks | Worn on the residual limb to provide cushioning and a means for the patient to adjust the fit of the socket.
HARMON FACTORY FOR MANUFACTURE PLASTIC | المملكة المتحدة | United Kingdom | ML0000000030SFDAA00021 | DISPOSABLE COLLECTION BAGS | DISPOSABLE COLLECTION BAGS | COLLECTION BAGS
Medi-Plinth Equipment limited | المملكة المتحدة | United Kingdom | ME0000019490SFDAA00001 | Medical Couch | Medical Couch | Medical Couch
The Boots Company PLC | المملكة المتحدة | United Kingdom | ME0000020423SFDAA00001 | Boots Pharmaceuticals Advanced Everyday Wrist Support | Boots Pharmaceuticals Advanced Everyday Wrist Support | Everyday Wrist Support | بوتس الدوائية داعم المعصم اليومي
Hugh Steeper Ltd, Trading as Steeper | المملكة المتحدة | United Kingdom | ME0000020327SFDAA00002 | COSMETIC HAND OF LIGHT FOAM WITH STEEL WIRE IN ALL FINGERS | COSMETIC HAND OF LIGHT FOAM WITH STEEL WIRE IN ALL FINGERS | COSMETIC HAND OF LIGHT FOAM WITH STEEL WIRE IN ALL FINGERS
Hugh Steeper Ltd, Trading as Steeper | المملكة المتحدة | United Kingdom | ME0000020327SFDAA00004 | Wrist Brace | Wrist Brace | Wrist Bracing
HARMON FACTORY FOR MANUFACTURE PLASTIC | المملكة المتحدة | United Kingdom | ML0000000030SFDAA00020 | ZIPPER PLASTIC DISPOSABLE BAGS | ZIPPER PLASTIC DISPOSABLE BAGS | COLLECTION BAGS
Blatchford products Ltd. | المملكة المتحدة | United Kingdom | ME0000015595SFDAA00005 | S400 Knee | S400 Knee | Rehabilitation prosthesis Device
Blatchford products Ltd. | المملكة المتحدة | United Kingdom | ME0000015595SFDAA00004 | S500 Knee | S500 Knee | Rehabilitation prosthesis Device
Blatchford products Ltd. | المملكة المتحدة | United Kingdom | ME0000015595SFDAA00006 | External Knee Prosthesis | External Knee Prosthesis | Rehabilitation prosthesis Device
Hugh Steeper Ltd, Trading as Steeper | المملكة المتحدة | United Kingdom | ME0000020327SFDAA00003 | Check Socket | Check Socket | A socket used for rough fitting and assessing suitability of a device.
Hugh Steeper Ltd, Trading as Steeper | المملكة المتحدة | United Kingdom | ME0000020346SFDAA00001 | LSO Spinal | LSO Spinal | provide support for the upper and lower spinal column to aid healing.
Hugh Steeper Ltd, Trading as Steeper | المملكة المتحدة | United Kingdom | ME0000020349SFDAA00001 | Nigh Splint | Night Splint | UFO Ankle Foot Orthosis To be used to stretch the Achilles
Hugh Steeper Ltd, Trading as Steeper | المملكة المتحدة | United Kingdom | ME0000020341SFDAA00001 | High Definition Prosthesis | High Definition Prosthesis | Fitted over a prosthesis to provide a high definition, realistic finish.
Hugh Steeper Ltd, Trading as Steeper | المملكة المتحدة | United Kingdom | ME0000020327SFDAA00005 | Prosthetic Elbow | Prosthetic Elbow | Prosthetic Elbow
Hugh Steeper Ltd, Trading as Steeper | المملكة المتحدة | United Kingdom | ME0000020327SFDAA00008 | CTEV Footwear Bracing | CTEV Footwear Bracing | CTEV Footwear Bracing
Hugh Steeper Ltd, Trading as Steeper | المملكة المتحدة | United Kingdom | ME0000020327SFDAA00011 | MYO Complete Kit | MYO Complete Kit | MYO Hand
Hugh Steeper Ltd, Trading as Steeper | المملكة المتحدة | United Kingdom | ME0000020349SFDAA00003 | Exoskeletal Elbow | Exoskeletal Elbow | Endoskeletal Elbow
Hugh Steeper Ltd, Trading as Steeper | المملكة المتحدة | United Kingdom | ME0000020349SFDAA00002 | Endoskeletal Elbow | Endoskeletal Elbow | Endoskeletal Elbow
Hugh Steeper Ltd, Trading as Steeper | المملكة المتحدة | United Kingdom | ME0000020327SFDAA00007 | WRIST UNIT RATCHET TYPE | WRIST UNIT RATCHET TYPE | WRIST UNIT RATCHET TYPE
Hugh Steeper Ltd, Trading as Steeper | المملكة المتحدة | United Kingdom | ME0000020327SFDAA00013 | Stability Footwear | Stability Footwear | Stability Footwear
Hugh Steeper Ltd, Trading as Steeper | المملكة المتحدة | United Kingdom | ME0000020342SFDAA00003 | KINISI MYOELECTRIC HAND WITH FLEXION WRIST | KINISI MYOELECTRIC HAND WITH FLEXION WRIST | KINISI MYOELECTRIC HAND WITH FLEXION WRIST
Hugh Steeper Ltd, Trading as Steeper | المملكة المتحدة | United Kingdom | ME0000020342SFDAA00002 | BILATERAL FOOT ORTHOSIS WITH CONNECTING BAR | BILATERAL FOOT ORTHOSIS WITH CONNECTING BAR | BILATERAL FOOT ORTHOSIS WITH CONNECTING BAR
Hugh Steeper Ltd, Trading as Steeper | المملكة المتحدة | United Kingdom | ME0000020327SFDAA00006 | Idiopathic Brace | Idiopathic Brace | Idiopathic Brace
Hugh Steeper Ltd, Trading as Steeper | المملكة المتحدة | United Kingdom | ME0000020327SFDAA00010 | Foam Filled PVC Glove | Foam Filled PVC Glove | Foam Filled PVC Glove
NeedleDock Ltd | المملكة المتحدة | United Kingdom | ME0000022242SFDAA00001 | NeedleDock | NeedleDock | Disposal system is a rigid polypropylene container designed specifically for safe handling of clinical waste.
Hugh Steeper Ltd, Trading as Steeper | المملكة المتحدة | United Kingdom | ME0000020327SFDAA00009 | Diabetic Footwear | Diabetic Footwear | Diabetic Footwear
Hugh Steeper Ltd, Trading as Steeper | المملكة المتحدة | United Kingdom | ME0000020327SFDAA00012 | Skinergy Cosmetic Covers | Skinergy Cosmetic Covers | Skinergy Cosmetic Covers
Hugh Steeper Ltd, Trading as Steeper | المملكة المتحدة | United Kingdom | ME0000020327SFDAA00014 | True Finish Silicone Glove | True Finish Silicone Glove | True Finish Silicone Glove
Trio Health Care Ltd | المملكة المتحدة | United Kingdom | ME0000018980SFDAA00006 | Trio | Trio Elisse Skin Barrier Film | Sting free skin barrier
Trio Health Care Ltd | المملكة المتحدة | United Kingdom | ME0000018980SFDAA00007 | Trio | Trio Pearls gel sachets | Super Absorbent – gelling and odour control sachets
Trio Health Care Ltd | المملكة المتحدة | United Kingdom | ME0000018980SFDAA00003 | Trio | Trio Silex | Silicone flange extender
Trio Health Care Ltd | المملكة المتحدة | United Kingdom | ME0000018980SFDAA00002 | Trio | Trio Silvex | Silicone convex seals
Trio Health Care Ltd | المملكة المتحدة | United Kingdom | ME0000018980SFDAA00001 | Trio Siltac | Trio Siltac | Silicone ostomy seals
Talley Environmental Care Limited | المملكة المتحدة | United Kingdom | ME0000008441SFDAA00010 | TECCARE CONTROL | high level broad spectrum disinfectant cleaning wipes | high level broad spectrum disinfectant cleaning wipes
Quadralene Limited | المملكة المتحدة | United Kingdom | ME0000022599SFDAA00001 | Getinge Clean Chamber Foam | Getinge Clean Chamber Foam | Acid Cleaner for autoclaves and washer chambers
Quadralene Limited | المملكة المتحدة | United Kingdom | ME0000022621SFDAA00001 | Getinge Clean Pre Treatment Foam | Getinge Clean Pre Treatment Foam | Acid Cleaner for autoclaves and washer chambers
Quadralene Limited | المملكة المتحدة | United Kingdom | ME0000022623SFDAA00001 | Getinge Clean Rinse Aid | Getinge Clean Rinse Aid | Acid Cleaner for autoclaves and washer chambers
Quadralene Limited | المملكة المتحدة | United Kingdom | ME0000022603SFDAA00001 | Getinge Clean Neutralizer | Getinge Clean Neutralizer | Acid Cleaner for autoclaves and washer chambers
Quadralene Limited | المملكة المتحدة | United Kingdom | ME0000022562SFDAA00001 | Getinge Clean Instrument Lubricant Plus | Getinge Clean Instrument Lubricant Plus | Acid Cleaner for autoclaves and washer chambers
Quadralene Limited | المملكة المتحدة | United Kingdom | ME0000022558SFDAA00001 | Getinge Clean Neutralizer Plus | Getinge Clean Neutralizer Plus | Acid Cleaner for autoclaves and washer chambers
Quadralene Limited | المملكة المتحدة | United Kingdom | ME0000022601SFDAA00001 | Getinge Clean Heavy Soil Detergent | Getinge Clean Heavy Soil Detergent | Acid Cleaner for autoclaves and washer chambers
Quadralene Limited | المملكة المتحدة | United Kingdom | ME0000022602SFDAA00001 | Getinge Clean Instrument Lubricant | Getinge Clean Instrument Lubricant | Acid Cleaner for autoclaves and washer chambers
Quadralene Limited | المملكة المتحدة | United Kingdom | ME0000022564SFDAA00001 | Getinge Clean Universal Detergent | Getinge Clean Universal Detergent | Acid Cleaner for autoclaves and washer chambers
Wardray Premise Ltd | المملكة المتحدة | United Kingdom | ME0000000715SFDAA00006 | MR4501 Portering Chair | Patient Transportation Wheelchairs | Manufactured in aluminum with a powder coated finish. The seat and back are finished in high density foam, covered in flame retardant wipe clean material with welded seams.
Quadralene Limited | المملكة المتحدة | United Kingdom | ME0000022600SFDAA00002 | Getinge Clean Enzymatic Detergent | Getinge Clean Enzymatic Detergent | Acid Cleaner for autoclaves and washer chambers
SEERS MEDICAL LIMITED | المملكة المتحدة | United Kingdom | ME0000006111SFDAA00028 | Patient Trolley | seers medical patient torlley | Patient transportation, examination with option of X ray facilities and resuscitation within a variety of healthcare department
SEERS MEDICAL LIMITED | المملكة المتحدة | United Kingdom | ME0000006111SFDAA00028 | Patient Trolley | seers medical patient torlley | Patient transportation, examination with option of X ray facilities and resuscitation within a variety of healthcare department
Perfection Plus Ltd | المملكة المتحدة | United Kingdom | ME0000000932SFDAA00003 | Perfection Plus Mouthwash Tablets | Non-medicated Mouthwash Tablets | Mouth rinse for post treatment use
Trio Health Care Ltd | المملكة المتحدة | United Kingdom | ME0000018980SFDAA00005 | Trio Elite Adhesive Remover | Adhesive Remover | Sting free medical adhesive remover
ABRAHAM BLACKSMITH LTD | المملكة المتحدة | United Kingdom | ME0000005077SFDAA00002 | Surgical Scissors ( Non Sterile ) | Surgical Scissors ( Non Sterile ) | Stainless Steel Scissors of Different Sizes
Pearmine Health Ltd | المملكة المتحدة | United Kingdom | ME0000001716SFDAA00001 | Dymacare Bed Bath Wipes | Dymacare Bed Bath Wipes | Cleanser
Pearmine Health Ltd | المملكة المتحدة | United Kingdom | ME0000001722SFDAA00005 | Dymacare Plus 2% chlorhexidine wash mitts | Dymacare Plus 2% chlorhexidine wash mitts | Cleanser
Pearmine Health Ltd | المملكة المتحدة | United Kingdom | ME0000001718SFDAA00002 | Dymacare Solution | Dymacare Solution | Cleanser
Advanced Healthcare Ltd | المملكة المتحدة | United Kingdom | ME0000002972SFDAA00001 | AHL AstrinGIVAL | Hemostatic Paste Retraction system | Hemostatic Paste Retraction system
A. Algeo Ltd | المملكة المتحدة | United Kingdom | ME0000005413SFDAA00041 | Physioworx | Hot and Cold Packs | Hot and Cold therapy Pack, reusable
Eye Technology Ltd | المملكة المتحدة | United Kingdom | ME0000004788SFDAA00011 | Gripping Forceps | Gripping Forceps | Gripping Forceps
Eye Technology Ltd | المملكة المتحدة | United Kingdom | ME0000004788SFDAA00009 | ILM Forceps | ILM Forceps | ILM Forceps
Eye Technology Ltd | المملكة المتحدة | United Kingdom | ME0000004788SFDAA00013 | Golenvaux Forceps | Golenvaux Forceps | Golenvaux Forceps
Eye Technology Ltd | المملكة المتحدة | United Kingdom | ME0000004788SFDAA00008 | Serrated Forceps | Serrated Forceps | Serrated Forceps
Eye Technology Ltd | المملكة المتحدة | United Kingdom | ME0000004788SFDAA00012 | Capsulorhexis Forceps | Capsulorhexis Forceps | Capsulorhexis Forceps
Eye Technology Ltd | المملكة المتحدة | United Kingdom | ME0000004788SFDAA00014 | Backflush Handle | Backflush Handle | Backflush Handle
Eye Technology Ltd | المملكة المتحدة | United Kingdom | ME0000004788SFDAA00010 | Grasping Forceps | Grasping Forceps | Grasping Forceps
Pearmine Health Ltd | المملكة المتحدة | United Kingdom | ME0000001721SFDAA00001 | Dymacare Plus 2% chlorhexidine solution | Dymacare Plus 2% chlorhexidine solution | Cleanser
Eye Technology Ltd | المملكة المتحدة | United Kingdom | ME0000004788SFDAA00006 | Curved Scissors | Curved Scissors | Curved Scissors
Promedics Orthopaedic Limited | المملكة المتحدة | United Kingdom | ME0000002538SFDAA00002 | Velpeau® Genucast 20° | Knee splint at 20 degree of flexion | "Velpeau® Genucast Classic is a knee orthosis for immobilisation. Conformable aluminium stays help immobilise of the knee joint." | ﻣﺛﺑﺕ ﻟﻠﺭﻛﺑﺔ
Eye Technology Ltd | المملكة المتحدة | United Kingdom | ME0000004788SFDAA00007 | Vertical Scissors | Vertical Scissors | Vertical Scissors
Intersurgical Limited | المملكة المتحدة | United Kingdom | ME0000011616SFDAA00564 | NFLOW infant bonnet | infant bonnet | infant bonnet
Herida Healthcare Limited | المملكة المتحدة | United Kingdom | ME0000003161SFDAA00001 | HERIDA | MEDICAL AIR MATTRESS WITH PUMP | Pressure Relieving / Alternating Air Mattress & Pump
Promedics Orthopaedic Limited | المملكة المتحدة | United Kingdom | ME0000002539SFDAA00014 | Velpeau® Clavicula CLASSIC | Velpeau® Clavicula CLASSIC | "Velpeau® Clavicula Classic is a support for immobilization of the shoulder according to the principle of the classical figure-of-eight bandage design." | مثبت لعظمة الترقوة
ConvaTec Limited | المملكة المتحدة | United Kingdom | ME0000002556SFDAA00057 | Sur-Fit Plus | Two piece ostomy system | Two piece ostomy system
Vernacare Limited | المملكة المتحدة | United Kingdom | ME0000003833SFDAA00011 | Measuring Jug | Hospital Disposable Products | MACERATABLE, MOULDED FIBRE PULP
GAMA Healthcare Ltd | المملكة المتحدة | United Kingdom | ME0000001803SFDAA00019 | Rediroom - Instant Patient Isolation - Single Disposable Canopy | Rediroom - Instant Patient Isolation - Single Disposable Canopy | Rediroom is a temporary single room to isolate patients under contact or droplet precautions where there is risk of transmission of infection to others. Rediroom is indicated for use by healthcare providers when isolation of infectious patients is required. It may be used where access to Class S isolation rooms is not necessary, not available or limited.The Rediroom consist of a single-patient use disposable Rediroom Canopy which is deployed using the re-usable Rediroom Cart.
GAMA Healthcare Ltd | المملكة المتحدة | United Kingdom | ME0000001803SFDAA00022 | Rediroom Cart | Rediroom Cart | Rediroom is a temporary single room to isolate patients under contact or droplet precautions where there is risk of transmission of infection to others. Rediroom is indicated for use by healthcare providers when isolation of infectious patients is required. It may be used where access to Class S isolation rooms is not necessary, not available or limited.The Rediroom consist of a single-patient use disposable Rediroom Canopy which is deployed using the re-usable Rediroom Cart.
A. Algeo Ltd | المملكة المتحدة | United Kingdom | ME0000005413SFDAA00042 | Multicast Cast Cover | Cast Cover | Cast Cover
Medinox London Limited | المملكة المتحدة | United Kingdom | ME0000002780SFDAA00411 | Mx Supports | MX Supports Family | To give Gentle support | منسوجات خفيفة الوزن ولطيفة لتوفير دعم فعّال لتخفيف آلآم الكسور والإلتواءات
Lifelines Ltd. | المملكة المتحدة | United Kingdom | ME0000004334SFDAA00001 | Polygraphy Recorders | Photic | Photic Stimulator combines the brightness of a Xenon flash with the utility and ease of use of an LED device. It matches the lamp shape and brightness of previous class-leading products, but is smaller, lighter and more energy efficient by utilizing bright light LED technology
A. Algeo Ltd | المملكة المتحدة | United Kingdom | ME0000005413SFDAA00043 | Bodytonix Heroes Pavlik Harness | Bodytonix | Developmental dysplasia of the hip
Keeler Ltd. | المملكة المتحدة | United Kingdom | ME0000001544SFDAA00107 | Headband | Headband | Headband
Keeler Ltd. | المملكة المتحدة | United Kingdom | ME0000001544SFDAA00105 | Surgical Binoculars | Surgical Binoculars | Surgical Binoculars
Beagle Orthopaedic Ltd | المملكة المتحدة | United Kingdom | ME0000006977SFDAA00002 | Arthritic Knee Sleeve | Orthosis for knee | Orthosis for knee
Steeper Group Holdings LTD | المملكة المتحدة | United Kingdom | ME0000009589SFDAA00002 | SK Knee Brace | Knee Orthosis | Knee Orthosis
Keeler Ltd. | المملكة المتحدة | United Kingdom | ME0000001544SFDAA00106 | Frames | Frames | Frames
Hugh Steeper Ltd, Trading as Steeper | المملكة المتحدة | United Kingdom | ME0000020327SFDAA00016 | BESPOKE FOOTWEAR | BESPOKE FOOTWEAR | Bespoke Footwear to cast draft
Hugh Steeper Ltd, Trading as Steeper | المملكة المتحدة | United Kingdom | ME0000020327SFDAA00018 | BESPOKE INSOLES | BESPOKE INSOLES | Bespoke Insoles to draft or cast
Hugh Steeper Ltd, Trading as Steeper | المملكة المتحدة | United Kingdom | ME0000020327SFDAA00017 | Bespoke Ankle Leg/Device | Bespoke Ankle Leg/Device | Bespoke Ankle Leg/Device
Vernacare Limited | المملكة المتحدة | United Kingdom | ME0000022538SFDAA00004 | Midi Slipper pan Liner | Hospital Disposable Products | MACERATABLE, MOULDED FIBRE PULP
Hugh Steeper Ltd, Trading as Steeper | المملكة المتحدة | United Kingdom | ME0000005790SFDAA00011 | Steeper Essentials | Insole | Support insoles | نعل داعم لدعم القدم وتخفيف آلام القدم
A. Algeo Ltd | المملكة المتحدة | United Kingdom | ME0000005413SFDAA00047 | Physioworx Sports Kinesiology Tape | Physioworx | Physioworx Sports Kinesiology Tape
A. Algeo Ltd | المملكة المتحدة | United Kingdom | ME0000005413SFDAA00046 | Peapod Pediatric Orthotic Insole | Soft Orthopedic products | Orthopedic products
A. Algeo Ltd | المملكة المتحدة | United Kingdom | ME0000005413SFDAA00044 | Duosoft Plus Diabetic Insoles | Duosoft Plus | Duosoft Plus
A. Algeo Ltd | المملكة المتحدة | United Kingdom | ME0000005413SFDAA00045 | Interpod Insole | Interpod Insole | Soft Orthopedic products
Beagle Orthopaedic Ltd | المملكة المتحدة | United Kingdom | ME0000006977SFDAA00003 | Bea Pad | Orthosis for elbow | Orthosis for elbow
Beagle Orthopaedic Ltd | المملكة المتحدة | United Kingdom | ME0000006977SFDAA00007 | Bea Shoulder Sling | orthosis | orthosis
Beagle Orthopaedic Ltd | المملكة المتحدة | United Kingdom | ME0000006977SFDAA00006 | Dual Pull Lumbo Support | Orthosis for back | Orthosis for back
CAPE WARWICK LTD | المملكة المتحدة | United Kingdom | ME0000006639SFDAA00009 | Gallipot | Gallipot | For the protection and delivery of sterile instruments to operating rooms. For the administration of procedures, holding cleansing solutions and the administration of medicines and fluids.
Beagle Orthopaedic Ltd | المملكة المتحدة | United Kingdom | ME0000006977SFDAA00004 | Soft Collar | Orthosis for neck | Orthosis for neck
Beagle Orthopaedic Ltd | المملكة المتحدة | United Kingdom | ME0000006977SFDAA00005 | Clavicel Splint | Orthosis for shoulder | Orthosis for shoulder
Beagle Orthopaedic Ltd | المملكة المتحدة | United Kingdom | ME0000006977SFDAA00010 | Neoprene Wrist Thumb Brace | Orhtosis for hand and wrist | Orthosis for hand and wrist
Beagle Orthopaedic Ltd | المملكة المتحدة | United Kingdom | ME0000006977SFDAA00009 | NEOPRENE THUMB SPICA | Orthosis of hand | Orthosis of hand
Beagle Orthopaedic Ltd | المملكة المتحدة | United Kingdom | ME0000006977SFDAA00008 | NEOPRENE ECONOMY WRIST BRACE | Orthosis for wrist | Orthosis for wrist
Huma Therapeutics Limited | المملكة المتحدة | United Kingdom | ME0000000500SFDAA00018 | HUMA | HUMA | HUMA
Pearmine Health Ltd | المملكة المتحدة | United Kingdom | ME0000001722SFDAA00006 | Dymacare Wash Mitts | Dymacare Wash Mitts | Cleaner
Medalin Limited | المملكة المتحدة | United Kingdom | ME0000001784SFDAA00011 | Medalin Saphena Anti-Embolism Stockings | Medalin Saphena Anti-Embolism Stockings | Medalin Saphena Anti-Embolism Stockings
Medalin Limited | المملكة المتحدة | United Kingdom | ME0000001863SFDAA00072 | Medalin Aria Medical Anti-Embolism Stockings | Medalin Aria Medical Anti-Embolism Stockings | Anti-Embolism Stockings
Joerns Healthcare Ltd | المملكة المتحدة | United Kingdom | ME0000001384SFDAA00001 | Oxford Sling | Sling | Sling
Joerns Healthcare Ltd | المملكة المتحدة | United Kingdom | ME0000001399SFDAA00001 | Arise 1000EX | Bariatric Air Mattress System | Bariatric Air Mattress System
Joerns Healthcare Ltd | المملكة المتحدة | United Kingdom | ME0000001399SFDAA00002 | Bari 10A Bed | Bariatric Hospital Bed | Bariatric Hospital Bed
Pearmine Health Ltd | المملكة المتحدة | United Kingdom | ME0000001719SFDAA00004 | Dymacare Wash Mitts | Dymacare Wash Mitts | Cleanser
CMR Surgical Ltd | المملكة المتحدة | United Kingdom | ME0000022088SFDAA00022 | Monopolar Instrument Cable | Monopolar Instrument Cable | Electrosurgery Cable
CMR Surgical Ltd | المملكة المتحدة | United Kingdom | ME0000022088SFDAA00024 | Bedside Unit Cable | Bedside Unit Cable | Bedside Unit Cable
CMR Surgical Ltd | المملكة المتحدة | United Kingdom | ME0000022088SFDAA00020 | Bipolar Instrument Cable | Bipolar Instrument Cable | Electrosurgery Cable
CMR Surgical Ltd | المملكة المتحدة | United Kingdom | ME0000022088SFDAA00023 | Monopolar Bedside Unit Cable | Monopolar Bedside Unit Cable | Electrosurgery Cable
CMR Surgical Ltd | المملكة المتحدة | United Kingdom | ME0000022088SFDAA00025 | Versius Camera Head | Versius Camera Head | Camera Head
CMR Surgical Ltd | المملكة المتحدة | United Kingdom | ME0000022088SFDAA00021 | Bipolar Bedside Unit Cable | Bipolar Bedside Unit Cable | Electrosurgery Cable
Surgimax Instruments Ltd | المملكة المتحدة | United Kingdom | ME0000003020SFDAA00082 | Scissors | Scissors | Scissors
Surgimax Instruments Ltd | المملكة المتحدة | United Kingdom | ME0000003016SFDAA00002 | Needle holder | Needle holder | Needle holder
Surgimax Instruments Ltd | المملكة المتحدة | United Kingdom | ME0000003012SFDAA00009 | Forceps | Forceps | Forceps
Surgimax Instruments Ltd | المملكة المتحدة | United Kingdom | ME0000003006SFDAA00025 | Chisels | Chisels | Chisels
Surgimax Instruments Ltd | المملكة المتحدة | United Kingdom | ME0000003024SFDAA00045 | ASPIRATION PROBES | ASPIRATION PROBES | ASPIRATION PROBES
Surgimax Instruments Ltd | المملكة المتحدة | United Kingdom | ME0000003014SFDAA00002 | Ligators | Ligators | Ligators
Surgimax Instruments Ltd | المملكة المتحدة | United Kingdom | ME0000003009SFDAA00002 | Cutters | Cutters | Cutters
Surgimax Instruments Ltd | المملكة المتحدة | United Kingdom | ME0000003021SFDAA00007 | Specula | Specula | Specula
Surgimax Instruments Ltd | المملكة المتحدة | United Kingdom | ME0000003011SFDAA00002 | Elevators | Elevators | Elevators
Surgimax Instruments Ltd | المملكة المتحدة | United Kingdom | ME0000003015SFDAA00002 | Micromanipulators | Micromanipulators | Micromanipulators
Surgimax Instruments Ltd | المملكة المتحدة | United Kingdom | ME0000003019SFDAA00006 | Ronguers | Ronguers | Ronguers
Surgimax Instruments Ltd | المملكة المتحدة | United Kingdom | ME0000003013SFDAA00003 | Laryngoscopes | Laryngoscopes | Laryngoscopes
Surgimax Instruments Ltd | المملكة المتحدة | United Kingdom | ME0000003008SFDAA00001 | Clamps Vascular | Clamps Vascular | Clamps Vascular
Surgimax Instruments Ltd | المملكة المتحدة | United Kingdom | ME0000003022SFDAA00003 | Suction tips | Suction tips | Suction tips
Surgimax Instruments Ltd | المملكة المتحدة | United Kingdom | ME0000003017SFDAA00001 | Punches | Punches | Punches
Surgimax Instruments Ltd | المملكة المتحدة | United Kingdom | ME0000003018SFDAA00002 | Retractors | Retractors | Retractors
Nova Instruments | المملكة المتحدة | United Kingdom | ME0000007818SFDAA00008 | Nova Scaler | Nova Scaler | Dental Hand Instruments for Diagnostic and Restorative Procedures
Nissha Medical Technologies Limited | المملكة المتحدة | United Kingdom | ME0000020529SFDAA00002 | Vermed VersaTrode | General monitoring ECG electrode | General monitoring ECG electrode
Avondale Surgical UK | المملكة المتحدة | United Kingdom | ME0000007232SFDAA00003 | Perfecto Breathing Systems | Breathing Circuits | Disposable Breathing Circuits and Parts
Amity International | المملكة المتحدة | United Kingdom | ME0000010712SFDAA00064 | Amity OPA MEC Test Strips | Amity Test Strips | Test Strips
Hugh Steeper Ltd, Trading as Steeper | المملكة المتحدة | United Kingdom | ME0000020327SFDAA00024 | S-Charge | S-Charge | Battery pack to power a prosthetic device
WestField Medical | المملكة المتحدة | United Kingdom | ME0000004343SFDAA00002 | Sterilization Paper Bags, Heat Seal & Plain Closure | Sterilization Paper Bags, Heat Seal & Plain Closure | Paper Bags to pack the instruments
Altomed Limited | المملكة المتحدة | United Kingdom | ME0000004576SFDAA00003 | Altomed Mallets | Altomed Mallets | These devices are all used to apply direct impact force to ophtahlmic or ENT bone formatting devices used in surgical procedures, such as those creating cavities or separating the endothelium from the bone etc.
Altomed Limited | المملكة المتحدة | United Kingdom | ME0000004581SFDAA00001 | Altomed Surgically Invasive Forceps | Altomed Surgically Invasive Forceps | Used inside and around the eye to manipulate the lens and tissues and other devices such as ophthalmic implants and sutures.
Altomed Limited | المملكة المتحدة | United Kingdom | ME0000004572SFDAA00002 | Altomed Needle holders | Altomed Needle holders | Used for grasping and tying sutures.
Altomed Limited | المملكة المتحدة | United Kingdom | ME0000004568SFDAA00002 | Altomed Non-Invasive Forceps | Altomed Non-Invasive Forceps | Used to remove cilia or hold and fold artificial lenses.
Altomed Limited | المملكة المتحدة | United Kingdom | ME0000004788SFDAA00019 | Altomed Non-Invasive Clips and Clamps | Altomed Non-Invasive Clips and Clamps | Used to weigh down sutures or attach drapes, dressings, swabs, towels, cables etc to the site of intervention
Amity International | المملكة المتحدة | United Kingdom | ME0000010712SFDAA00065 | Viruzyme V | Viruzyme V | Equipments Cleander
Medisafe UK Ltd | المملكة المتحدة | United Kingdom | ME0000000953SFDAA00021 | Duck Bag Pre-moistened Instrument Bag | Duck Bag Pre-moistened Instrument Bag | Duck Bag Pre-moistened Instrument Bag
Altomed Limited | المملكة المتحدة | United Kingdom | ME0000004566SFDAA00019 | Ophthalmic Spoons and Gouges | Ophthalmic Spoons and Gouges | Used for probing and removing tissues from inside and around the eye.
Altomed Limited | المملكة المتحدة | United Kingdom | ME0000004570SFDAA00074 | Altomed Microwash Q-Rinse System | Altomed Microwash Q-Rinse System | Used to rinse water through an ophthalmic device lumen such as a phacoemulsification handpiece straight after it has been used. It is not a washing or disinfection device.
Altomed Limited | المملكة المتحدة | United Kingdom | ME0000004574SFDAA00002 | Altomed Reusable Cutting Devices | Altomed Reusable Cutting Devices | Used for cutting or separating layers of cornea ortissue inside or around the eye, the lacrimal system and the mucoperichondrial flap.
Altomed Limited | المملكة المتحدة | United Kingdom | ME0000004578SFDAA00002 | Altomed Ophthalmic Hooks and Retractors | Altomed Ophthalmic Hooks and Retractors | Used to retract muscles, skin and other tissue during ophthalmic procedures.
Altomed Limited | المملكة المتحدة | United Kingdom | ME0000004583SFDAA00003 | Altomed Bone Formatting Devices | Altomed Bone Formatting Devices | Used to aid in reformatting the bone in ophthalmic surgical procedures, such as creating cavities, separating the endothelium from the bone etc.
Altomed Limited | المملكة المتحدة | United Kingdom | ME0000004789SFDAA00001 | Altomed Invasive Clips and Clamps | Altomed Invasive Clips and Clamps | Used to retract muscles skin and other tissue during ophthalmic procedures
Altomed Limited | المملكة المتحدة | United Kingdom | ME0000004563SFDAA00002 | Altomed Eyelid Speculum and Retractors | Altomed Eyelid Speculum and Retractors | Used to retract the eyelids and/ or provide protection to the globe during eyelid operations
Altomed Limited | المملكة المتحدة | United Kingdom | ME0000004582SFDAA00002 | Altomed Tonosleeves | Altomed Tonosleeves | To protect the tip of the Tonopen during use and prevent cross contamination
Altomed Limited | المملكة المتحدة | United Kingdom | ME0000004577SFDAA00001 | Altomed Intra Ocular Manipulators | Altomed Intra Ocular Manipulators | Used for manipulating the natural and artificial lens and surrounding tissue.
Altomed Limited | المملكة المتحدة | United Kingdom | ME0000004573SFDAA00001 | Altomed Processing Trays | Altomed Processing Trays | To hold and protect medical devices during transit between the operating theatres and the sterilization procedure only.
Altomed Limited | المملكة المتحدة | United Kingdom | ME0000004569SFDAA00019 | Altomed Surgically Invasive Scissors | Altomed Surgically Invasive Scissors | Scissors with either a flat or rounded blade, used for cutting and manipulating the lens, tissues and / or muscles inside and around the eye.
Altomed Limited | المملكة المتحدة | United Kingdom | ME0000004565SFDAA00002 | Ophthalmic Support Rings | Ophthalmic Support Rings | An ophthalmic device sutured to the sclera to prevent collapse of the globe (sphere) during difficult
Vernacare Limited | المملكة المتحدة | United Kingdom | ME0000003833SFDAA00021 | Elementa | Gauze | Gauze
Vernacare Limited | المملكة المتحدة | United Kingdom | ME0000003833SFDAA00020 | Detex | X-RAY DETECTABLE GAUZE | X-RAY DETECTABLE GAUZE
Altomed Limited | المملكة المتحدة | United Kingdom | ME0000004787SFDAA00001 | Altomed Lacrimal and Punctual Probes and Dilators | Altomed Lacrimal and Punctual Probes and Dilators | Used to dilate the puncta and lacrimal system.
Amity International | المملكة المتحدة | United Kingdom | ME0000010712SFDAA00066 | Virudet CR | Virudet CR | Acidic Rinse
Altomed Limited | المملكة المتحدة | United Kingdom | ME0000004579SFDAA00002 | Body Orifice Invasive Forceps | Body Orifice Invasive Forceps | Used to grasp the eye lid, protect the surface of the eye during lid surgery of aid in the insertion or removal of scleral plugs.
Altomed Limited | المملكة المتحدة | United Kingdom | ME0000004575SFDAA00001 | Altomed Fascia Needles | Altomed Fascia Needles | A hand-held manual surgical instrument intended for the introduction of autologous fascia, or synthetic material, into the upper eyelid during a temporal is sling operation for the treatment of ptosis
Altomed Limited | المملكة المتحدة | United Kingdom | ME0000004571SFDAA00002 | Altomed Reusable Depressors and Markers | Altomed Reusable Depressors and Markers | Used to depress or mark the surface of the eye
Altomed Limited | المملكة المتحدة | United Kingdom | ME0000004567SFDAA00010 | Altomed Non-Invasive Scissors | Altomed Non-Invasive Scissors | The non-invasive scissors are used to cut dressings or sutures used in ophthalmic procedures
Vernacare Limited | المملكة المتحدة | United Kingdom | ME0000003833SFDAA00018 | Sofsorb | Non Woven Swabs | Non Woven Swabs
Amity International | المملكة المتحدة | United Kingdom | ME0000010712SFDAA00067 | Virudet N Manuel | Virudet N Manuel | Instruments cleaner
Vernacare Limited | المملكة المتحدة | United Kingdom | ME0000022538SFDAA00005 | COMFI | Ready to Wear Garments | Ready to Wear Garments
Dorset Orthopedic | المملكة المتحدة | United Kingdom | ME0000004819SFDAA00002 | SILICONE LOWER LIMB | Range of Bespoke Silicone products | Range of Bespoke Silicone products
EpiGuard AS | النرويج | Norway | ME0000013056SFDAA00001 | EpiShuttle | EpiShuttle | Patient Transfer
NORVAMED AS | النرويج | Norway | ME0000001301SFDAA00003 | class 4,5,6 Chemcial indicator | Chemcial indicator | Allow the end user to identify incorrect packing loading problems and sterilization | كاشف كيميائي للتعقيم يتحول لونه الى الاسود عند نجاح عملية التعقيم
NORVAMED AS | النرويج | Norway | ME0000001301SFDAA00004 | Bowie Dick Test pack | Bowie Dick Test pack | Designed for daily monitoring of air removal and steam penetration in pre vacuum steam sterilizers | كاشف كيميائي يتحول لونه كدليل على نجاح عملية التعقيم
NordicNeuroLab AS | النرويج | Norway | ME0000002097SFDAA00004 | NordicActiva | Software | Software
NordicNeuroLab AS | النرويج | Norway | ME0000002097SFDAA00006 | ResponseGrips | fMRI system | fMRI Hardware System
NordicNeuroLab AS | النرويج | Norway | ME0000002097SFDAA00007 | SyncBox | fMRI system | fMRI hardware System
NordicNeuroLab AS | النرويج | Norway | ME0000002097SFDAA00008 | Visual System HD | fMRI system | fMRI system hardware
NordicNeuroLab AS | النرويج | Norway | ME0000002097SFDAA00005 | Inroom Viewing Device | Monitor | Monitor
NORVAMED AS | النرويج | Norway | ME0000000687SFDAA00010 | UV Medical Class 6 Steam Indicator Strips | Class 6 Steam Indicator Strips | Class 6 Steam Chemical Indicators are the products that are put into each sterilization pouches and that indicate success of the sterilization.
NORVAMED AS | النرويج | Norway | ME0000000687SFDAA00011 | UV Medical Bowie Dick Test Pack | Bowie Dick Test Pack Indicator | UV Medical Bowie Dick Test Packs are the testing packages that should be used before starting daily machine sterilization process for steam sterilization Devices. Bowie Dick Test Packs color change allows assurance of whether the steam sterilizers are ready for sterilization.
NordicNeuroLab AS | النرويج | Norway | ME0000002097SFDAA00001 | fMRI Hardware System | fMRI Hardware System
NordicNeuroLab AS | النرويج | Norway | ME0000002097SFDAA00002 | fMRI Hardware System | fMRI Hardware System
Follo Futura AS | النرويج | Norway | ME0000009577SFDAA00001 | Follo Stabilis Walker | Follo Stabilis Walker
GE Vingmed Ultrasound AS | النرويج | Norway | ME0000003351SFDAA00024 | TEE Cleaning and Storing System | TEE Cleaning and Storing System
ASAP-Norway AS | النرويج | Norway | ME0000000784SFDAA00039 | ASAP Jona 200 | ASAP Jona 200 | Disposable sheet multi purpose
NORVAMED AS | النرويج | Norway | ME0000001301SFDAA00001 | Aposterosi | Bowie Dick | CSSD Products , providing quality patient care
NORVAMED AS | النرويج | Norway | ME0000001301SFDAA00002 | Aposterosi | Type 6 Steam | ,CSSD products , providing quality patient care , emaluting indicator
Alu Rehab AS | النرويج | Norway | ME0000004259SFDAA00005 | Netti 4U CE Plus | Manual Wheekchair | Manual Wheelchair
Alu Rehab AS | النرويج | Norway | ME0000004259SFDAA00005 | Netti 4U CE Plus | Manual Wheekchair | Manual Wheelchair
Easy Roller AS‬ | النرويج | Norway | ME0000000853SFDAA00012 | EasyRoller MR SAFE Wheel chair | EasyRoller MR SAFE Wheel chair | EasyRoller is a manual wheelchair made from 100 % environment friendly thermoplastics. The EasyRoller is especially designed as a MR SAFE transport device for hospitals & institutions. | كرسي يساعد نقل الاشخاص ذوي الاحتياجات الخاصة في المؤسسات والمستشفيات
Otto Bock Healthcare Products GmbH | النمسا | Austria | ME0000006162SFDAA00001 | MyoRotronic | MyoRotronic | Electric Wrist Rotator
Otto Bock Healthcare Products GmbH | النمسا | Austria | ME0000006162SFDAA00002 | Transcarpal Hand | Transcarpal Hand | Transcarpal Hand
Otto Bock Healthcare Products GmbH | النمسا | Austria | ME0000006162SFDAA00005 | Suction Socket Electrode | Suction Socket Electrode | Intended exclusively for prosthetic fitting of the upper limbs.
Otto Bock Healthcare Products GmbH | النمسا | Austria | ME0000006162SFDAA00006 | 7in1 Controller | 7in1 Controller | Controller
Otto Bock Healthcare Products GmbH | النمسا | Austria | ME0000006162SFDAA00007 | Kenevo | Kenevo | Intended exclusively for prosthetic fitting of the lower limb.
Otto Bock Healthcare Products GmbH | النمسا | Austria | ME0000006162SFDAA00009 | Genium | Genium | Intended exclusively for prosthetic fitting of the lower limb.
Otto Bock Healthcare Products GmbH | النمسا | Austria | ME0000006162SFDAA00011 | C-Leg | C-Leg | Intended exclusively for prosthetic fitting of the lower limb.
Otto Bock Healthcare Products GmbH | النمسا | Austria | ME0000006162SFDAA00012 | DynamicArm | DynamicArm | Intended exclusively for prosthetic fitting of the upper limbs.
Otto Bock Healthcare Products GmbH | النمسا | Austria | ME0000006162SFDAA00014 | ErgoArm | ErgoArm | Elbow Joint
Otto Bock Healthcare Products GmbH | النمسا | Austria | ME0000006162SFDAA00017 | Electric Hand 2000 | Electric Hand 2000 | myoelectrically controlled terminal device
Otto Bock Healthcare Products GmbH | النمسا | Austria | ME0000006162SFDAA00018 | MyoCharge Integral | MyoCharge Integral | Supply energy to myoelectric upper limb prosthesis components.
Otto Bock Healthcare Products GmbH | النمسا | Austria | ME0000006162SFDAA00019 | Childs Rotatable A/K Socket Adapter | Childs Rotatable A/K Socket Adapter | Lamination Anchor with Pyramid Receiver
HOT Productions & Vertriebs GmbH | النمسا | Austria | ME0000010281SFDAA00001 | HOT Superglide edible lubricant waterbased | Hot Edible Superglide | Personal Lubricant | مزلق منتج طبي باساس مائي مع نكهة
HOT Productions & Vertriebs GmbH | النمسا | Austria | ME0000010281SFDAA00005 | HOT Premium Silicone Glide - Silicone Based Lubricant | HOT Premium Silicone Glide | HOT Premium Silicone Glide | مزلق منتج طبي باساس السيلكون
A.M.I Agency for medical Innovations GmbH | النمسا | Austria | ME0000006294SFDAA00031 | Wi-3 Arm | N/A | Reusable holder
Otto Bock Healthcare Products GmbH | النمسا | Austria | ME0000006162SFDAA00004 | Tube Valve for Suction Socket | Tube Valve for Suction Socket | Tube Valve
Amann Girrbach AG | النمسا | Austria | ME0000000570SFDAA00002 | Artex Facebow | Artex Facebow incl. accessories | Artex facebow is a parallel-opening bow made of anodised aluminium. The parallel opening of the facebow is used to insert the facebow via the porus buttons into the patient's ear canal. This serves the supporting and holding via the patient's skull.
Otto Bock Healthcare Products GmbH | النمسا | Austria | ME0000006162SFDAA00020 | Rotation Adapter | Rotation Adapter | Rotation Adapters
Otto Bock Healthcare Products GmbH | النمسا | Austria | ME0000006162SFDAA00021 | Michelangelo hand | Michelangelo hand | replacement for the human hand.
Otto Bock Healthcare Products GmbH | النمسا | Austria | ME0000006162SFDAA00024 | Electric Wrist Rotator | Electric Wrist Rotator | Electric Wrist Rotator
Otto Bock Healthcare Products GmbH | النمسا | Austria | ME0000006162SFDAA00022 | MyoHand VariPlus Speed | MyoHand VariPlus Speed | control a myoelectric prosthesis.
Otto Bock Healthcare Products GmbH | النمسا | Austria | ME0000006162SFDAA00023 | System Electric Hand Digital Twin | System Electric Hand Digital Twin | Electric Hands
MED-EL Elektromedizinische Geräte GmbH | النمسا | Austria | ME0000004626SFDAA00038 | Surgical Instrument Tray | Surgical Instrument Tray | Surgical Instrument Tray
MED-EL Elektromedizinische Gerate Gesellschaft m.b.H | النمسا | Austria | ME0000004625SFDAA00010 | Configuration Software 1.0 | Software | Software
MED-EL Elektromedizinische Geräte GmbH | النمسا | Austria | ME0000004626SFDAA00026 | SoftGrip Forceps | Reusable Surgical Instrument | It supports the insertion of an electrode array into the cochlea during MED‑EL hearing implant surgeries. The device is delivered non-sterile.
Otto Bock Healthcare Products GmbH | النمسا | Austria | ME0000006162SFDAA00111 | Lamination Anchor | Lamination Anchor | The product can be used during trial fittings to alter both linear and rotational positions between modular prosthetic components. This adjustability can be used to optimize the prosthetic fitting.
Otto Bock Healthcare Products GmbH | النمسا | Austria | ME0000006162SFDAA00113 | Meridium | Meridium | The individually adjustable prosthetic foot features an especially close approximation of the anatomy of the human foot.
Otto Bock Healthcare Products GmbH | النمسا | Austria | ME0000006162SFDAA00112 | System Electric Greifer DMC VariPlus | System Electric Greifer DMC VariPlus | The product is a myoelectrically controlled terminal device of the MyoBock prosthesis system, various control programmes make optimal adaptation to the individual needs and abilities possible.
Otto Bock Healthcare Products GmbH | النمسا | Austria | ME0000006162SFDAA00114 | MyoEnergy Integral | MyoEnergy Integral | The product serves to provide power to the prosthesis system.
Otto Bock Healthcare Products GmbH | النمسا | Austria | ME0000006162SFDAA00115 | AxonEnergy Integral | AxonEnergy Integral | The AxonEnergy Integral serves to provide power to the Axon-Bus prosthethic system.
Otto Bock Healthcare Products GmbH | النمسا | Austria | ME0000006162SFDAA00116 | C-Brace Joint Unit | C-Brace Joint Unit | The product is an orthopaedic technology device that makes everyday activities such as standing and walking possible or easier for the user.
IT-V Medizintechnik GmbH | النمسا | Austria | ME0000001937SFDAA00022 | CT STEP Basic Modul | CT STEP Basic Modul | To support the patient during CT/MR imaging procedures for radiation therapy applications. It provides a surface consistent with treatment couch tops.
IT-V Medizintechnik GmbH | النمسا | Austria | ME0000001937SFDAA00025 | TBI Adapter CS | TBI Adapter CS | Intended to rotate the patient by 180° during VMAT (Volumetric modulated arc therapy) TBI. It is designed to be attached on top of the original cradle.
IT-V Medizintechnik GmbH | النمسا | Austria | ME0000001937SFDAA00024 | SYSTEM TBI STEP | SYSTEM TBI STEP | Intended to rotate the patient by 180° during VMAT (Volumetric modulated arc therapy) TBI. It is designed to be attached on top of the original cradle.
IT-V Medizintechnik GmbH | النمسا | Austria | ME0000001937SFDAA00023 | Diaphragm Control | Diaphragm Control | It is intended to support the patient during CT/MR imaging procedures for radiation therapy applications
IT-V Medizintechnik GmbH | النمسا | Austria | ME0000001937SFDAA00026 | WALL HOLDER for CT STEP | WALL HOLDER for CT STEP | It is intended to support the patient during CT/MR imaging procedures for radiation therapy applications
IT-V Medizintechnik GmbH | النمسا | Austria | ME0000001937SFDAA00028 | Diaphragm Control high | Diaphragm Control | Patient support/positioning device
IT-V Medizintechnik GmbH | النمسا | Austria | ME0000001937SFDAA00035 | CT STEP Basic Modul 2,4m | CT STEP Basic Modul | Patient support/positioning device
IT-V Medizintechnik GmbH | النمسا | Austria | ME0000001937SFDAA00036 | CT STEP Basic Modul 2,4m for Varian | CT STEP Basic Modul | Patient support/positioning device
IT-V Medizintechnik GmbH | النمسا | Austria | ME0000001937SFDAA00030 | Diaphragm Control MR Adapter for indexed tables | Diaphragm Control MR Adapter for indexed tables | Patient support/positioning device
IT-V Medizintechnik GmbH | النمسا | Austria | ME0000001937SFDAA00029 | Diaphragm Control Adapter for indexed tables | Diaphragm Control Adapter for indexed tables | Patient support/positioning device
IT-V Medizintechnik GmbH | النمسا | Austria | ME0000001937SFDAA00033 | TBI Adapter CS | TBI Adapter CS | Patient support/positioning device
IT-V Medizintechnik GmbH | النمسا | Austria | ME0000001937SFDAA00037 | System TBI STEP 2,4m | System TBI STEP | Patient support/positioning device
IT-V Medizintechnik GmbH | النمسا | Austria | ME0000001937SFDAA00027 | Diaphragm Control | Diaphragm Control | Patient support/positioning device
IT-V Medizintechnik GmbH | النمسا | Austria | ME0000001937SFDAA00034 | CT STEP Basic Modul 2,1m | CT STEP Basic Modul | Patient support/positioning device
IT-V Medizintechnik GmbH | النمسا | Austria | ME0000001937SFDAA00038 | System TBI STEP 2,4m for Varian | System TBI STEP | Patient support/positioning device
Otto Bock Healthcare Products GmbH | النمسا | Austria | ME0000006162SFDAA00118 | Bebionic Hand | Bebionic Hand | A myoelectrically controlled and multiarticulating hand prosthesis.
Otto Bock Healthcare Products GmbH | النمسا | Austria | ME0000006162SFDAA00117 | AXON Tube Adapter | AXON Tube Adapter | Tube adapters are used as components for modular lower limb prostheses.
Otto Bock Healthcare Products GmbH | النمسا | Austria | ME0000006162SFDAA00121 | Varos | Varos | Transfemoral Socket
Otto Bock Healthcare Products GmbH | النمسا | Austria | ME0000006162SFDAA00122 | MyoFacil | MyoFacil | Prosthetic Hand
Otto Bock Healthcare Products GmbH | النمسا | Austria | ME0000006162SFDAA00119 | Rotation Adapter | Rotation Adapter | Rotation Adapters
Otto Bock Healthcare Products GmbH | النمسا | Austria | ME0000006162SFDAA00125 | Michelangelo hand | Michelangelo hand | MyoElectric Hand
Otto Bock Healthcare Products GmbH | النمسا | Austria | ME0000006162SFDAA00120 | Electric Wrist Rotator | Electric Wrist Rotator | The Electric Wrist Rotator
Otto Bock Healthcare Products GmbH | النمسا | Austria | ME0000006162SFDAA00123 | MyoHand VariPlus Speed | MyoHand VariPlus Speed | Myoelectric Hand Prostheses
Otto Bock Healthcare Products GmbH | النمسا | Austria | ME0000006162SFDAA00124 | System Electric Hand Digital Twin | System Electric Hand Digital Twin | Myoelectric Hand Prostheses
Tyromotion GmbH | النمسا | Austria | ME0000011320SFDAA00010 | MYRO | MYRO | The MYRO® therapy system is generally used for neurological rehabilitation of the upper extremities.
Tyromotion GmbH | النمسا | Austria | ME0000011320SFDAA00008 | TYMO | TYMO | The TYMO® system is a modern monitoring and therapy device for the rehabilitation of patients suffering from motoric dysfunctions; it is primarily used for neurological rehabilitation purposes.
Tyromotion GmbH | النمسا | Austria | ME0000011320SFDAA00009 | Pablo | Pablo | The PABLO® system is a modern therapy device for the rehabilitation of patients suffering from motoric dysfunctions;
Amann Girrbach AG | النمسا | Austria | ME0000000570SFDAA00001 | Ceramill Motion 2 DNA | Milling machine | The Ceramill Motion 2 DNA is a PC-controlled milling machine for dental offices or laboratories.
Amann Girrbach AG | النمسا | Austria | ME0000001038SFDAA00013 | Ceramill Matik | milling and grinding machine | The system is a PC-controlled milling and grinding machine for the fabrication of dentures by means of: Dry processing of blanks made of pre-sintered zirconium oxide, unsintered non-precious metals (NPMs), Cobalt-chromium alloys, Wax, Plastics and Modelling materials. Wet processing of blanks made of Sintered glass ceramics, Plastics, Hybrid materials and Feldspathic ceramics.
Amann Girrbach AG | النمسا | Austria | ME0000004464SFDAA00003 | Ceramill Motion 3 | Milling machine | Ceramill Motion 3 is a PC-controlled milling machine for dental offices or laboratories.
iSYS Medizintechnik GmbH | النمسا | Austria | ME0000008827SFDAA00001 | iFIX Patch 15 | iFIX patch
iSYS Medizintechnik GmbH | النمسا | Austria | ME0000008827SFDAA00002 | iFIX Patch 25 | iFIX Patch
iSYS Medizintechnik GmbH | النمسا | Austria | ME0000008827SFDAA00003 | iFIX Patch 50 | iFIX Patch
iSYS Medizintechnik GmbH | النمسا | Austria | ME0000008827SFDAA00004 | iFIX Patch 75 | iFIX Patch
iSYS Medizintechnik GmbH | النمسا | Austria | ME0000008827SFDAA00005 | iFIX Fleece 15 | iFIX Fleece
iSYS Medizintechnik GmbH | النمسا | Austria | ME0000008827SFDAA00006 | iFIX Fleece 50 | iFIX Fleece
iSYS Medizintechnik GmbH | النمسا | Austria | ME0000008827SFDAA00007 | iFIX Patch Adapter 50 | iFIX Patch Adapter
iSYS Medizintechnik GmbH | النمسا | Austria | ME0000008827SFDAA00008 | iFIX Slot Adapter 3.0 | iFIX Slot Adapter
iSYS Medizintechnik GmbH | النمسا | Austria | ME0000008827SFDAA00009 | iFIX Slot Adapter 8.0 | iFIX Slot Adapter
ITH icoserve technology for healthcare GmbH | النمسا | Austria | ME0000004541SFDAA00002 | syngo.share view | syngo.share view VA26A_BFO3
lTH icoserve technology for healthcare GmbH | النمسا | Austria | ME0000008993SFDAA00001 | syngo.share webview | syngo.share webview
Philips Medical Systems | النمسا | Austria | ME0000009229SFDAA00001 | Attachment Electrode | Electrocardiographic electrode
Philips Medical Systems | النمسا | Austria | ME0000009229SFDAA00003 | Radio Translucent Foam Monitoring Electrodes | Disposable Monitoring Electrodes for ECG
Philips Medical Systems | النمسا | Austria | ME0000009229SFDAA00004 | Ag/AgCl Electrode, Paper Tape, Pre-Gelled | Disposable Monitoring Electrodes for ECG, Alligator Clip Adapter Cables and Leadwire Electrode Set
W&H Dentalwerk Burmoos GmbH | النمسا | Austria | ME0000001863SFDAA00057 | Assistina 301 Plus | Assistina 301 Plus
W&H Dentalwerk Burmoos GmbH | النمسا | Austria | ME0000001863SFDAA00058 | Assistina Twin | Assistina Twin
W&H Dentalwerk Burmoos GmbH | النمسا | Austria | ME0000001863SFDAA00059 | Assistina | Assistina
Otto Bock Healthcare Products GmbH | النمسا | Austria | ME0000006162SFDAA00008 | AXON Tube Adapter | AXON Tube Adapter
Otto Bock Healthcare Products GmbH | النمسا | Austria | ME0000006162SFDAA00010 | AXON Tube Adapter | AXON Tube Adapter
Otto Bock Healthcare Products GmbH | النمسا | Austria | ME0000006162SFDAA00013 | 4in1 Controller LS | 4in1 Controller LS
Otto Bock Healthcare Products GmbH | النمسا | Austria | ME0000006162SFDAA00015 | bebionic | bebionic
Otto Bock Healthcare Products GmbH | النمسا | Austria | ME0000006162SFDAA00016 | Electrode | Electrode
TYROLMED GMBH | النمسا | Austria | ME0000009611SFDAA00003 | ECG ELECTRODES SWAROMED | ECG ELECTRODES SWAROMED
HOT Productions & Vertriebs GmbH | النمسا | Austria | ME0000010281SFDAA00002 | HOT BIO lubricant waterbased Sensitive | Personal Lubricant |  | مزلق منتج طبي عضوي بأساس مائي
HOT Productions & Vertriebs GmbH | النمسا | Austria | ME0000010281SFDAA00003 | HOT BIO Lubricant waterbased Superglide | Personal Lubricant |  | مزلق وجل للمساج منتج طبي عضوي بأساس مائي
HOT Productions & Vertriebs GmbH | النمسا | Austria | ME0000010281SFDAA00004 | HOT BIO massage and lubricant waterbased 2in 1 | Personal Lubricant |  | مزلق وجل للمساج منتج طبي عضوي بأساس مائي
Tyromotion GmbH | النمسا | Austria | ME0000011320SFDAA00001 | MYRO | Sensor and computer
METASYS Medizintecknik GmbH | النمسا | Austria | ME0000001370SFDAA00001 | EXCOM Hybrid | EXCOM Hybrid
Amann Girrbach AG | النمسا | Austria | ME0000000570SFDAA00003 | Ceramill Mikro (5x) DNA | Milling machine
Philips Medical Systems | النمسا | Austria | ME0000009229SFDAA00002 | Heartstart Smart Pads II | Multi-function cardiac electrode, adult
Ivoclar Vivadent AG | النمسا | Austria | ME0000001394SFDAA00001 | Programat CS4 | Programat CS4
LEONHARD LANG GmbH | النمسا | Austria | ME0000005942SFDAA00007 | BabyMac Infant/Pediatric | ECG Clips | Adapters
LEONHARD LANG GmbH | النمسا | Austria | ME0000005942SFDAA00008 | Silver Mactrode Plus | ECG electrode | ECG Electrodes
iSYS Medizintechnik GmbH | النمسا | Austria | ME0000015665SFDAA00001 | Micromate | Micromate | Micromate
LEONHARD LANG GmbH | النمسا | Austria | ME0000007020SFDAA00001 | Defibrillation Electrodes | SKINTACT | To be use for external Defibrillation pacing monitoring and cardioversion
LEONHARD LANG GmbH | النمسا | Austria | ME0000007020SFDAA00002 | Tempus LS Electrodes for Defibrillation | Electrodes for Defibrillation | Electrodes for Defibrillation
MED-EL Elektromedizinische Geräte GmbH | النمسا | Austria | ME0000004626SFDAA00039 | SONNET Rechargeable Battery Max | Rechargeable Battery | Rechargeable Battery
BRISK SURGICAL COTTON LTD | الهند | India | ME0000009701SFDAA00001 | ABSORBENT COTTON WOOL B P COTTON BALLS | ABSORBENT COTTON BALLS | SMALL PORTION OF COTTON IS USED FOR SURGICAL DRESSINGS AND CLEANING OF WOUND
BRISK SURGICAL COTTON LTD | الهند | India | ME0000009701SFDAA00003 | ABSORBENT COTTON WOOL ROLLS B P | ABSORBENT COTTON WOOL ROLLS B P | SMALL PORTION OF COTTON IS USED FOR SURGICAL DRESSINGS AND CLEANING OF WOUND
Dynamic Techno Medicals Pvt. Ltd. | الهند | India | ME0000010727SFDAA00006 | DYNA CUFF-N-COLLAR | Cuff-N-Collar | The collar and cuff sling is a special contraption for treatment of different types of arm injuries. It consists of one big loop to put it around the collar bone and two connected small loops for arms support. | للحصول علي الدعم الفعال أثناء كسر الساعد
Dynamic Techno Medicals Pvt. Ltd. | الهند | India | ME0000010727SFDAA00006 | DYNA CUFF-N-COLLAR | Cuff-N-Collar | The collar and cuff sling is a special contraption for treatment of different types of arm injuries. It consists of one big loop to put it around the collar bone and two connected small loops for arms support. | للحصول علي الدعم الفعال أثناء كسر الساعد
Dynamic Techno Medicals Pvt | الهند | India | ME0000009866SFDAA00002 | LUMBO GRIP LUMBAR BRACE SL | LUMBO GRIP LUMBAR BRACE SL | LUMBO GRIP LUMBAR BRACE SL
Dynamic Techno Medicals Pvt. Ltd. | الهند | India | ME0000010727SFDAA00067 | LUMBOGRIP DS LUMO SACRAL CORSET DUAL STRAPS | LUMBOGRIP DS LUMO SACRAL CORSET DUAL STRAPS | LUMBOGRIP DS LUMO SACRAL CORSET DUAL STRAPS
Appasamy Associates | الهند | India | ME0000012553SFDAA00006 | APPA OPHTHALMIC REFRACTION UNIT | REFRACTION | Ophthalmic chair
Appasamy Associates | الهند | India | ME0000012553SFDAA00004 | Portable Handheld Slit lamp | lamp | Slit lamp for eye examination
Nobel Hygiene Privet Limited | الهند | India | ME0000000924SFDAA00003 | Friends | UnderPad | Incontinence mattress | مفارش تستخدم لكبار السن ومرضى سلس البول وللرعاية المنزلية
Appasamy Associates | الهند | India | ME0000012553SFDAA00003 | Slit Lamps | Lamp | Slit lamp for eye examination
Appasamy Associates Private Limted | الهند | India | ME0000012553SFDAA00005 | PATIENT UNIT FOR OPHTHALMIC SURGERY | Operation Table | PATIENT operation table
Appasamy Associates | الهند | India | ME0000012553SFDAA00001 | Wireless Indirect Ophthalmoscope | binocular | binocular
Appasamy Associates Private Limted | الهند | India | ME0000012553SFDAA00007 | VISUALIZATION SYSTEM FOR OPHTHALMIC MICRO SURGERY | Microscopes | Surgical instrument
GBKC Fashions | الهند | India | ME0000017569SFDAA00001 | Isolation Gown, Non woven, Non Absorbent, Non Sterile, Yellow Color, Elastic Cuff, Large Size 115x137CM | Isolation Gown | Isolation Gown, Nonwoven, Non Absorbent, Non Sterile, Yellow Color, Elastic Cuff, Large Size 115x137CM
Primus Gloves Private Limited | الهند | India | ME0000018225SFDAA00002 | Non-sterile latex chemotherapy examination gloves, powder free | Examination Gloves | Examination Gloves
SAMSON SCINTIFICS & SURGICALS | الهند | India | ME0000019494SFDAA00021 | SAMSON ORTHOPAEDICS | ELASTIC SHOULDER IMMOBILIZER | lightweight, sleek and smart design to provide immobilization in shoulder dislocation and post operative rehabilitation of the shoulder . | تصميم خفيف الوزن وأنيق وذكي لضمان عدم الحركة في حالة خلع الكتف وإعادة التأهيل بعد الجراحة للكتف.
SAMSON SCINTIFICS & SURGICALS | الهند | India | ME0000019494SFDAA00025 | SAMSON ORTHOPAEDICS | WRIST SPLINT (AMBIDEXTROUS) | is designed to immobilize and provide firm support to hand and wrist in various orthopedic conditions. It maintains the wrist in the Doris-flexion/ functional position while allowing full range of motion to fingers and thumb. It compresses and retains the body heat to allay the local pain and inflammation. The product can be removed to permit, therapy sessions, washing and hygiene. | تم تصميمه لشل الحركة وتوفير دعم قوي لليد والمعصم في حالات تقويم العظام المختلفة. يحافظ على الرسغ في ثني الظهر / الوضع الوظيفي مع السماح بنطاق كامل من الحركة للأصابع والإبهام. يضغط ويحافظ على حرارة الجسم لتسكين الآلام والالتهابات الموضعية. يمكن إزالة المنتج للسماح ، وجلسات العلاج ، والغسيل والنظافة.
SAMSON SCINTIFICS & SURGICALS | الهند | India | ME0000019494SFDAA00001 | SAMSON ARM SLING POUCH | ARM SLING POUCH | Arm Sling Pouch holds supports and immobilizes the sprained, broken operated arm in the flexion position while it recuperates. A comfortable design ideally suitable for supporting the arm with a cast. Adjustable Wrinkle proof Smart & sleek Convenient application. With thumb cradle Product Features: Standard design Supports and covers the arm completely. Can accommodate bulky casts or bandages Made of 3 layered P.U. bonded fabric Durable and non – tear able Plush looks Wrinkle free Soft to feel Ethafoam shoulder pad and thumb cradle Improves patient comfort Adjustable to ease the point of maximum pressure. Reduces thumb fatigue Adjustable sling Angle of flexion can be customized Offers flexibility in sizing | يثبّت حركة الذراع الملتوية المكسورة في وضع الانثناء أثناء تعافيها. تصميم مريح مناسب بشكل مثالي لدعم الذراع بجبيرة. قابل للتعديل مقاوم للتجعد تطبيق ذكي وأنيق مريح. مع حامل الإبهام ميزات المنتج: تصميم قياسي يدعم ويغطي الذراع تمامًا. يمكن أن تستوعب القوالب الضخمة أو الضمادات المصنوعة من 3 طبقات . نسيج مرتبط متين وغير قابل للتمزق يبدو قطيفة خالي من التجاعيد ناعم الملمس لإحساس وسادة كتف إيثافوم ومهد الإبهام يحسن راحة المريض قابل للتعديل لتخفيف نقطة الضغط الأقصى. يقلل من إجهاد الإبهام يمكن تخصيص زاوية انثناء الرافعة القابلة للتعديل توفر مرونة في التحجيم
SAMSON SCINTIFICS & SURGICALS | الهند | India | ME0000019494SFDAA00020 | SAMSON ORTHOPAEDICS | Posture Corrector | Comfy-brace Posture Corrector-Back Brace for Men and Women- Fully Adjustable Straightener for Mid, Upper Spine Support- Neck, Shoulder, Clavicle and Back Pain Relief-Breathable | دعامة مريحة للظهر و مصححه للظهر للرجال والنساء - جهاز فردي قابل للتعديل بالكامل لدعم منتصف العمود الفقري العلوي - الرقبة والكتف والترقوة وتخفيف آلام الظهر.
SAMSON SCINTIFICS & SURGICALS | الهند | India | ME0000019494SFDAA00023 | SAMSON ORTHOPAEDICS | CAST SHOES | replaces the functions of the normal shoe when patient is on foot cast. Prevents excessive wear & tear of the cast and reduces impact on the injured leg. It ensures high degree of hygiene and improves gait of the patient on foot cast. The design ensures easy wearing and removal. | يستبدل وظائف الحذاء العادي عندما يكون المريض على قدم. يمنع التآكل المفرط للجبيرة ويقلل من تأثيرها على الساق المصابة. يضمن درجة عالية من النظافة ويحسن مشية المريض على قدمه. يضمن التصميم سهولة الارتداء والإزالة.
SAMSON SCINTIFICS & SURGICALS | الهند | India | ME0000019494SFDAA00024 | SAMSON ORTHOPAEDICS | Gel Ankle Splint | Air-Gel Ankle Support Brace Splint Guard Cast | جبيرة واقية لدعم الكاحل تتكون من الجل الهوائي
SAMSON SCINTIFICS & SURGICALS | الهند | India | ME0000019494SFDAA00027 | SAMSON ORTHOPAEDICS | THUMB SPICA SPLINT | supports protects and immobilizes the wrist while allowing free and natural movement of the thumb and fingers. It compresses the area and retains the body heat to allay local pain and inflammation. It maintains the thumb in its neutral abduction position. | يدعم ويحمي المعصم ويثبته مع السماح بالحركة الحرة والطبيعية للإبهام والأصابع. يضغط على المنطقة ويحافظ على حرارة الجسم لتسكين الآلام والالتهابات الموضعية. يحافظ على الإبهام في وضع الاختطاف المحايد.
SAMSON SCINTIFICS & SURGICALS | الهند | India | ME0000019494SFDAA00028 | SAMSON ORTHOPAEDICS | PALM BRACE | Samson Palm Brace helps to reduce wrist pain and discomfort from carpal tunnel, wrist fractures, sprains, repetitive strain injury and arthritis. | تساعد جبيرة الرسغ هذه على تخفيف آلام المعصم ليلًا أو نهارًا وهي مناسبة بشكل خاص للاستخدام الليلي في حالات مثل النفق الرسغي.
SAMSON SCINTIFICS & SURGICALS | الهند | India | ME0000019494SFDAA00022 | SAMSON ORTHOPAEDICS | ARM IMMOBILIZER | is an excellent brace to immobilize, support and protect the injured or operated arm/elbow while it recuperates. | هي دعامة ممتازة لشل ودعم وحماية الذراع / الكوع المصاب أو المشغل أثناء تعافيه.
SAMSON SCINTIFICS & SURGICALS | الهند | India | ME0000019494SFDAA00030 | SAMSON ORTHOPAEDICS | ELBOW SUPPORT WITH STRAP | Perfect conformance to the complex anatomy of elbow improves comfort. Bi-layered, cotton on the inside, a dermo-phillic inter phase improves sweat absorption, comfort and compliance. Bi-layered, nylon on the outside ensures durability, improves aesthetics and color fastness. Four-way stretchable fabric, ensures effective compression along with comfort. Two layered with interwoven air space, retains body heat effectively, speeds up healing and allays pain. | التوافق التام مع التشريح المعقد للكوع يحسن الراحة. ثنائي الطبقات ، قطن من الداخل ، طور داخلي للجلد يحسن امتصاص العرق والراحة والامتثال. يضمن النايلون ثنائي الطبقات من الخارج المتانة ويحسن الجماليات وثبات اللون. نسيج مطاطي رباعي الاتجاهات ، يضمن ضغطًا فعالًا إلى جانب الراحة. طبقتان مع مساحة هوائية متشابكة ، تحافظ على حرارة الجسم بشكل فعال ، وتسريع الشفاء وتخفيف الألم.
TECHNOMED | الهند | India | ME0000001123SFDAA00001 | SINGLE DOME SURGICAL LAMPS | SINGLE DOME SURGICAL LAMPS | SINGLE DOME SURGICAL LAMPS
SAMSON SCINTIFICS & SURGICALS | الهند | India | ME0000019494SFDAA00031 | SAMSON ORTHOPAEDICS | TENNIS ELBOW SUPPORT (FURO) | Anatomically shaped with mellowed elbow portion for better compression, grip and easy elbow movement. Perfect conformance to the complex anatomy of elbow improves comfort. | تم تشكيله من الناحية التشريحية مع جزء كوع مرن لتحسين الضغط والقبضة وحركة الكوع السهلة. التوافق التام مع التشريح المعقد للكوع يحسن الراحة.
DYNAMIC TECHNO MEDICALS PVT LTD | الهند | India | ME0000010384SFDAA00007 | DYNA WRIST SPLINT | WRIST SPLINT | Wrist splints are anatomically contoured rigid palmer stays for better comfort, made of full elastic and additional wrist wrap for complete immobilization
DYNAMIC TECHNO MEDICALS PVT LTD | الهند | India | ME0000010384SFDAA00009 | ABDOMINAL CORSET PLAIN | SEGO | Abdominal Corset is a compression garment that supports weak abdominal muscles and quickly reduces the measurement. | مشد البطن عبارة عن لباس ضيق و مرن يدعم ويثبت عضلات البطن الضعيفة ويقلل حجمها
Apothecaries Sundries Manufacturing Co. | الهند | India | ME0000002774SFDAA00001 | INSTRUMENT TROLLEY | UTILITY TROLLIES | Instrument Trolley
SAMSON SCINTIFICS & SURGICALS | الهند | India | ME0000019494SFDAA00018 | SAMSON ORTHOPAEDICS | TAYLOR'S BRACE SHORT / LONG | is a light weight spinal brace, covers all dorsal, lumbar and sacral vertebras and immobilizes the spine in neutral position, still permitting the request body movement. | هي دعامة العمود الفقري خفيفة الوزن ، وتغطي جميع الفقرات الظهرية والقطنية والعجزية. يدعم العمود الفقري ويثبته في الوضع الطبيعي ، مع السماح بحركة الجسم المطلوبة
JE TRADING MEDICAL -DIV | الهند | India | ME0000000309SFDAA00001 | JE MED | Nitrile Examination Gloves | Nitrile Examination Gloves
JE TRADING MEDICAL DIV | الهند | India | ME0000000310SFDAA00001 | JE MED | DISPOSABLE FACE MASK | DISPOSABLE FACE MASK
JE TRADING MEDICAL DIV | الهند | India | ME0000000321SFDAA00001 | JE MED | OXYGEN MASK | OXYGEN MASK
JE TRADING MEDICAL DIV | الهند | India | ME0000000321SFDAA00001 | JE MED | OXYGEN MASK | OXYGEN MASK
JE TRADING MEDICAL -DIV | الهند | India | ME0000000309SFDAA00019 | JE MED | Disposable Latex Examination Gloves | Disposable Latex Examination Gloves
SAMSON SCINTIFICS & SURGICALS | الهند | India | ME0000019494SFDAA00026 | SAMSON ORTHOPAEDICS | WRIST BRACE WITH THUMB | wearable device specifically designed to protect and support the wrist and restrict it from moving. The brace will apply gentle compression to keep the wrist from moving. It’s designed to keep the wrist in a resting or neutral position. | جهاز يمكن ارتداؤه مصمم خصيصًا لحماية ودعم المعصم وتقييده من الحركة. ستطبق الدعامة ضغطًا لطيفًا لمنع الرسغ من الحركة. إنه مصمم لإبقاء الرسغ في وضع مريح أو محايد.
Adore Medical Private Limited | الهند | India | ME0000000104SFDAA00006 | ADORE ANTI-EMBOLISM STOCKINGS | ANTI-EMBOLISM STOCKINGS | ANTI-EMBOLISM STOCKINGS (BELOW THE KNEE and THIGH LENGTH)
SAMSON SCINTIFICS & SURGICALS | الهند | India | ME0000019494SFDAA00040 | SAMSON ORTHOPAEDICS | WRIST SPLINT WITH THUMB | Holds the wrist in a neutral position and the thumb abducted to promote healing and minimize pain. Adjustable radial stay; removable palmar splint restricts wrist flexion; adjusts for varying degrees of support. | يحافظ على الرسغ في وضع محايد مع ابعاد الإبهام لتعزيز الشفاء وتقليل الألم. إقامة شعاعية قابلة للتعديل جبيرة راحية قابلة للإزالة تقيد انثناء المعصم ؛ يتكيف مع درجات متفاوتة من الدعم.
RGI Meditech Pvt Ltd | الهند | India | ME0000005226SFDAA00066 | Dignity Premium Adult Diaper | Dignity Premium Adult Diaper | Dignity Premium Adult Diaper | حفائظ للكبار
RGI Meditech Pvt Ltd | الهند | India | ME0000005226SFDAA00066 | Dignity Premium Adult Diaper | Dignity Premium Adult Diaper | Dignity Premium Adult Diaper | حفائظ للكبار
SAMSON SCINTIFICS & SURGICALS | الهند | India | ME0000019494SFDAA00043 | SAMSON ORTHOPAEDICS | KNEE WRAP | supports to be worn when you have pain in your knee. Some people use them to prevent knee injuries during sports. Braces are made from combinations of metal, foam, plastic, or elastic material and straps. | يجب ارتداء الدعامات عند الشعور بألم في ركبتك. يستخدمها بعض الناس للوقاية من إصابات الركبة أثناء ممارسة الرياضة. تصنع الأقواس من مجموعات من المعدن أو الفوم أو البلاستيك أو المواد والأشرطة المرنة.
SAMSON SCINTIFICS & SURGICALS | الهند | India | ME0000019494SFDAA00048 | SAMSON ORTHOPAEDICS | Flat foot Insole Pediatric | flat feet insoles were designed to shape your kid's foot over time as they wear them. Provide proper form, help with develop natural arch and aid in probation | تم تصميم نعال القدم المسطحة لتشكيل قدم أطفالك بمرور الوقت أثناء ارتدائها. توفير الشكل المناسب ، والمساعدة في تطوير القوس الطبيعي والمساعدة في اعادة التموضع.
SAMSON SCINTIFICS & SURGICALS | الهند | India | ME0000019494SFDAA00047 | SAMSON ORTHOPAEDICS | Hot And Cold Pack for Knee | soft neoprene blend, the cold knee brace provides targeted hot or cold therapy with customization compression for pain-relieving support. | مزيج من النيوبرين الناعم ، يوفر دعامة الركبة الباردة علاجًا مستهدفًا ساخنًا أو باردًا مع ضغط مخصص لدعم تخفيف الألم.
SAMSON SCINTIFICS & SURGICALS | الهند | India | ME0000019494SFDAA00045 | SAMSON ORTHOPAEDICS | Ankle Support | garment that is worn around the ankle to protect it or for immobilization while allowing it to heal from sprains and other minor injuries. | الملابس التي يتم ارتداؤها حول الكاحل لحمايته أو لتثبيته مع السماح له بالشفاء من الالتواءات والإصابات الطفيفة الأخرى.
SAMSON SCINTIFICS & SURGICALS | الهند | India | ME0000019494SFDAA00049 | SAMSON ORTHOPAEDICS | R.O.M. KNEE BRACE | ROM hinge with quick-adjusting flexion and extension stops to control and limit knee flexion and extension | مفصلة ROM مع انثناء وسرعة ضبط وتوقفات التمديد للتحكم في ثني الركبة وتمديدها والحد منها
SAMSON SCINTIFICS & SURGICALS | الهند | India | ME0000019494SFDAA00059 | SAMSON ORTHOPAEDICS | Medical Compression Stockings | thigh length open-toe medical style compression stockings . Classic unisex fit for Men and Women puts healthy legs first. | جوارب ضغط بطول الفخذ بنمط طبي مفتوح من الأمام ، كلاسيكي مناسب للجنسين للرجال والنساء يضع الساقين الصحية أولاً.
SAMSON SCINTIFICS & SURGICALS | الهند | India | ME0000019494SFDAA00054 | SAMSON ORTHOPAEDICS | Bunion Splint | Designed to help with the discomfort, pressure and inflammation experienced by Hallux Valgus deformities. The support is designed to help immobilize the Hallux Valgus for uninterrupted healing of bunion protrusions. The support can be adjusted to help maintain ideal big toe and metatarsal phalangeal alignment. | مصمم للمساعدة في التخلص من الانزعاج والضغط والالتهاب الذي تعاني منه تشوهات أروح الإبهام. تم تصميم الدعم للمساعدة في شل حركة إبهام القدم الأروح للشفاء المستمر لنتوءات الورم. يمكن تعديل الدعم للمساعدة في الحفاظ على محاذاة مثالية لإصبع القدم الكبير وكتائب المشط.
SAMSON SCINTIFICS & SURGICALS | الهند | India | ME0000019494SFDAA00050 | SAMSON ORTHOPAEDICS | Abdominal Support | This belt provides pressure and support for the weakness and tension of the abdominal muscles resulting from injury, fatigue, lethargy or surgery including cesarean, liposuction, or hysterectomy. | يوفر هذا الحزام الضغط والدعم لضعف وتوتر عضلات البطن الناتج عن الإصابة أو التعب أو الخمول أو الجراحة بما في ذلك القيصرية أو شفط الدهون أو استئصال الرحم.
SAMSON SCINTIFICS & SURGICALS | الهند | India | ME0000019494SFDAA00057 | SAMSON ORTHOPAEDICS | Knee Support Hinged | Hinged Knee Brace: Samson Maximum Support Compression Knee Brace - For ACL/PCL Injuries, Patella Support, Sprains, Hypertension and More for Men and Women | دعامة الركبة المفصلية عبارة عن دعامة متعددة الاستخدامات للركبة توفر ميزة الضغط المتحكم فيه حول الركبة والدعم الجانبي الصلب للجبيرة. يسمح بالثني الطبيعي والحركة الحرة لمفصل الركبة.
SAMSON SCINTIFICS & SURGICALS | الهند | India | ME0000019494SFDAA00046 | SAMSON ORTHOPAEDICS | Cervical Pillow | pillow for sleeping can be used in different sleeping positions, such as a back sleeper pillow, side sleeper, or a pillow for a stomach sleeper | وسادة للنوم يمكن استخدامها في أوضاع نوم مختلفة ، مثل وسادة للنوم على الظهر ، أو وسادة للنوم على الجانب ، أو وسادة لنوم المعدة
JE TRADING MEDICAL -DIV | الهند | India | ME0000015406SFDAA00004 | JE MED | Powder free examination gloves non sterile | Disposable Latex Examination Gloves
RGI Meditech Pvt Ltd | الهند | India | ME0000005226SFDAA00067 | dignity -GIVC CARE | Underpad | underpad to protect patient and bed | واقي لحماية المريض و السرير من اخرجات المريض
Medical Equipment India | الهند | India | ME0000004705SFDAA00001 | Medical Choice | Ophthalmic Artificial Eyes | Ophthalmic Artificial Eyes
GKB OPHTHALMICS LIMITED - UNIT II | الهند | India | ME0000007433SFDAA00001 | PRIME | OPHTHALMIC LENSES | Ophthalmic lens is a device that corrects the optical sight of the patient | عدسة بصرية لتصحيح الرؤية
GKB OPHTHALMICS LIMITED - UNIT II | الهند | India | ME0000007433SFDAA00001 | PRIME | OPHTHALMIC LENSES | Ophthalmic lens is a device that corrects the optical sight of the patient | عدسة بصرية لتصحيح الرؤية
DYNAMIC TECHNO MEDICALS PVT LTD | الهند | India | ME0000010384SFDAA00001 | TUBULAR KNITTED FABRIC | PLAIN STOCKINETTE | The plain stockinette is a supple, skin-friendly undercast for plaster and synthetic casts
DYNAMIC TECHNO MEDICALS PVT LTD | الهند | India | ME0000010384SFDAA00003 | TOPBAN | ORTHOPAEDIC BANDAGE | Cast Padding is a type of bandage used to provide cushioning and a layer of protection for a plastered wound.
DYNAMIC TECHNO MEDICALS PVT LTD | الهند | India | ME0000010384SFDAA00004 | DYNA CLAVICLE BRACE | CLAVICLE BRACE | Clavicle Brace with Fastening Tape is an innovative and comfortable brace designed to immobilize, compress & stabilize fractures involving the clavicle bone. In addition, it ensures linear union and no telescoping of the fractured clavicle bone. | يستخدم للضغط علي عظم الترقوة ويساعد علي العلاج من كسر عظم الترقوة
DYNAMIC TECHNO MEDICALS PVT LTD | الهند | India | ME0000010384SFDAA00005 | ELNOVA | LUMBO SACRAL SUPPORT | The Lumbosacral Support is a corset type orthosis often used to treat low back pain. | يستخدم لآلام أسفل الظهر وإعادة التأهيل بعد العمليات الجراحية للظهر
M/s.KANAM LATEX INDUSTRIES PRIVATE LIMITED | الهند | India | ME0000006502SFDAA00003 | Powder Free Non-Sterile Hand Specific Latex Examination Gloves | Examination Gloves | Examination Gloves
GE BE Private Ltd. | الهند | India | ME0000003353SFDAA00002 | Djinn Tonix | Generator | X-ray Generator
GE BE Private Ltd. | الهند | India | ME0000003353SFDAA00004 | MAXIRAY CT | X-ray Tube | X-ray tube
GE BE Private Ltd. | الهند | India | ME0000003353SFDAA00001 | TTH | Generator | X-ray generators
GE BE Private Ltd. | الهند | India | ME0000003353SFDAA00005 | MX CT | X-ray Tube | X-ray Tube
GE BE Private Ltd. | الهند | India | ME0000003353SFDAA00003 | CT PLUS | X-ray tube | X-ray Tube
GE BE Private Ltd. | الهند | India | ME0000003353SFDAA00007 | CT MAX | X-ray tube | X-ray Tube
GE BE Private Ltd. | الهند | India | ME0000003353SFDAA00006 | Vamana | X-ray Tube | X-ray Tube
GBKC Fashions | الهند | India | ME0000017569SFDAA00004 | Isolation Gown, Non woven, Non Absorbent, Non Sterile, Yellow Color, Elastic Cuff, Large Size 115x137CM | Isolation Gown | Isolation Gown, Nonwoven, Non Absorbent, Non Sterile, Yellow Color, Elastic Cuff, Large Size 115x137CM
Pigeon India Pvt. Ltd. | الهند | India | ME0000001398SFDAA00003 | Pigeon Manual Breast Pump Basic | Manual Breast Pump Basic | Manual Breast Pump | مضخة حليب الأم اليدوية
Scope Medical Devices Pvt. Ltd. | الهند | India | ME0000003694SFDAA00001 | Fiber Optic Reusable MR Conditional - Handle | Laryngoscope | MRI Handle
Scope Medical Devices Pvt. Ltd. | الهند | India | ME0000003689SFDAA00001 | Fiber Optic Reusable Blade - MR CONDITIONL | Laryngoscope | MRI Blades MAC-MILL
Scope Medical Devices Pvt. Ltd. | الهند | India | ME0000003684SFDAA00004 | Fiber Optic Reusable Blade - MODULAR | Laryngoscope | Modular MAC - MILL Blades
Scope Medical Devices Pvt. Ltd. | الهند | India | ME0000003691SFDAA00001 | Fiber Optic Disposable Flexion Blade - Saver | Laryngoscope | Flexion Saver MAC
Scope Medical Devices Pvt. Ltd. | الهند | India | ME0000003695SFDAA00005 | Fiber Optic Reusable Rechargeable LED Handle | Laryngoscope | Rechargeable Handle
Scope Medical Devices Pvt. Ltd. | الهند | India | ME0000003683SFDAA00001 | Fiber Optic Reusable Blade - Integrated | Laryngoscope | Integrated Blades MAC - MILL
Scope Medical Devices Pvt. Ltd. | الهند | India | ME0000003667SFDAA00001 | Fiber Optic Disposable Bright Led - Handle | Laryngoscope | Bright Led Handle
Scope Medical Devices Pvt. Ltd. | الهند | India | ME0000003682SFDAA00001 | F/O R/U BLADE - INTEGRATED FLEXION | Laryngoscope | Integrated Flexion MAC
Scope Medical Devices Pvt. Ltd. | الهند | India | ME0000003692SFDAA00001 | Fiber Optic Disposable Blade - SAVER | Laryngoscope | Saver MAC-MILL Blades
Scope Medical Devices Pvt. Ltd. | الهند | India | ME0000003670SFDAA00001 | Laryngoscope COMBE SET-Saver | Laryngoscope | Saver MAC Blades
Scope Medical Devices Pvt. Ltd. | الهند | India | ME0000003685SFDAA00001 | Fiber Optic MRconditional Blade - AMERICAN | Laryngoscope | MRI American Blades Mac
Scope Medical Devices Pvt. Ltd. | الهند | India | ME0000003673SFDAA00024 | Fiber Optic Reusable HYPER LED Handle | Laryngoscope | Hyper led steel satin handle
Scope Medical Devices Pvt. Ltd. | الهند | India | ME0000003693SFDAA00001 | Video Laryngoscope Set | Laryngoscope | Video MAC plus Accessories
CAMEX WELLNESS LIMITED | الهند | India | ME0000005655SFDAA00002 | Exocool | Non-Invasive Skin Numbing Device | Non-Invasive Skin Numbing Device
Kids-e-Dental LLP | الهند | India | ME0000007621SFDAA00002 | Kids-e-Crown | Preformed crown | Preformed crown
DYNAMIC TECHNO MEDICALS PVT LTD | الهند | India | ME0000010384SFDAA00011 | DYNA | TAYLORS BRACE | Taylors Brace helps in providing firm support to the thoracic spine and straightening the curve | دعامة تايلور تساعد في إعطاء دعم قوي للعمود الفقري الصدري وتقويم الانحناء.
DYNAMIC TECHNO MEDICALS PVT LTD | الهند | India | ME0000010384SFDAA00010 | SEGO | RIB BRACE PLAIN | rib brace is designed to provide relief from the fractures and soft tissue injury. | تم تصميم حزام دعم الضلع لتوفير الراحة من الكسور وإصابات الأنسجة الرخوة
DYNAMIC TECHNO MEDICALS PVT LTD | الهند | India | ME0000010384SFDAA00012 | NEW MOM | DISPOSABLE PAD FIXATOR | An ideal product to hold pads , Smartly shaped for add comfort , Breathable material offers protection from fungal infections. Aeration reduces odor and helps to maintain better health and hygiene, Soft and stretchable waist band prevents itching and pain caused by rubbing against the incisions
SHIVA PRODUCTS | الهند | India | ME0000002979SFDAA00013 | ZINC OXIDE EUGENOL | ZINC OXIDE EUGENOL | Zinc Oxide is Ideal for the temporary filling of teeth & Dental Treatment.
DYNAMIC TECHNO MEDICALS PVT LTD | الهند | India | ME0000010384SFDAA00013 | EASY NET | TUBULAR ELASTIC NET FIXATOR | TUBULAR ELASTIC NET BANDAGES
DYNAMIC TECHNO MEDICALS PVT LTD | الهند | India | ME0000010384SFDAA00015 | SILICARE | SILICONE HEEL CUSHION | Heel Cushion Silicone (Pair) is designed to provide soft cushioning to the foot heel. Gel spot at the site of calcaneus reduces/distributes pressure and relieves pain. High cushioning coefficient. Super soft zones. Anatomically shaped.
DYNAMIC TECHNO MEDICALS PVT LTD | الهند | India | ME0000010384SFDAA00014 | FOOT DROP SLINT | PEDISDROP | This product is used to keep the ankle at 90 degrees and prevent the foot from dropping towards the ground
SHIVA PRODUCTS | الهند | India | ME0000003937SFDAA00002 | DENTAL MODELLING WAX | DENTAL MODELLING WAX | Dental Wax is used to fabricate occlusal rims and Spacers to protect the relief areas and establish the Initial arch form in the construction of complete dentures.
Kiran Medical Systems | الهند | India | ME0000000242SFDAA00004 | LEADLITE | Radiation Protection Apparel
Kiran Medical Systems | الهند | India | ME0000000242SFDAA00005 | ZEROLEAD | Radiation Protection Apparel
Terumo Penpol Private Limited | الهند | India | ME0000001455SFDAA00002 | Donor Station DC200 | Blood Donor Chair
Terumo Penpol Private Limited | الهند | India | ME0000001455SFDAA00003 | LC300 Luxury Donor Couch | Blood Donor Chair
R.G.I Meditech Pvt. Ltd. | الهند | India | ME0000005234SFDAA00001 | Mattey | Diapers
SURGEINE HEALTHCARE INDIA PRIVATE LIMITED | الهند | India | ME0000005325SFDAA00001 | Sterilization Wrap | Sterilization Packaging
SURGEINE HEALTHCARE INDIA PRIVATE LIMITED | الهند | India | ME0000005325SFDAA00002 | Sterilization Reel | Sterilization Packaging
DYNAMIC TECHNO MEDICALS PVT LTD | الهند | India | ME0000010384SFDAA00002 | TUBIFIX | ELASTICATED TUBULAR BANDAGE | A tubular bandage is a tube-shaped bandage that is utilized as a secondary dressing which keeps the primary dressing in place. A tubular bandage is most commonly used to secure dressings on the elbow or knee, or on fingers or toes: basically, on any area of the body that has an ability of motion.
Dynamic Techno Medicals Pvt. Ltd. | الهند | India | ME0000010727SFDAA00001 | ELNOVA | SURGICAL LUMBO SACRAL CORSET ELNOVA
Dynamic Techno Medicals Pvt. Ltd. | الهند | India | ME0000010727SFDAA00002 | DYNA BREATH X | DYNA BREATH X SURGICAL LUMBO SACRAL CORSET
Dynamic Techno Medicals Pvt. Ltd. | الهند | India | ME0000010727SFDAA00003 | DYNA | SURGICAL TRUSS
Dynamic Techno Medicals Pvt. Ltd. | الهند | India | ME0000010727SFDAA00004 | Olympian | Wrist Support |  | لدعـم عضلات الرسغ والمفاصل
Dynamic Techno Medicals Pvt. Ltd. | الهند | India | ME0000010727SFDAA00005 | DYNA SHOULDER IMMOBILIZER | SHOULDER IMMOBILIZER |  | مانع حركة الكتف
Dynamic Techno Medicals Pvt. Ltd. | الهند | India | ME0000010727SFDAA00007 | DYNA DYNAMIC COCK-UP SPLINT WITH FINGER EXT. | Cock-up Splint With Finger Ext. |  | للممارسة نشيطة من المعصم والأصبع
Dynamic Techno Medicals Pvt. Ltd. | الهند | India | ME0000010727SFDAA00008 | DYNA ELBOW IMMOBILISER | Elbow Immobiliser |  | للتثبيت الكامل للمرفق نعد الإصانات
Dynamic Techno Medicals Pvt. Ltd. | الهند | India | ME0000010727SFDAA00009 | DYNA FROG SPLINT | FROG SPLINT |  | بحافظ على المفصل بين السلاميف الوقع الطلوب
Dynamic Techno Medicals Pvt. Ltd. | الهند | India | ME0000010727SFDAA00010 | OLYMPIAN ELBOW SUPPORT | Elbow Support |  | لتقفيف التعب والاجهاد في المنطقة الصفنية
Dynamic Techno Medicals Pvt. Ltd. | الهند | India | ME0000010727SFDAA00011 | DYNA ORTHOPAEDIC CAST FOOTWEAR | Cast Footwear |  | لتحقيق الإستقرار بعد العملية من القدم
Dynamic Techno Medicals Pvt. Ltd. | الهند | India | ME0000010727SFDAA00012 | OLYMPIAN KNEE SUPPORT | Knee Support |  | للحماية الركبة
Dynamic Techno Medicals Pvt. Ltd. | الهند | India | ME0000010727SFDAA00013 | OLYMPIAN ANKLE SUPPORT | Ankle Support |  | لحماية الكاحل
Dynamic Techno Medicals Pvt. Ltd. | الهند | India | ME0000010727SFDAA00014 | SEGO ANKLE BRACE WITH BINDER | Ankle Brace With Binder |  | للحماية التواء الكاحل وإصبع القدم
Dynamic Techno Medicals Pvt. Ltd. | الهند | India | ME0000010727SFDAA00015 | DYNA ANKLE FOOT ORTHOSIS | Ankle Foot Orthosis |  | لتحقيق الإستقرار بعد العملية الجراحية للساق
Dynamic Techno Medicals Pvt. Ltd. | الهند | India | ME0000010727SFDAA00016 | SKIN TRAKT ADHESIVE SKIN TRACTION | Adhesive Skin Traction |  | للآلام اسفل الظهر الشديدة وكسور متعددة
Dynamic Techno Medicals Pvt. Ltd. | الهند | India | ME0000010727SFDAA00017 | DYNA THORACO LUMBAR APPLIANCE NOVA | Thoraco Lumbar Appliance - Nova |  | للحفظ على العمود الفقري في موقف محايد
Dynamic Techno Medicals Pvt. Ltd. | الهند | India | ME0000010727SFDAA00018 | DYNA CERVICAL TRACTION | Cervical Traction |  | لحماية منطقة العنق
Dynamic Techno Medicals Pvt. Ltd. | الهند | India | ME0000010727SFDAA00019 | OLYMPIAN THIGH SUPPORT | Thigh Support |  | للضحق وكثرة الإجهاد لعضلات الفخذ
Dynamic Techno Medicals Pvt. Ltd. | الهند | India | ME0000010727SFDAA00020 | DYNA WRIST SPLINT | DYNA WRIST SPLINT
Dynamic Techno Medicals Pvt. Ltd. | الهند | India | ME0000010727SFDAA00021 | DYNA SOFT CERVICAL COLLAR | DYNA SOFT CERVICAL COLLAR
Dynamic Techno Medicals Pvt. Ltd. | الهند | India | ME0000010727SFDAA00022 | DYNA CERVICAL COLLAR WRAP ROUND | DYNA CERVICAL COLLAR WRAP ROUND
Dynamic Techno Medicals Pvt. Ltd. | الهند | India | ME0000010727SFDAA00023 | DYNA FINGER EXTENSION SPLINT | DYNA FINGER EXTENSION SPLINT
Dynamic Techno Medicals Pvt. Ltd. | الهند | India | ME0000010727SFDAA00024 | SILICARE SILICONE INSOLES (REMOVABLE) | SILICARE SILICONE INSOLES (REMOVABLE)
Dynamic Techno Medicals Pvt. Ltd. | الهند | India | ME0000010727SFDAA00025 | SILICARE SILICONE HEEL CUSHION | SILICARE SILICONE HEEL CUSHION
Dynamic Techno Medicals Pvt. Ltd. | الهند | India | ME0000010727SFDAA00026 | DYNA TENNIS ELBOW BRACE | DYNA TENNIS ELBOW BRACE
Dynamic Techno Medicals Pvt. Ltd. | الهند | India | ME0000010727SFDAA00027 | DYNA TENNIS ELBOW X-TRA | DYNA TENNIS ELBOW X-TRA
Dynamic Techno Medicals Pvt. Ltd. | الهند | India | ME0000010727SFDAA00028 | DYNA THUMB SPICA SPLINT | DYNA THUMB SPICA SPLINT
Dynamic Techno Medicals Pvt. Ltd. | الهند | India | ME0000010727SFDAA00029 | DYNA WRIST SPLINT | DYNA WRIST SPLINT
Dynamic Techno Medicals Pvt. Ltd. | الهند | India | ME0000010727SFDAA00030 | DYNA WRAPAROUND KNEE SUPPORT | Knee Support |  | لدعم الركبة و باتيلى
Dynamic Techno Medicals Pvt. Ltd. | الهند | India | ME0000010727SFDAA00031 | EASYCAST PNEUMATIC WALKER | Pneumaic Walker |  | للوقابة من الإصابة بالإنقلاب والنفور الكاحل
Dynamic Techno Medicals Pvt. Ltd. | الهند | India | ME0000010727SFDAA00032 | DYNA FINGER COT | DYNA FINGERCOT
Dynamic Techno Medicals Pvt. Ltd. | الهند | India | ME0000010727SFDAA00033 | DYNA INNOLIFE BREATHABLE WRIST SPLINT | DYNA INNOLIFE BREATHABLE WRIST SPLINT
Dynamic Techno Medicals Pvt. Ltd. | الهند | India | ME0000010727SFDAA00034 | CLING BREATH POST MATERNITY CORSET | CLING BREATH POST MATERNITY CORSET
Dynamic Techno Medicals Pvt. Ltd. | الهند | India | ME0000010727SFDAA00035 | OLYMPIAN EXTENDED WRIST SUPPORT | OLYMPIAN EXTENDED WRIST SUPPORT
Dynamic Techno Medicals Pvt. Ltd. | الهند | India | ME0000010727SFDAA00036 | EGO SHOULDER SUPPORT | EGO SHOULDER SUPPORT
Dynamic Techno Medicals Pvt. Ltd. | الهند | India | ME0000010727SFDAA00037 | DYNA ARM SLING DELUXE | DYNA ARM SLING DELUXE
Dynamic Techno Medicals Pvt. Ltd. | الهند | India | ME0000010727SFDAA00038 | CLING | POST MATERNITY CORSET CLING BREATH
Dynamic Techno Medicals Pvt. Ltd. | الهند | India | ME0000010727SFDAA00039 | SEGO | SEGO ABDOMINAL CORSET PLAIN
Dynamic Techno Medicals Pvt. Ltd. | الهند | India | ME0000010727SFDAA00040 | SEGO | SEGO MATERNITY BINDER
Dynamic Techno Medicals Pvt. Ltd. | الهند | India | ME0000010727SFDAA00041 | SEGO | SEGO RIB BRACE PLAIN
Dynamic Techno Medicals Pvt. Ltd. | الهند | India | ME0000010727SFDAA00042 | DYNA | DYNA CHEST BRACE WITH STERNAL PAD
Dynamic Techno Medicals Pvt. Ltd. | الهند | India | ME0000010727SFDAA00043 | DYNA | DUNA CLAVICLE BRACE
Dynamic Techno Medicals Pvt. Ltd. | الهند | India | ME0000010727SFDAA00044 | DYNA | CLING POST MATERNITY CORSET 25
Dynamic Techno Medicals Pvt. Ltd. | الهند | India | ME0000010727SFDAA00045 | DYNA | DYNA HYPER EXTENSION BRACE NEW
Dynamic Techno Medicals Pvt. Ltd. | الهند | India | ME0000010727SFDAA00046 | DYNA HARD CERVICAL COLLAR | DYNA HARD CERVICAL COLLAR
Dynamic Techno Medicals Pvt. Ltd. | الهند | India | ME0000010727SFDAA00047 | TOPPHIL CERVICAL IMMOBILIZER | TOPPHIL CERVICAL IMMOBILIZER
Dynamic Techno Medicals Pvt. Ltd. | الهند | India | ME0000010727SFDAA00048 | IV CANNULA FIXATOR ELASTIC ADHESIVE BANDAGE | IV CANNULA FIXATOR ELASTIC ADHESIVE BANDAGE
Dynamic Techno Medicals Pvt. Ltd. | الهند | India | ME0000010727SFDAA00049 | DYNA KNEE BRACE (MEDIO LATERAL STABILISER) | DYNA KNEE BRACE (MEDIO LATERAL STABILISER)
Dynamic Techno Medicals Pvt. Ltd. | الهند | India | ME0000010727SFDAA00050 | RIBBED COTTON STOCKINETT B.P. TOP C NET | RIBBED COTTON STOCKINETT B.P. TOP C NET
Dynamic Techno Medicals Pvt. Ltd. | الهند | India | ME0000010727SFDAA00051 | COTTON CREPE BANDAGE | COTTON CREPE BANDAGE
Dynamic Techno Medicals Pvt. Ltd. | الهند | India | ME0000010727SFDAA00052 | COTTON AND RUBBER ELASTIC BANDAGE | COTTON AND RUBBER ELASTIC BANDAGE
Dynamic Techno Medicals Pvt. Ltd. | الهند | India | ME0000010727SFDAA00053 | PLAST ELASTIC ADHESIVE BANDAGE | PLAST ELASTIC ADHESIVE BANDAGE
Dynamic Techno Medicals Pvt. Ltd. | الهند | India | ME0000010727SFDAA00054 | ORTHOPAEDIC BANDAGE | ORTHOPAEDIC BANDAGE
Dynamic Techno Medicals Pvt. Ltd. | الهند | India | ME0000010727SFDAA00055 | ELASTICATED TUBULAR BANDAGE | ELASTICATED TUBULAR BANDAGE
Dynamic Techno Medicals Pvt. Ltd. | الهند | India | ME0000010727SFDAA00056 | COMPREZON CLASSIC | COMPREZON CLASSIC
Dynamic Techno Medicals Pvt. Ltd. | الهند | India | ME0000010727SFDAA00057 | DVT-18 ANTI-EMBOLISM STOCKINGS | DVT-18 ANTI-EMBOLISM STOCKINGS
Dynamic Techno Medicals Pvt. Ltd. | الهند | India | ME0000010727SFDAA00058 | ECG ELECTRODE | ECG ELECTRODE
Dynamic Techno Medicals Pvt. Ltd. | الهند | India | ME0000010727SFDAA00059 | DYNA KNEE IMMOBILISER DELUXE | DYNA KNEE IMMOBILISER DELUXE
Dynamic Techno Medicals Pvt. Ltd. | الهند | India | ME0000010727SFDAA00060 | DYNA INNOLIFE KNEE IMMOBILISER | DYNA INNOLIFE KNEE IMMOBILISER
Dynamic Techno Medicals Pvt. Ltd. | الهند | India | ME0000010727SFDAA00061 | DYNA ANKLE IMMOBILISER | DYNA ANKLE IMMOBILISER
Dynamic Techno Medicals Pvt. Ltd. | الهند | India | ME0000010727SFDAA00062 | DYNA HINGED KNEE BRACE OPEN PATELLA | DYNA HINGED KNEE BRACE OPEN PATELLA
Dynamic Techno Medicals Pvt. Ltd. | الهند | India | ME0000010727SFDAA00063 | DYNA INNOLIFE ANKLE IMMOBILISER WITH LACE | DYNA INNOLIFE ANKLE IMMOBILISER WITH LACE
Dynamic Techno Medicals Pvt. Ltd. | الهند | India | ME0000010727SFDAA00064 | DYNA INNOLIFE HINGED KNEE BRACE OPEN PATELLA | DYNA INNOLIFE HINGED KNEE BRACE OPEN PATELLA
Dynamic Techno Medicals Pvt. Ltd. | الهند | India | ME0000010727SFDAA00065 | DYNA INNOLIFE KNEE IMMOB. BEIGE | DYNA INNOLIFE KNEE IMMOB. BEIGE
Dynamic Techno Medicals Pvt. Ltd. | الهند | India | ME0000010727SFDAA00066 | SEGO KNEE SUPPORT PLAIN | SEGO KNEE SUPPORT PLAIN
TYNOR ORTHOTICS (P) LTD | الهند | India | ME0000013104SFDAA00001 | Scrotal Support; Size: S,M,L.XL | Scrotal Support | Scrotal support is designed to hold, provide compression and lift the scrotal sac. Helps to relieve the pain, discomfort and strain of inflamed or sagging testicles. Ideal for post-operative care, palliative care and treatment. Designed to reduce injury and to support the cremaster muscle which adds comfort and convenience for patient, enabling them to live a more productive life. | الدعامة الصفنية
TYNOR ORTHOTICS (P) LTD | الهند | India | ME0000013104SFDAA00002 | Commode Chair; Size: UNIVERSAL | Commode Chair |  | كرسي مرحاض
TYNOR ORTHOTICS (P) LTD | الهند | India | ME0000013104SFDAA00003 | Knee Cap (Open Patella); Size: S,M,L,XL,XXL -- Knee Cap (with Rigid Hinge); Size: S,M,L, XL,XXL -- K | Knee Supports | provides mild compression warmth & support to the limbs and joints, to allay pain and inflammation, generally associated with old age, arthritis, sports injury etc. Uses: It is used to provide support to knee joint and ligaments. | غطاء الكبة
TYNOR ORTHOTICS (P) LTD | الهند | India | ME0000013104SFDAA00004 | Elastic Knee Support; Size: S,M,L, XL,XXL -- Functional Knee Support; Size: S,M,L, XL,XXL -- OA Knee | Knee Supports | offers the advantage of controlled compression around the knee and a rigid lateral immobilization and support of a splint. It allows normal flexion and free movement of the knee joint. Uses: It is used to provide support to knee joint and ligaments | دعامة الركبة الوظيفية
TYNOR ORTHOTICS (P) LTD | الهند | India | ME0000013104SFDAA00005 | Knee Cap (Pair); Size: S,M,L, XL,XXL,XXXL -- Knee Cap Comfeel (Pair); Size: S,M,L, XL | Knee Cap Support | provides mild compression warmth & support to the limbs and joints, to allay pain and inflammation, generally associated with old age, arthritis, sports injury etc. Uses: It is used to provide support to knee joint and ligaments | ضمادة الركبة
TYNOR ORTHOTICS (P) LTD | الهند | India | ME0000013104SFDAA00006 | Ankle Binder; Size: S,M,L, XL -- Ankle Brace; Size: CH,S,M,L, XL -- Anklet (Pair); Size: S,M,L, XL - | Ankle Support | Ankle Binder is an effective device to support, compress and partially immobilize the ankle following injury or sprain to control pain, oedema or inflammation. | دعامة الكاحل
TYNOR ORTHOTICS (P) LTD | الهند | India | ME0000013104SFDAA00007 | Walker Boot; Size: CH S,M,L,XL -- Walker Boot - Short; Size: S,M,L,XL | Walker Boot | Tynor Walker Boot Air has in built, pneumatic air compression system to fill the space between the Boot and the leg. Air provides very comfortable, superior Immobilization with no pressure points. The boot provides ankle deloading, immobilization and support to the fractured ankle/lower leg. Walker boot can be a substitute for cast or can be used in case of early cast removal, It helps in early ambulation of the patient with ankle/lower leg fractures. With a wider rocker bottom, these boots promote a natural gait, reduced plantar pressure, enhanced stability and comfort to the lower leg. | المشي الحذاء
TYNOR ORTHOTICS (P) LTD | الهند | India | ME0000013104SFDAA00008 | LS Belt Lumbopore; Size: S,M,L, XL,XXL -- Lumbo Sacral Belt; Size: S,M,L, XL,XXL,XXXL -- Contoured L | LS Support Belt | designed to support and correct the postural deformity to relieve low back pain syndrome. Uses: It is used to support and immobilize the lumbosacral region and correct the postural deformity to relieve low back pain syndrome | الحزام القطني العجزي لامبوبور
TYNOR ORTHOTICS (P) LTD | الهند | India | ME0000013104SFDAA00009 | Walking Stick (Soft Top Handle); BLK/SILV -- Walking Stick (L type); Size: GOLD/SILV/BLK -- Pod Walk | Walking Sticks/ Crutches / Pods | is a walking aid to give extra stability during walk to very weak, old or physically challenged individuals. Uses: It is used to provide support and stability to an individual with mobility issues. | المساعدة على المشي
TYNOR ORTHOTICS (P) LTD | الهند | India | ME0000013104SFDAA00010 | Cervical Orthosis (Philadelphia) Ethafoam; Size: S,M,L,XL -- Cervical Orthosis (Philadelphia) Plasta | Cervical Orthosis (Philadelphia) | Tynor Cervical Orthosis (Philadelphia) Plastazote is an advanced collar with a scientific design which ensures perfect immobilization and comfort. The frontal opening allows the use of tracheotomy tube and improves ventilation. Designed with swollen balloon shape makes it an ideal collar for treating burn patients. Also used in cervical disc disease, post-operative care, post-traction stabilization, fractures of the cervical spine, extrication, and transportation of the accident victims. "Plastazote" is durable, non-allergenic, light in weight, & easy to clean. The frontal and the rear splints are anatomically designed to support the neck, limit the flexion and extension movement of the cervical spine. Pre-moulded chin and the balloon design gives only a rim contact to the body without involving the neck surface. Two piece designs with an inbuilt chin rest also help in better immobilization. Use this product under the strict guidance of a qualified doctor. Discontinue use and seek the guidance of a qualified doctor, in case allergy, rash or itching. Some wash care instructions are hand wash with mild detergent and water, do not dry clean, iron and bleach. Available in five sizes children, small, medium, large and XL. | (جهاز تقويم الرقبة (فيلادلفيا
TYNOR ORTHOTICS (P) LTD | الهند | India | ME0000013104SFDAA00011 | Knee Immobilizer 22"; Size S,M,L, XL,XXL -- Knee Immobilizer Adjustable Size; SPECIAL, UNIVERSAL -- | Knee Immobilizer | is an excellent brace to immobilize, support and protect the injured or operated knee while it recuperates. Uses: It provides support for injured or post-operative knees and ensures immobilization and proper grip for the knees. | مثبت للركبة
TYNOR ORTHOTICS (P) LTD | الهند | India | ME0000013104SFDAA00012 | R.O.M Knee Brace; Size: UNIVERSAL -- R.O.M Elbow Brace; Size: UNIVERSAL | R.O.M. Knee Brace/R.O.M Elbow Brace | ROM Elbow Brace controls and restricts degree of flexion and extension of the elbow joint through sophisticated dial system to allow a range of motion or immobilization of the elbow. Universal design allows it to be used on most of the patients and for multiple orthopedic problems. | دعامة مع مجال أوسع للتحرك
TYNOR ORTHOTICS (P) LTD | الهند | India | ME0000013104SFDAA00013 | Knee Support Hinged (Neoprene); Size: S,M,L, XL,XXL,XXXL -- Knee Wrap (Neoprene); Size: SPECIAL, UNI | Knee Support, Wrap/ Thigh Support | Knee support Hinged (Neoprene) is a versatile knee support which offers the advantage of controlled compression around the knee and the rigid side support of a splint. It allows normal flexion and free movement of the knee joint. | دعامة الركبة/ الدعم الفخذ
TYNOR ORTHOTICS (P) LTD | الهند | India | ME0000013104SFDAA00014 | Compression Stocking Mid Thigh Classic (Pair) Spl; Size: S,M,L,XL,XXL -- Compression Stocking Below | Compression Stocking | The i15 Lock safety locking device is used for keeping protective devices safely locked until a hazardous area can be entered. This safety switch is the smallest in the product family of safety locking devices | جوارب ضغط
TYNOR ORTHOTICS (P) LTD | الهند | India | ME0000013104SFDAA00015 | Finger Cot; Size: S,M,L -- Finger Ext. Splint; Size: S,M,L -- Frog Splint; Size: S,M,L -- Mallet Fin | Finger Cots/Thumb Spica Splint | designed to provide a strong protective cover around an injured, burnt, fractured, surgically operated, recuperating finger. It provides a convenient and cost effective treatment for various kinds of medical conditions of the fingers. | غمد الإصبع
TYNOR ORTHOTICS (P) LTD | الهند | India | ME0000013104SFDAA00016 | Skin Traction Set (PUF LINER); Size: AD,CH -- Leg Traction Brace; Size: S,M,L -- Traction Weight Bag | Leg, Skin Traction Set/Traction Weight Bag |  | دعامة شد الساق
TYNOR ORTHOTICS (P) LTD | الهند | India | ME0000013104SFDAA00017 | Hand Resting Splint Right/Left; Size: CH,S,M,L | Hand Resting Splint |  | جبيرة اليد
TYNOR ORTHOTICS (P) LTD | الهند | India | ME0000013104SFDAA00018 | Shoulder Support (Neoprene); Size: SPECIAL, UNIVERSAL | Shoulder Support |  | دعم الكتف
TYNOR ORTHOTICS (P) LTD | الهند | India | ME0000013104SFDAA00019 | Ash Brace Hyper Extension Brace; Size: S,L | Ash Brace Hyper Extension |  | الدعامة الرمادية
TYNOR ORTHOTICS (P) LTD | الهند | India | ME0000013104SFDAA00020 | F.Drop Splint Right/Left; Size: CH S,M,L,XL -- Ankle Splint; Size: UNIVERSAL -- Air Ankle Splint; Si | Ankle Splint | helps in prevention and correction of foot drop and peripheral nerve paralysis. It is designed with with a dorsal shell made of polypropylene with a leaf spring action to arrest the plantar flexion movement and lift the foot. | جبيرة الكاحل
TYNOR ORTHOTICS (P) LTD | الهند | India | ME0000013104SFDAA00021 | Elastic Wrist Splint Right/Left; SIZE: S,M,L,XL -- Wrist splint (Ambidextrous); Size: S,M,L,XL -- Wr | Wrist splint | Wrist Brace features two splints on palm and back of the hand to provide a rigid support for injured wrists. Extra padding on the palm splint offers extra comfort. The breathable materials release excess heat and moisture to keep hand dry and comfortable when wearing. | جبيرة المعصم
TYNOR ORTHOTICS (P) LTD | الهند | India | ME0000013104SFDAA00022 | Tennis Elbow Support; Size: S,M,L,XL -- Elbow Support; Size: S,M,L,XL -- Pattelar Support; Size: UNI | Elbow Support/Patellar Support | The Elbow Support is ideal for use after elbow fractures and elbow surgery and for relief of pain from elbow arthritis. It helps relieve the pain of epicondylitis (tennis/golfers’ elbow) and other sprains and repetitive strain injuries. | دعامة الكوع / الرضفة
TYNOR ORTHOTICS (P) LTD | الهند | India | ME0000013104SFDAA00023 | Wrist Brace with Double Lock; Size: S,M,L -- Wrist Brace with Thumb; Size: UNIVERSAL -- Wrist Brace | Wrist Brace/Wrist Wrap | These braces, or splints, fit around the wrist and provide support and protection against further injury and sprains. | ضمادة المعصم
TYNOR ORTHOTICS (P) LTD | الهند | India | ME0000013104SFDAA00024 | Walker Invalid's Reciprocating - All Pods - AL; Size: UNIVERSAL -- Walker Invalid's - Front Wheels - | Walker Invalid's |  | ماشي للمريض
TYNOR ORTHOTICS (P) LTD | الهند | India | ME0000013104SFDAA00025 | Tynor (Lacepull L.S Belt; Size: S,M,L,XL,XXL,XXXL)--Tynor (Lumbo Lacepull Brace; Size: UNIVERSAL, SP | Body Belts & Braces | Lumbo Lacepull Brace is an advanced brace designed with semi rigid posterior back panel and multiple pulley driven pull mechanism to emphasize controlled and independent pressuring effects, to stabilize lower back pain. | أحزمة الجسم والأقواس
TYNOR ORTHOTICS (P) LTD | الهند | India | ME0000013104SFDAA00026 | Knee Immobilizer 14" Spl; Size: XL,XXL -- Knee Immobilizer 19"; Size: S,M,L | Knee Immobilizer | support and protect the injured or operated knee while it recuperates. Anatomically shaped. Soft and comfortable. Immobilization at Slight flexion. | مثبت للركبة
TYNOR ORTHOTICS (P) LTD | الهند | India | ME0000013104SFDAA00027 | Wrist & Forearm Splint Right/Left; Size: CH,S,M,L,XL -- Forearm Splint; Size: UNIVERSAL | Wrist & Forearm Splint | Forearm Splint is a long brace designed to provide splinting support to radius and ulna and immobilize, firmly the forearm in various orthopedic conditions. It maintains the wrist in the functional position. | جبيرة المعصم والساع
TYNOR ORTHOTICS (P) LTD | الهند | India | ME0000013104SFDAA00028 | Hernia Belt; Size: S,M,L -- Hernia Belt Spl; Size: XL,XXL | Hernia Belt | s a supportive undergarment for men designed to keep the protruding tissue in place and relieve discomfort. If you have an inguinal hernia, a hernia truss can help you feel more comfortable temporarily, but it doesn't treat the hernia. Talk to your doctor if you want to use a truss. | حزام الفتق
TYNOR ORTHOTICS (P) LTD | الهند | India | ME0000013104SFDAA00029 | Tynor (Pregnancy Back Support; Size: S,M,L,XL,XXL) | Pregnancy Back Support |  | حمل دعم العودة
TYNOR ORTHOTICS (P) LTD | الهند | India | ME0000013104SFDAA00030 | Tynor Taylor’s Brace | Tynor (Taylor's Brace Short / Long; Size: CHILD, UNIVERSAL, SPECIAL |  | دعامة تايلور
TYNOR ORTHOTICS (P) LTD | الهند | India | ME0000013104SFDAA00031 | R.O.M. Knee Brace | R.O.M. Knee Brace; Size: UNIVERSAL | The Knee Brace is designed with High quality rubber material which is breathable, lightweight and highly comfortable for daily use and exercise. The quality rubber material provides thermal compression and carefully designed with Open patella for effective support and comfort. | دعامة الركبة مع مجال أوسع للتحرك
TYNOR ORTHOTICS (P) LTD | الهند | India | ME0000013104SFDAA00032 | Abdominal Support 9"; Size: S,M,L, XL,XXL,XXL -- Tummy Trimmer/ Abdominal Belt 8"; Size: S,M,L, XL,X | Abdominal Belt | It is an elastic abdominal binder that can be used to support the abdominal area and relieves the strain on muscles sag in the abdomen. Shape: Abdominal support. | حزام شد البطن
TYNOR ORTHOTICS (P) LTD | الهند | India | ME0000013104SFDAA00033 | LS Belt Lumbopore; Size: S,M,L, XL,XXL -- Lumbo Sacral Belt; Size: S,M,L, XL,XXL,XXXL -- Contoured L | LS Support Belt | Belt Lumbopore provides the patient effective support and immobilization on one hand and excellent aesthetics and comfort on the other. Uses: It maintains the lumbar and sacral regions in the neutral position to allay lower back pain. | الحزام القطني العجزي لامبوبور
TYNOR ORTHOTICS (P) LTD | الهند | India | ME0000013104SFDAA00034 | Tynor (Cervical Pillow; Size: REGULAR, UNIVERSAL) | Cervical Pillow | For back sleeping, a firm cervical roll supports the neck while a shaped center gently cradles the head for better sleep. For side sleeping, the raised side areas help keep the head level for proper alignment of the spine. | وسادة الرقبة المقوسة
TYNOR ORTHOTICS (P) LTD | الهند | India | ME0000013104SFDAA00035 | Rib Belt; Size: S,M,L, XL,XXL -- Chest Binder; Size: S,M,L, XL,XXL,XXXL | Chest Binder | Rib Belt supports and stabilizes the rib cage to help lessen the pain of everyday movements and promote healing after sternum or rib injury. This support is ideal for broken, fractured, bruised, or dislocated ribs. The latex-free elastic material is soft and comfortable against the skin. | وثاق حازم للصدر
TYNOR ORTHOTICS (P) LTD | الهند | India | ME0000013104SFDAA00036 | Cervical Collar | Collar Soft (Firm Density); Size: CH S,M,L -- Cervical Collar Soft with Support; Size: S,M,L,XL -- Cervical Collar Soft; Size: S,M,L. | used for supporting the neck and protecting it against jerks impacts and vibrations. Recommended where a partial or controlled immobilization of the cervical region is required. Uses: It is used as a prophylactic collar, reduces pain and provides comfortable support . | اطواق العنق
TYNOR ORTHOTICS (P) LTD | الهند | India | ME0000013104SFDAA00038 | Pouch Arm Sling (Tropical); Size: CH S,M,L, XL,XXL -- Pouch Arm Sling (Baggy); Size: CH S,M,L, XL,XX | Pouch Arm Sling | The pouch style Arm Sling helps relieve arm and shoulder pain by supporting the arm against the body while acting as a reminder to minimize movements. The deep pocket design evenly distributes the weight of the arm to help reduce pressure points and prevent injury aggravation. | كيس حمال الذراع
TYNOR ORTHOTICS (P) LTD | الهند | India | ME0000013104SFDAA00039 | Universal Shoulder Immobiliser; Size: CH, UNIVERSAL, SPECIAL -- Elastic Shoulder Immobiliser; Size: | Shoulder Immobilizer | Elastic Shoulder Immobiliser is a lightweight, sleek and smart design to provide immobilization in shoulder dislocation and post-operative rehabilitation. It comes with a shoulder cup, which improves grip, immobilization, warmth and confidence of the patient | مثبت الكتف العالمي
TYNOR ORTHOTICS (P) LTD | الهند | India | ME0000013104SFDAA00040 | Clavicle Brace with Buckle; Size: CH S,M,L,XL,XXL -- Clavicle Brace with Velcro; Size: CH,S,M,L, XL, | Cervical Brace | clavicle brace was designed to improve your posture, while also providing optimal support and immobilization of patient collarbone. | الترقوة تستجمع قواها
TYNOR ORTHOTICS (P) LTD | الهند | India | ME0000013104SFDAA00041 | Cast Cover (Arm); Size: UNIVERSAL -- Cast Cover (Leg); Size: UNIVERSAL | Cast Cover | Reusable cast bag for shower foot or half a leg. This waterproof leg cast cover for shower ensures an easy one-handed application. The shower cover for the cast is safe and easy to use. Keep injuries dry with leg cast guard for a shower. Waterproof cast sleeve and wound protectors for foot and knee are an easy way to keep water out while you shower or bathe. This product is particularly designed for protecting a wound or fracture that is wrapped in a cast. Here is a comfortable waterproof solution that makes showering, bathing possible, and convenient with very easy to put on cast sleeves, fashion inflatable plastic bag bootie. | جبيرة كاست كوفر
M\S KAMAL HEALTHCARE PRODUCTS (P) LTD. | الهند | India | ME0000013444SFDAA00001 | AVM Super Dry | Underpad
JE TRADING MEDICAL DIV | الهند | India | ME0000000310SFDAA00040 | JE MED | NEBULIZER MASK
JE TRADING MEDICAL DIV | الهند | India | ME0000000310SFDAA00041 | JE MED | VINYL SYNTHETIC DISPOSABLE GLOVES
JE TRADING MEDICAL DIV | الهند | India | ME0000000310SFDAA00049 | JE MED | STERILIZATION REEL
JE TRADING MEDICAL DIV | الهند | India | ME0000000310SFDAA00050 | JE MED | Disposable Nitrile Examination Gloves
JE TRADING MEDICAL DIV | الهند | India | ME0000000310SFDAA00051 | JE MED | STERILIZATION PAPER ROLL
JE TRADING MEDICAL DIV | الهند | India | ME0000000310SFDAA00052 | JE MED | DISPOSABLE BED SHEET
JE TRADING MEDICAL DIV | الهند | India | ME0000000310SFDAA00053 | JE MED | Disposable cotton gauze bandage
Nobel Hygiene Private Limited | الهند | India | ME0000000654SFDAA00017 | Frindes | Adult Diaper |  | حفائض للبالغين تسخدم مره واحده لحالات سلس البول
Nobel Hygiene Private Limited | الهند | India | ME0000000654SFDAA00018 | Frindes | UnderPad |  | مفرش ماص لمرضى سلس البول
Nobel Hygiene Private Limited | الهند | India | ME0000000654SFDAA00019 | Frindes | Adult Diaper |  | حفائض بالغين تستخدم مره واحده ولحالات سلس البول
Nobel Hygiene Private Limited | الهند | India | ME0000000654SFDAA00020 | Frindes | Adult Diaper |  | حفائض بالغين تستخدم مره واحده لحالات سلس البول
Nobel Hygiene Private Limited | الهند | India | ME0000000654SFDAA00021 | Frindes | Adult Diaper |  | حفائض بالغين تستخدم مره واحد لحالات سلس البول
Shree Umiya Surgical Pvt. Ltd. | الهند | India | ME0000007831SFDAA00001 | Mediplus Oxygen Mask | Oxygen Mask
Shree Umiya Surgical Pvt. Ltd. | الهند | India | ME0000007831SFDAA00002 | Mediplus Nebulizer Mask | Nebulizer Mask
Shree Umiya Surgical Pvt. Ltd. | الهند | India | ME0000007831SFDAA00003 | Mediplus Urine Collecting Bag with Measured Volume Chamber | Urine Collecting Bag with Measured Volume Chamber
GKB OPHTHALMICS. Ltd. | الهند | India | ME0000007852SFDAA00001 | DAYNITE | Optical Lenses
GKB VISION PVT Ltd | الهند | India | ME0000007853SFDAA00001 | PRIME | Optical Lenses
ALEXA TRADERS | الهند | India | ME0000006845SFDAA00002 | Suture Scissors | Suture Scissors
ALEXA TRADERS | الهند | India | ME0000006845SFDAA00003 | Card Board Splint | Card Board Splint
UDAIPUR HEALTH CARE PVT.LTD. | الهند | India | ME0000009865SFDAA00001 | DUROPLAST | PLASTER OF PARIS BANDAGE
UDAIPUR HEALTH CARE PVT.LTD. | الهند | India | ME0000009865SFDAA00002 | DUROCAST | SYNTHETIC CASTING BANDAGE
Scope Medical Devices Private Limited | الهند | India | ME0000010820SFDAA00001 | Scope | Laryngoscope
GKB Ophthalmics Ltd. | الهند | India | ME0000000057SFDAA00014 | GKB Ophthalmic, Prime | OPTICAL LENSES | عدسات نظارات عدسات طبية جاهزة وغير جاهزة للنظارات الطبية | عدسات طبية جاهزة وغير جاهزة للنظارات الطبية
JE TRADING MEDICAL DIV | الهند | India | ME0000000310SFDAA00042 | JE MED | Disposable Latex Examination Gloves
JE TRADING MEDICAL -DIV | الهند | India | ME0000015406SFDAA00001 | JE MED | Nitrile Examination Gloves
JE TRADING MEDICAL DIV | الهند | India | ME0000000310SFDAA00043 | JE MED | OXYGEN MASK
JE TRADING MEDICAL DIV | الهند | India | ME0000000310SFDAA00044 | JE MED | DISPOSABLE APRON
JE TRADING MEDICAL DIV | الهند | India | ME0000000310SFDAA00045 | JE MED | DISPOSABLE FACE MASK
JE TRADING MEDICAL DIV | الهند | India | ME0000000310SFDAA00046 | JE MED | DISPOSABLE DIAPER
JE TRADING MEDICAL DIV. | الهند | India | ME0000015722SFDAA00001 | JE MED | DISPOSABLE DRAPES
JE TRADING MEDICAL DV | الهند | India | ME0000015723SFDAA00001 | JE MED | DISPOSABLE GOWNS
JE TRADING MEDICAL DIV | الهند | India | ME0000000310SFDAA00047 | JE MED | DISPOSABLE UNDER PADS
JE Trading Medical Div. | الهند | India | ME0000015724SFDAA00001 | JE MED | Vinyl Examination Gloves
JE TRADING MEDICAL -DIV | الهند | India | ME0000015406SFDAA00002 | JE MED | Tongue Depressor
JE TRADING MEDICAL DIV | الهند | India | ME0000000310SFDAA00048 | JE MED | Cotton Gauze Swab
GKB VISION PRIVATE LTD | الهند | India | ME0000016312SFDAA00001 | PRIME | OPHTHALMIC LENSE
GKB Ophthalmics Ltd. | الهند | India | ML0000000361SFDAA00001 | DAYLITE | OPHTHALMICS LENSES
GKB Vision Private Ltd. | الهند | India | ME0000019190SFDAA00001 | PRIME | Ophthalmics Lenses | عدسات للنظارات الطبية
GKB Vision Private Ltd. | الهند | India | ME0000019190SFDAA00002 | Pro Aspherica | Ophthalmics Lenses
GKB Vision Private Ltd. | الهند | India | ME0000019190SFDAA00003 | Taral | Ophthalmics Lenses
GKB VISION PRIVATE LIMITED | الهند | India | ME0000009565SFDAA00001 | PRIME | SPECTACLE LENSES- PHOTOCHROMIC SEMI-FINISHED OPTICAL LENSES
GKB VISION PRIVATE LIMITED | الهند | India | ME0000009565SFDAA00002 | PRIME | SPECTACLE LENSES- PHOTOCHROMIC SEMI-FINISHED OPTICAL LENSES
JE TRADING MEDICAL DIV | الهند | India | ME0000000321SFDAA00002 | JE MED | DISPOSABLE SHOE COVER | DISPOSABLE SHOE COVER
GKB OPHTHALMICS LIMITED - UNIT II | الهند | India | ME0000007433SFDAA00002 | PRIME | OPHTHALMIC LENSES | Ophthalmic lens is a device that corrects the optical sight of the patient
GKB OPHTHALMICS LIMITED - UNIT II | الهند | India | ME0000007433SFDAA00003 | PRIME | OPHTHALMIC LENSES | Ophthalmic lens is a device that corrects the optical sight of the patient
ALEXA TRADERS | الهند | India | ME0000006845SFDAA00001 | Cotton Hand Gloves | Cotton Hand Gloves | Cotton Hand Gloves
ALEXA TRADERS | الهند | India | ME0000006845SFDAA00004 | Silver Emergency Foil Blanket | Silver Emergency Foil Blanket | Silver Emergency Foil Blanket
ALEXA TRADERS | الهند | India | ME0000006845SFDAA00005 | COTTON TAPE | COTTON TAPE | COTTON TAPE
BRISK SURGICAL COTTON LTD | الهند | India | ME0000009701SFDAA00002 | DENTAL COTTON ROLL | Dental Cotton Roll | USED FOR ABSORPTION OF SALIVA CLEANING DENTAL TREATMENT
JE TRADING MEDICAL DIV | الهند | India | ME0000000310SFDAA00037 | JE MED | DISPOSABLE STERILIZATION POUCHES | DISPOSABLE STERILIZATION POUCHES
Medtra Innovative Technologies Private Limited | الهند | India | ME0000001037SFDAA00172 | Veineux AR Vein Viewer | AR Vein Viewer | Device for assuring clear view of the vein for patients with high tissue depth, as well as for infants.
TYNOR ORTHOTICS (P) LTD | الهند | India | ME0000013104SFDAA00037 | Cervical Collar Hard Adjustable; Size: S,M,L,XL -- Cervical Collar Hard With Chin; Size: S,M,L | Cervical Collar Hard | Cervical Collar Hard Adjustable is used for supporting, immobilizing or adjusting the neck in the flexion, extension, or hyperextension position. Uses: Recommended where a rigid immobilization of the cervical region is required | الطوق العنقي الثابت القابل للضبط
JE TRADING MEDICAL DIV | الهند | India | ME0000000310SFDAA00035 | JE MED | DISPOSABLE PLASTIC PIPETTE | DISPOSABLE PLASTIC PIPETTE
Dynamic Techno Medicals Pvt,Ltd | الهند | India | ME0000009869SFDAA00001 | EPIGRIP ELBOW BRACE | EPIGRIP ELBOW BRACE | EPIGRIP ELBOW BRACE
JE TRADING MEDICAL DIV | الهند | India | ME0000000310SFDAA00027 | JE MED | NASAL CANNULA, ADULT | NASAL CANNULA, ADULT
High Spirit Commercial Ventures Pvt. Ltd | الهند | India | ME0000017168SFDAA00001 | Priority | Priority Protective Mask | face mask / Protect Face
Dynamic Techno Medicals Pvt | الهند | India | ME0000009866SFDAA00005 | GENURIP HB HINGED KNEE BRACE | GENURIP HB HINGED KNEE BRACE | GENURIP HB HINGED KNEE BRACE
Dhroni Vestures | الهند | India | ME0000017878SFDAA00003 | Surgeon Gown | Dhroni | Surgeon Gown
rudrax industries | الهند | India | ME0000017092SFDAA00003 | E surgical face mask | 3 ply surgical face mask | Disposable surgical face mask with ear loop
JC OrthoHeal Pvt. Ltd. | الهند | India | ME0000017752SFDAA00003 | FlexiOH | Orthopedic immobilizer | Orthopedic immobilizer for musculoskeletal injuries.
DYNAMIC TECHNO MEDICALS PVT.LTD | الهند | India | ME0000010380SFDAA00003 | DYNA Face Mask | DYNA Face Mask | Disposable Face Mask
Reach Global Pvt. Ltd. | الهند | India | ME0000016493SFDAA00003 | Oro Dental Kit | Dental Kit | This dental kit consist of 3 disposable plastics items (Mirror,Probe and tweezers)
chhenna corporation | الهند | India | ME0000019630SFDAA00001 | THERMAL PAPER | MEDICAL THERMAL PAPER | THERMAL PAPER FOR ECG&CTG&EEG MACHINE | ورق حراري لاجهزة تسجيل تخطيط القلب والمخ والاعصاب
Garware Bestretch Ltd. | الهند | India | ME0000019562SFDAA00001 | Esmark Vulcanized Rubber Sheet | Tourniquet Bandage | The device is a constricting /compressing band and is made of vulcanized rubber .
Prime Dental Products Pvt Ltd | الهند | India | ME0000020236SFDAA00001 | Algingum | Chromatic Alginate impression material | Alginate impression material for dental impression
Shiva Products | الهند | India | ME0000001445SFDAA00001 | Modelling wax | Modelling wax | Modelling wax
Dhroni Vestures | الهند | India | ME0000017878SFDAA00005 | Drape Sheet | Drape Sheet | Drape Sheet
chhenna corporation | الهند | India | ME0000019630SFDAA00002 | Ultrasound Gel | Conductive Gel | to be in the ECG or Ultrsound machines to act as acoupling agent betwen machinen and an individual to record their outputs | اجل الموجات فوق الصوتيه يستخدم كموصل بين اقطاب اجهزة الموجات فوق الصوتيه واجهزة تخطيط القلب وبين جسم المريضض
Prime Dental Products Pvt Ltd | الهند | India | ME0000020237SFDAA00001 | Prime Chrome | Chromatic Alginate impression material | Alginate impression material for dental impressions.
CareNow Medical Pvt Ltd | الهند | India | ME0000020031SFDAA00002 | ECO Protect | ECO Protect | Surface Disinfectant Wipes
proactive technical orthopaedics pvt.ltd | الهند | India | ME0000021202SFDAA00001 | Victor - Pro Shuttle Lock | Pin-locking system For Prosthetic Silicon Liner | Pin-locking system for prosthetic silicon | قفل بطانة مقبس طرف صناعي
Nebula Surgical Private Limited | الهند | India | ME0000000093SFDAA00006 | nebula | nebula | it is used in clinical setting before or after a surgical intervention or to provide support for physical fitness
Hi-Dent Traders & Exporters LLP | الهند | India | ME0000022241SFDAA00001 | Prevalent Non woven gown | Prevalent Non woven gown | Prevalent Nonwoven gown
NARANG MEDICAL LIMITED | الهند | India | ME0000007245SFDAA00001 | NET | Elastic Knee Support (W/O Hings) | "1-Padded Patella opening to keep the knee cap in a central position. 2-Designed to reduce the pressure on to the ligament when bending the knee"
NARANG MEDICAL LIMITED | الهند | India | ME0000007245SFDAA00002 | Thigh Band | Thigh Band | 1-Elastic and velcro combination for better compression 2-shaped to give tubular structure
NARANG MEDICAL LIMITED | الهند | India | ME0000007245SFDAA00004 | Knee Support with rigid hinge | Knee Support with rigid hinge | Wide elastic base with velco/buckle combination for better compression
NARANG MEDICAL LIMITED | الهند | India | ME0000007245SFDAA00008 | Knee Support With gel Center Hole | Knee Support With gel Center Hole | 1-Soft yarn with elastic combination for mild compression 2-Heat Resistant rubber used
NARANG MEDICAL LIMITED | الهند | India | ME0000007245SFDAA00003 | R.O.M Knee Brace | R.O.M Knee Brace | 1-Dial screw to give desired angle for range of motion 2-Foam padded splints to give comfortable fitting
NARANG MEDICAL LIMITED | الهند | India | ME0000007245SFDAA00007 | Knee Cap Support | Knee Cap Support | "1-Knee cap with multi directional stretch (MDS). 2-Made of a high-grade durable material that permits a full range of movement. 3-Comfortable to wear during a range of activities."
NARANG MEDICAL LIMITED | الهند | India | ME0000007245SFDAA00005 | Tibial Support | Tibial Support | 1-Light Weight,foam,padded brace 2-weight bearing capacity depending upon the bone fracture
GWS SURGICALS LLP | الهند | India | ME0000000719SFDAA00059 | Elastic Hinged Knee Support | Elastic Hinged Knee Support | Knee support to reduce the chronic knee pain caused by arthritis
GWS SURGICALS LLP | الهند | India | ME0000000719SFDAA00063 | Lumbo Sacral Spinal Support with Cushion | Lumbo Sacral Spinal Support with Cushion | For immobilization of the back muscles to reduce the pain.
GWS SURGICALS LLP | الهند | India | ME0000000719SFDAA00061 | Knee Immobilizer | Knee Immobilizer | Brace to reduce the chronic knee pain caused by arthritis.
GWS SURGICALS LLP | الهند | India | ME0000000719SFDAA00060 | Finger Baseball Splint | Finger Baseball Splint | Finger Splint to keep the vulnerable extremities in place while healing from a finger sprain.
NARANG MEDICAL LIMITED | الهند | India | ME0000007245SFDAA00011 | Compression Stocking Mid Thigh | Compression Stocking Mid Thigh | 1-Two ways stretchable seamless stocking from below knee to ankle 2-Soft Yarn and elastic combination provides comfortable and uniform compression
NARANG MEDICAL LIMITED | الهند | India | ME0000007245SFDAA00010 | Functional Knee Support | Functional Knee Support | Wide elastic base with velco/buckle combination for better compression
NARANG MEDICAL LIMITED | الهند | India | ME0000007245SFDAA00014 | Knee Support With Flexible Hinge | Knee Support With Flexible Hinge | Wide elastic base with velco/buckle combination for better compression
NARANG MEDICAL LIMITED | الهند | India | ME0000007245SFDAA00012 | Compression Stockings Below Knee | Compression Stockings Below Knee | 1-Two ways stretchable seamless stocking from below knee to ankle 2-Soft Yarn and elastic combination provides comfortable and uniform compression
Medico Electrodes International Ltd. | الهند | India | ME0000001024SFDAA00002 | ECG Electrode | ECG Electrode | E.C.G electrodes is solid gel eliminate the mess of liquid gels, while still offering low impedance. Our proprietary solid gel holds the aqueous content in a polymerized hydrogel formulation and is non-irritating, non-sensitizing and non-cytotoxic to the skin. The product features aggressive, non-sensitizing, acrylic copolymer coated foam. The foam coating has been increased and this extra coating per square mm of adhesive maximizes adhesion under stress conditions. It provides a comfortable, soft conformable electrode. This hypo allergic is non-irritating
GWS SURGICALS LLP | الهند | India | ME0000000719SFDAA00069 | Wrist & Forearm Splint / Wrist Brace | Wrist & Forearm Splint / Wrist Brace | Device to reduce the risk of using a joint or limb in a way that might aggravate an injury.
NARANG MEDICAL LIMITED | الهند | India | ME0000007245SFDAA00015 | Abduction Pillow | Abduction Pillow | 1-Resilient,firm and washable foam 2-Combined with Coton to give Comfortable Support to the Neck
NARANG MEDICAL LIMITED | الهند | India | ME0000007245SFDAA00006 | Femur Support | Femur Support | 1-More Comfortable than plaster cast ,two halves of the brace grip all around fracture area
NARANG MEDICAL LIMITED | الهند | India | ME0000007245SFDAA00009 | Knee Immobilizer | Knee Immobilizer | 1-Velcro Closures for easy and quick application 2-Anatomically shaped splinting for proper fit
GWS SURGICALS LLP | الهند | India | ME0000000719SFDAA00070 | Cuff n Collar | Cuff n Collar | Device to support the spinal cord and head
GWS SURGICALS LLP | الهند | India | ME0000000719SFDAA00074 | Elbow Crutches | Elbow Crutches | Device to immobilize the fractured are for increasing the rate of healing
GWS SURGICALS LLP | الهند | India | ME0000000719SFDAA00079 | Aluminum Foam Finger Splint | Aluminum Foam Finger Splint | Device to keep the vulnerable extremities in place while healing from a finger sprain or break
NARANG MEDICAL LIMITED | الهند | India | ME0000007245SFDAA00013 | Knee Suport with Hinges | Elastic Suport with Hinges | Wide elastic base with velco/buckle combination for better compression
Appasamy Associates Private Limted | الهند | India | ME0000013577SFDAA00001 | Knife | Ophthalmic Knife | Ophthalmic Surgical Instruments are intended for surgical use by cutting without connection to any active medical device and which can be reused after carrying out appropriate cleaning, disinfection and sterilization process.
GWS SURGICALS LLP | الهند | India | ME0000000719SFDAA00073 | Underarm Crutches | Underarm Crutches | Device to immobilize the fractured are for increasing the rate of healing
GWS SURGICALS LLP | الهند | India | ME0000000719SFDAA00064 | Sacro Lumbar (L.S) Belt Regular | Sacro Lumbar (L.S) Belt Regular | Intended for immobilization of the back muscles to reduce the pain.
GWS SURGICALS LLP | الهند | India | ME0000000719SFDAA00066 | Cervical Collar Soft Boneless | Cervical Collar Soft Boneless | Device to support the spinal cord and head
GWS SURGICALS LLP | الهند | India | ME0000000719SFDAA00071 | 4way Stretch Knee Cap | 4way Stretch Knee Cap | Device to reduce the chronic knee pain caused by arthritis
GWS SURGICALS LLP | الهند | India | ME0000000719SFDAA00075 | Folding Walker | Folding Walker | Device to immobilize the fractured are for increasing the rate of healing
GWS SURGICALS LLP | الهند | India | ME0000000851SFDAA00002 | Patella Binder | Patella Binder | Intended to reduce the chronic knee pain caused by arthritis
GWS SURGICALS LLP | الهند | India | ME0000000719SFDAA00076 | Ortho Stockinete | Ortho Stockinete | Device to immobilize the fractured are for increasing the rate of healing
GWS SURGICALS LLP | الهند | India | ME0000000719SFDAA00065 | Sacro Lumbar Brace (Belt) | Sacro Lumbar Brace (Belt) | Back support for immobilization of the back muscles to reduce the pain.
GWS SURGICALS LLP | الهند | India | ME0000000719SFDAA00067 | Abdominal Binder | Abdominal Binder | Binder for toning the abdominal muscles and augment the recovery process after abdominal surgery
GWS SURGICALS LLP | الهند | India | ME0000000719SFDAA00072 | Walking Stick | Walking Stick | Device to immobilize the fractured are for increasing the rate of healing
GWS SURGICALS LLP | الهند | India | ME0000000719SFDAA00062 | 3D Knee Cap | 3D Knee Cap | Caps to reduce the chronic knee pain caused by arthritis
GWS SURGICALS LLP | الهند | India | ME0000000719SFDAA00077 | Skin Traction Kit | Skin Traction Kit | Device to immobilize the fractured are for increasing the rate of healing
Appasamy Associates Private Limted | الهند | India | ME0000013577SFDAA00002 | Forceps | Ophthalmic Forceps | Ophthalmic Surgical Instruments are intended for surgical use by grasping the delecate tissues in the eye, without connection to any active medical device and which can be reused after carrying out appropriate cleaning, disinfection and sterilization process.
GWS SURGICALS LLP | الهند | India | ME0000000719SFDAA00068 | L.S (Lumbar Sacro Corset) Belt, Primo | L.S (Lumbar Sacro Corset) Belt, Primo | Device for immobilization of the back muscles to reduce the pain and improves healing after a back injury
Appasamy Associates Private Limted | الهند | India | ME0000013577SFDAA00003 | Speculum | Ophthalmic Speculum | Ophthalmic Surgical Instruments are intended for surgical use by exposing the ocular surface by preventing eye-lids from closing, without connection to any active medical device and which can be reused after carrying out appropriate cleaning, disinfection and sterilization process.
Appasamy Associates Private Limted | الهند | India | ME0000013577SFDAA00004 | Scissors | Intraocular Scissors | Surgical Instruments are intended for surgical use by cutting, without connection to any active medical device and which can be reused after carrying out appropriate cleaning, disinfection and sterilization process
Technomed India | الهند | India | ME0000001208SFDAA00052 | EXAMINATION LAMP | EXAMINATION LAMPS | EXAMINATION LAMPS
Appasamy Associates Private Limted | الهند | India | ME0000013577SFDAA00005 | Cannula | Ophthalmic Surgical Cannula | Ophthalmic Surgical Instruments are intended for surgical use by establishing an entry site conduit for passing ophthalmic instruments used to perform posterior ophthalmic surgical procedures., without connection to any active medical device and which can be reused after carrying out appropriate cleaning, disinfection and sterilization process.
Appasamy Associates Private Limted | الهند | India | ME0000013577SFDAA00006 | Hooks | Ocular Hook | Ophthalmic Surgical Instruments are intended for surgical use by mechanically stabilizing and supporting ocular tissues, without connection to any active medical device and which can be reused after carrying out appropriate cleaning, disinfection and sterilization process
Appasamy Associates Private Limted | الهند | India | ME0000013577SFDAA00007 | Needle | Needle | Ophthalmic Surgical Instruments are intended for surgical use by establishing an entry site conduit for passing ophthalmic instruments used to perform posterior ophthalmic surgical procedures., without connection to any active medical device and which can be reused after carrying out appropriate cleaning, disinfection and sterilization process.
Appasamy Associates Private Limted | الهند | India | ME0000013577SFDAA00008 | Markers | Marker | Ophthalmic Surgical Instruments are intended for marking eye/cornea, without connection to any active medical device and which can be reused after carrying out appropriate cleaning, disinfection and sterilization process
Appasamy Associates Private Limted | الهند | India | ME0000013577SFDAA00010 | Needle Holder | Needle Holder | Ophthalmic Surgical Instruments are intended for surgical use by holding needles that establish an entry site conduit for passing ophthalmic instruments used to perform posterior ophthalmic surgical procedures., without connection to any active medical device and which can be reused after carrying out appropriate cleaning, disinfection and sterilization process.
Appasamy Associates Private Limted | الهند | India | ME0000013577SFDAA00009 | Corneal Trephines | Corneal Trephine | Ophthalmic Surgical Instruments are intended for surgical use to provide complete or partial keratotomy for keratoplasty procedures and accurate cutting of corneal donor holding needles that establish an entry site conduit for passing ophthalmic instruments used to perform posterior ophthalmic surgical procedures., without connection to any active medical device and which can be reused after carrying out appropriate cleaning, disinfection and sterilization process.
Appasamy Associates Private Limted | الهند | India | ME0000013577SFDAA00011 | Cystotome | Cystotome | Ophthalmic Surgical Instruments are intended for surgical use by establishing an entry site conduit for passing ophthalmic instruments used to perform posterior ophthalmic surgical procedures., without connection to any active medical device and which can be reused after carrying out appropriate cleaning, disinfection and sterilization process.
Tarun Enterprises | الهند | India | ME0000000612SFDAA00006 | Universal Eye Shield | Universal Eye Shield | Eye Shield is made of high impact resistant plastic and it is used over the eye pad dressing that is applied after cataract surgery or other procedures.
Hi-Dent Traders & Exporters LLP | الهند | India | ME0000022241SFDAA00002 | Prevalent Non woven Disposable bed sheet | Prevalent Non woven Disposable bed sheet | Disposable bed sheet
GKB Hi-Tech Lenses Pvt. Ltd. | الهند | India | ME0000003013SFDAA00002 | Asahi-lite | OpticaI Lens | Vision Correction
GWS SURGICALS LLP | الهند | India | ME0000000719SFDAA00080 | absorbent cotton | absorbent cotton | Cotton for medical purpose in hospitals for surgical dressing
GWS SURGICALS LLP | الهند | India | ME0000000719SFDAA00081 | Bouffant Cap | Bouffant Cap | Cap to prevent contamination of the operating field from microorganisms
NARANG MEDICAL LIMITED | الهند | India | ME0000007245SFDAA00016 | Abdominal Support | Abdominal Support | " 1-Elastic material that provide full, all-around compression and perfect sizing. 2-Full length strong elastic binder provides perfect grip for distribution of pressure."
NARANG MEDICAL LIMITED | الهند | India | ME0000007245SFDAA00017 | Ankle Brace & Support | Ankle Brace & Support | "1-Breathable foam fused fabric for comfort wear 2-Flexible stays at both sides. 3-Velcro closures allow quick application and proper fit to ankle. 4-Open heel design allows for snug, comfortable fit and applies less pressure on the sensitive achilles tendon area. 5-Fits left or right ankle"
GWS SURGICALS LLP | الهند | India | ME0000000719SFDAA00084 | Shoe Cover | Shoe Cover | Cover to prevent potentially hazardous material from coming in contact with the bottom of shoe
NARANG MEDICAL LIMITED | الهند | India | ME0000007245SFDAA00024 | Cast Shoe | Cast Shoe | "1-Made from water proof material, protects the plaster cast of the foot from soiling,wetting, mechanical damage. 2-Tapered sole not only restores the gait to normal but ensures better balance and early ambulation of the patient on plaster cast of the foot. 3-Light weight design offers better patient compliance. 4-Hook Loop closure ensures flexible sizing, easy application and removal of the shoe."
NARANG MEDICAL LIMITED | الهند | India | ME0000007245SFDAA00023 | Carpal Tunnel Splint | Carpal Tunnel Splint | "1-Light weight materials which comprises of adjustable wrist tabs. 2-Wrap around strap that offer perfect fit. 3-Built-in moldable wrist pad raises wrist to ergonomic position. 4-Latex Free washable material. 5-Soft cotton lycra provides gentle support."
NARANG MEDICAL LIMITED | الهند | India | ME0000007245SFDAA00020 | Anklet | Anklet | "1-Anatomical shape for optimal fit & joint protection. 2-Breathable, dual-stretch power knit material for comfort. 3-Fits comfortably in shoe. 4-Re-inforced trimmed edges improve durability."
NARANG MEDICAL LIMITED | الهند | India | ME0000007245SFDAA00034 | Rib Belt | Rib Belt | 1-Superior breathable elastic offers compression support while allowing normal respiration. 2-Easy application with velcro closures in proper alignment. 3-Stabilizes and supports the rib cage.
NARANG MEDICAL LIMITED | الهند | India | ME0000007245SFDAA00042 | Wrist Cock-UP Splint | Wrist Cock-UP Splint | 1-Velcro buckles provided for closing straps 2-Pre-contoured aluminum splints to adjust the angle of immobilization at the wrist. 3-Comfortable foam padding for providing relief from pain
NARANG MEDICAL LIMITED | الهند | India | ME0000007245SFDAA00035 | ROM Elbow Brace | ROM Elbow Brace | 1-Lightweight and versatile. 2-Range of motion hinge with flexion / extension stop settings. 3-Static lock pin for immobilization. 4-Cuff is constructed of a breathable fabric.
NARANG MEDICAL LIMITED | الهند | India | ME0000007245SFDAA00038 | Thumb Spica Splint | Thumb Spica Splint | 1-Adjustable strap. 2-Made of breathable 3 layered PUF fused fabric. 3-Malleable splint ensure customized abduction of the thumb for better pain relief and healing. 4-Fits to left or right wrist.
NARANG MEDICAL LIMITED | الهند | India | ME0000007245SFDAA00039 | Wrist & Forearm Splint | Wrist & Forearm Splint | 1-Provided maximum immobilization to forearm & wrist 2-Additional metal splints provide wrist immobilization for repetitive stress injuries.
NARANG MEDICAL LIMITED | الهند | India | ME0000007245SFDAA00031 | Lumbo Sacral Brace | Lumbo Sacral Brace | "1-Elastic construction eases back pain with lumbar region. 2-Compound velcro closures with two-stage compression. 3-Anatomical pre contoured aluminum splints."
NARANG MEDICAL LIMITED | الهند | India | ME0000007245SFDAA00030 | Hernia Belt | Hernia Belt | "1-Lightweight made from good quality surgical elastic with elasticated straps 2-Easy application 3-Provides comfortable pad pressure 4-Pads can be adjusted"
NARANG MEDICAL LIMITED | الهند | India | ME0000007245SFDAA00027 | Dynamic Cockup Splint | Dynamic Cockup Splint | "1-Molded to fit the contour of the forearm and hand. 2-Degree of dorsoflexion can be change by bending. 3-Velcro straps ensure firm fitting. 4-The prefect wrist immobilization with a malleable splint."
NARANG MEDICAL LIMITED | الهند | India | ME0000007245SFDAA00026 | De Rotation Boot | De Rotation Boot | "1-Firm & rigid splint designed to keep foot & ankle at 90 degree. 2-Made of laminated foam padding for comfort wear. 3-Adjustable velco for easy closer. 4-Fits left or right foot."
NARANG MEDICAL LIMITED | الهند | India | ME0000007245SFDAA00019 | Anklet with wrap | Anklet with wrap | "1-Anatomical shape for optimal fit & Joint protection. 2-Breathable, dual stretch power kit material for comfort. 3-Fits comfortably in shoe. 4-Re-enforced trimmed edges improve durability. 5-Adjustable strap for even compression."
GWS SURGICALS LLP | الهند | India | ME0000000719SFDAA00086 | Panties, Disposable | Panties, Disposable | panties to protect the skin of patients who are incontinent
NARANG MEDICAL LIMITED | الهند | India | ME0000007245SFDAA00018 | Ankle Foot Support | Ankle Foot Support | 1-Made of injection molded polypropylene. 2-Mild Calf section for toe clearance and support. 3-Designed to support flaccid drop foot. 4-Thin and flexible foot plate for easy trimming.
NARANG MEDICAL LIMITED | الهند | India | ME0000007245SFDAA00022 | Back Support Executive | Back Support Executive | 1-Back support offer back pain relief and support. Its design, breathable elastic side pulls and velcro closures, provide strong support to the back for a wide range of activities and help alleviate muscle strains, supplementing weakened or streched abdominal muscles.
NARANG MEDICAL LIMITED | الهند | India | ME0000007245SFDAA00025 | Day Splint | Day Splint | "1-Adjustable loop for middle finger to control palmar flexion movement of the wrist. 2-Fine elastic wrap to comfort fit with velcro closures."
NARANG MEDICAL LIMITED | الهند | India | ME0000007245SFDAA00043 | Clavicle Strap & Brace | Clavicle Strap & Brace | "1-Padded straps for patient comfort. 2-Assists in fracture and weakness of the clavicle. 3-Provides support and correct positioning for the clavicle. 4-Hook & loop adjustable straps for easy application and adjustment."
SIRMAXO CHEMICALS PVT. LTD. | الهند | India | ME0000007457SFDAA00004 | Sanidex OPA Solution Test Strips | Test Strips | Sanidex OPA Solution Test Strips are deveoped exclusively for monitoring the minimum effective concentration (MEC) od Sanidex OPA Solution. It is recommended that Sanidex OPA Solution be tested before each usage with the Sanidex OPA Solution Test Strips in order to guard against dilution, which may lower the ortho-phhalaldehyde level of the solution below its MEC of 0.3%.
NARANG MEDICAL LIMITED | الهند | India | ME0000007245SFDAA00041 | Wrist Brace with Thumb | Wrist Brace with Thumb | 1-Superior quality elastic for easy & comfortable wear. 2-Adjustable Hook and Loop fasteners allows free and natural movement of thumb and fingers. 3-Fits to left or right wrist.
NARANG MEDICAL LIMITED | الهند | India | ME0000007245SFDAA00037 | Tennis Elbow Support | Tennis Elbow Support | 1-Adjustable Strap. 2-Foam - lined for comfort. 3-Fits to left or right elbow.
NARANG MEDICAL LIMITED | الهند | India | ME0000007245SFDAA00033 | Night Splint | Night Splint | 1-Adjustable loop for thumb to keep the wrist in natural position. 2-Super quality pad to provide support to wrist in natural position. 3-Velcro closure to comfort fit.
NARANG MEDICAL LIMITED | الهند | India | ME0000007245SFDAA00029 | Foot Drop Splint | Foot Drop Splint | "1-Made of durable and resilent polypropylene. 2-Strong leaf spring action provides push required in the swing phase of the walk. 3-Semi rigid construction provides support and stabilization in the hemiplegic foot. 4-Anatomical shape, provides good weight distribution and maintains the foot in dorsiflexion position, which helps in quick healing. 5-Velcro closures and soft inner pad ensures comfortable and easy fit."
NARANG MEDICAL LIMITED | الهند | India | ME0000007245SFDAA00028 | Elbow Brace & Support | Elbow Brace & Support | "1-Designed to hold the arm in extension & prevent flexion. 2-Made from breathable foam. 3-Velcro straps with rigid inserts immobilize the elbow."
NARANG MEDICAL LIMITED | الهند | India | ME0000007245SFDAA00032 | Lumbo Sacral Support | Lumbo Sacral Support | "1-Ventilating high quality laminated foam as back panel, supporting lumbo-sacral area. 2-Breathable elastic side panels provide adjustable compression to the abdomen. 3-Back panel contains pre-contoured metal stays on each side providing reinforcement to back muscles"
NARANG MEDICAL LIMITED | الهند | India | ME0000007245SFDAA00036 | Taylor's Brace (Dorso Lumber Brace) | Taylor's Brace (Dorso Lumber Brace) | 1-Vertical as well as hortizontal malleable aluminium stays to provide immobilization. 2-Light weight splints with ethafoam cushioning improves comfort and patient compliance. 3-Clavicle straps correct the shoulders posture while ensuring better fit.
NARANG MEDICAL LIMITED | الهند | India | ME0000007245SFDAA00040 | Wrist Binder with Double Lock | Wrist Binder with Double Lock | 1-Soft elastic material for comfortable wear. 2-Adjustable hook & loop fasteners.
NARANG MEDICAL LIMITED | الهند | India | ME0000007245SFDAA00021 | Back Rest Executive | Back Rest Executive | "1-Made-up of Medical Grade P. U. Foam. 2-Anatomically designed, fits sungishly to the natural contours of your lower back. 3-Portable and light weight can be placed on car seat, chair, bed etc. 4-Easy removable & washable cover."
NARANG MEDICAL LIMITED | الهند | India | ME0000007245SFDAA00048 | Ankle Binder | Ankle Binder | Stretchable & breathable fabric for snug fit, firm velcro for compressive fit support, fits to left or right foot.
NARANG MEDICAL LIMITED | الهند | India | ME0000007245SFDAA00047 | Tummy Trimmer | Tummy Trimmer | Breathable & Feather Light Fabric.Non Allergic material. Wick Moisture away.
NARANG MEDICAL LIMITED | الهند | India | ME0000007245SFDAA00049 | Tummy Shaper | Tummy Shaper | Breathable & Feather Light Fabric, Non-allergic material, Wick moisture away.
Microtrack Surgicals | الهند | India | ME0000005397SFDAA00001 | Vision | Plastic Eye Shield | Plastic Eye Shield
Technomed India | الهند | India | ME0000005005SFDAA00003 | Derma Chair | Medical Chair | Medical chair to be used by the patients for treatment purpose
Dynamic Techno Medicals Pvt. Ltd. | الهند | India | ME0000010727SFDAA00068 | LIMB RESTRAINER | LIMB RESTRAINER | MEDICAL LIMB RESTRAINER
Ibis Medical Equipment and Systems Pvt Ltd | الهند | India | ME0000005526SFDAA00001 | I Pro Neonatal Eye Protector | Neonatal Eye Protector | Neonatal Eye Protector
NARANG MEDICAL LIMITED | الهند | India | ME0000007245SFDAA00051 | Body Belts Braces | Body Belts Braces | Body Belts Braces | دعامات الظهر والصدر
NARANG MEDICAL LIMITED | الهند | India | ME0000007245SFDAA00050 | Cervical Aids | Cervical Aids | Cervical Aids | مساعدات‌العنق‌
NARANG MEDICAL LIMITED | الهند | India | ME0000007245SFDAA00052 | Shoulder Arm Clavicle Supports | Shoulder Arm Clavicle Supports | Shoulder Arm Clavicle Supports | دعامات الكتف والذراع والترقوة
NARANG MEDICAL LIMITED | الهند | India | ME0000007245SFDAA00053 | Wrist Elbow Forearm Supports | Wrist Elbow Forearm Supports | Wrist Elbow Forearm Supports | جبيرة المعصم والساعد
NARANG MEDICAL LIMITED | الهند | India | ME0000007245SFDAA00055 | Ankle Foot Support | Ankle Foot Support | Ankle Foot Support | جبائر الكاحل والقدم
NARANG MEDICAL LIMITED | الهند | India | ME0000007245SFDAA00059 | Silicon products | Silicon products | Silicon products | منتجات السيليكون
NARANG MEDICAL LIMITED | الهند | India | ME0000007245SFDAA00054 | Knee Leg Supports | Knee Leg Supports | Knee Leg Supports | دعامة الركبة المرنة
NARANG MEDICAL LIMITED | الهند | India | ME0000007245SFDAA00058 | Traction Kits Braces | Traction Kits Braces | Traction Kits Braces | أطقم الجر الأقواس
NARANG MEDICAL LIMITED | الهند | India | ME0000007245SFDAA00056 | Finger Splints | Finger Splints | Finger Splints | جبائر الأصابع
NARANG MEDICAL LIMITED | الهند | India | ME0000007245SFDAA00060 | Resuscitation Utility Splints | Resuscitation Utility Splints | Resuscitation Utility Splints | الجبائر المساعدة للإنعاش
Modern India Products | الهند | India | ME0000006402SFDAA00013 | Cotton Crepe Bandage | Cotton Crepe Bandage | Cotton Crepe Bandage
Wipro GE Healthcare Private Ltd. | الهند | India | ME0000003355SFDAA00010 | Transducer Belt | Transducer Belt | Transducer
Wipro GE Healthcare Private Ltd. | الهند | India | ME0000003355SFDAA00009 | TOCO Transducer | TOCO Transducer | Transducer
Modern India Products | الهند | India | ME0000006434SFDAA00001 | Orthopedic Cast Padding Roll | Orthopedic Cast Padding Roll | Orthopedic Cast Padding Roll
ASCENT MEDITECH LIMITED | الهند | India | ME0000004103SFDAA00001 | Gel Knee Cushion | Gel Knee Cushion | Gel Knee Cushion | دعامة الركبة
NARANG MEDICAL LIMITED | الهند | India | ME0000007245SFDAA00062 | Compression Garments | Compression Garments | Compression Garments | ملابس الضغط
NARANG MEDICAL LIMITED | الهند | India | ME0000007245SFDAA00061 | Gel Products | Gel Products | Gel Products | منتجات الجل
ASCENT MEDITECH LIMITED | الهند | India | ME0000004103SFDAA00002 | Orthopedic Heat Belt | Orthopedic Heat Belt | Orthopedic Heat Belt | حزام تقويم العظام الحراري
UDAIPUR HEALTH CARE PVT.LTD. | الهند | India | ME0000009865SFDAA00003 | Durosoft Under Cast Padding | Durosoft Under Cast Padding | Orthopedic Cast Padding
ELDERSHELF RETAIL PVT.LTD. | الهند | India | ME0000007698SFDAA00001 | ORDOGUARD | Medical Gown | Medical Gown
ELDERSHELF RETAIL PVT.LTD. | الهند | India | ME0000007696SFDAA00074 | ORDOGUARD | Bedsheet | Bedsheet with Pillow Cover Premium Bedsheet with Pillow Cover
Nebula Surgical Private Limited | الهند | India | ME0000000093SFDAA00005 | Nail Removal Set | Orthopedic reusable instruments | Orthopedic reusable instruments
Poly Medicure Limited | الهند | India | ME0000007880SFDAA00004 | polyciser | polyciser | polyciser
ALIZA HEALTHCARE PRIVATE LIMITED | الهند | India | ME0000001781SFDAA00001 | Medical Examination Couch | Medical Examination Couch | Medical Examination Couch
Shiva Products | الهند | India | ME0000001445SFDAA00007 | ZIEGO | ZINC OXIDE EUGENOL | temporary filling material (Type II Temporary Cement for bases and temporary restoration) supplied in powder and liquid form.
IBIS Medical Equipment and systems | الهند | India | ME0000000682SFDAA00012 | Neonatal Eye Protector | Neonatal Eye Protector | Neonatal Eye Protector
JE TRADING MEDICAL -DIV | الهند | India | ME0000000309SFDAA00009 | JE MED | Disposable Latex High Quality Gloves | Disposable Latex High Quality Gloves
JE TRADING MEDICAL -DIV | الهند | India | ME0000000309SFDAA00009 | JE MED | Disposable Latex High Quality Gloves | Disposable Latex High Quality Gloves
JE TRADING MEDICAL -DIV | الهند | India | ME0000000309SFDAA00009 | JE MED | Disposable Latex High Quality Gloves | Disposable Latex High Quality Gloves
JE TRADING MEDICAL -DIV | الهند | India | ME0000000309SFDAA00009 | JE MED | Disposable Latex High Quality Gloves | Disposable Latex High Quality Gloves
JE TRADING MEDICAL -DIV | الهند | India | ME0000000309SFDAA00009 | JE MED | Disposable Latex High Quality Gloves | Disposable Latex High Quality Gloves
JE TRADING MEDICAL -DIV | الهند | India | ME0000000309SFDAA00009 | JE MED | Disposable Latex High Quality Gloves | Disposable Latex High Quality Gloves
JE TRADING MEDICAL -DIV | الهند | India | ME0000000309SFDAA00008 | JE MED | Vinyl Synthetic Disposable Gloves | Vinyl Synthetic Disposable Gloves
JE TRADING MEDICAL -DIV | الهند | India | ME0000000309SFDAA00008 | JE MED | Vinyl Synthetic Disposable Gloves | Vinyl Synthetic Disposable Gloves
JE TRADING MEDICAL -DIV | الهند | India | ME0000000309SFDAA00008 | JE MED | Vinyl Synthetic Disposable Gloves | Vinyl Synthetic Disposable Gloves
JE TRADING MEDICAL -DIV | الهند | India | ME0000000309SFDAA00015 | JE MED | Cotton Gauze Swab | Gauze Swab
JE TRADING MEDICAL -DIV | الهند | India | ME0000000309SFDAA00022 | JE MED | DISPOSABLE GOWNS | DISPOSABLE GOWNS
JE TRADING MEDICAL -DIV | الهند | India | ME0000000309SFDAA00027 | JE MED | ALCOHOL SWABS | ALCOHOL SWABS
JE TRADING MEDICAL -DIV | الهند | India | ME0000000309SFDAA00028 | JE MED | COTTON ROLL ABSORBENT | COTTON ROLL ABSORBENT
JE TRADING MEDICAL DIV | الهند | India | ME0000000310SFDAA00004 | JE MED | STERILIZATION REEL | STERILIZATION REEL
JE TRADING MEDICAL -DIV | الهند | India | ME0000000309SFDAA00021 | JE MED | DISPOSABLE UNDER PADS | DISPOSABLE UNDER PADS
JE TRADING MEDICAL -DIV | الهند | India | ME0000000309SFDAA00016 | JE MED | Tongue Depressor | Tongue Depressor
JE TRADING MEDICAL DIV | الهند | India | ME0000000310SFDAA00013 | JE MED | PLASTER OF PARIS BANDAGE | PLASTER OF PARIS BANDAGE
JE TRADING MEDICAL -DIV | الهند | India | ME0000000309SFDAA00030 | JE MED | DISPOSABLE NON WOVEN HEAD CAPS | DISPOSABLE NON WOVEN HEAD CAPS
JE TRADING MEDICAL DIV | الهند | India | ME0000000310SFDAA00016 | JE MED | DISPOSABLE URINE BAG | DISPOSABLE URINE BAG
JE TRADING MEDICAL DIV | الهند | India | ME0000000310SFDAA00009 | JE MED | Lap Sponge | Lap Sponge
JE TRADING MEDICAL DIV | الهند | India | ME0000000310SFDAA00014 | JE MED | Sharp Container | Sharp Container
JE TRADING MEDICAL -DIV | الهند | India | ME0000000309SFDAA00029 | JE MED | ELASTIC CREPE BANDAGE | ELASTIC CREPE BANDAGE
JE TRADING MEDICAL -DIV | الهند | India | ME0000000309SFDAA00013 | JE MED | DISPOSABLE BED SHEET | DISPOSABLE BED SHEET
JE TRADING MEDICAL DIV | الهند | India | ME0000000310SFDAA00005 | JE MED | STERILIZATION PAPER ROLL | STERILIZATION PAPER ROLL
JE TRADING MEDICAL DIV | الهند | India | ME0000000310SFDAA00008 | JE MED | Disposable cotton gauze bandage | Disposable cotton gauze bandage
JE TRADING MEDICAL DIV | الهند | India | ME0000000310SFDAA00020 | JE MED | THERMOSCAN PROB COVER | THERMOSCAN PROB COVER
JE TRADING MEDICAL DIV | الهند | India | ME0000000310SFDAA00026 | JE MED | ORTHOPAEDIC PADDING | ORTHOPAEDIC PADDING
JE TRADING MEDICAL DIV | الهند | India | ME0000000310SFDAA00030 | JE MED | EXTENSION TUBE | EXTENSION TUBE
JE TRADING MEDICAL DIV | الهند | India | ME0000000310SFDAA00031 | JE MED | NASAL OXYGEN TUBE | NASAL OXYGEN TUBE
JE TRADING MEDICAL DIV | الهند | India | ME0000000310SFDAA00032 | JE MED | ULTRASOUND GEL | ULTRASOUND GEL
MEDICO ELECTRODES INTERNATIONAL | الهند | India | ME0000005305SFDAA00002 | FlexStim | N/A | Neurostimulation Electrodes
Shiva Products | الهند | India | ME0000001445SFDAA00006 | HF Gel | Porcelain Etching Gel | 10% buffered hydrofluoric acid gel
Shiva Products | الهند | India | ME0000001445SFDAA00004 | Articulating Paper | Articulating Paper | Articulating Papers are extremely thin and tear resistant and are coated with liquid colors on both sides.
Shiva Products | الهند | India | ME0000001445SFDAA00008 | Temporary Filling Material | T-FILL | ready to use temporary filling material
Adore Medical Private Limited | الهند | India | ME0000001884SFDAA00001 | FINGER COT SPLINT | Finger splint | Finger extension splint
Ascent Meditech Limited | الهند | India | ME0000000909SFDAA00190 | Flamingo Classic Wheelchair | Flamingo Classic Wheelchair | Flamingo Classic Wheelchair | فلامينغو كلاسيك ويلتشير
Siva Inotec Ltd. | الهند | India | ME0000002056SFDAA00006 | Tourni-S | Tourniquests | Single Use Tourniquests strips
Prevest DenPro Limited | الهند | India | ME0000004275SFDAA00075 | Hemostal Gel | Gingival retraction gel | Gel to restrict and stop bleeding and control fluids in the sulcus surrounding the tooth
Shiva Products | الهند | India | ME0000001445SFDAA00009 | Relief Wax | Relief Wax | Orthodontic Relief Wax
Shiva Products | الهند | India | ME0000001445SFDAA00005 | ENDO-L | EDTA Liquid | ready to use water-soluble Ethylene Diamine Tetracetic Acid (17% EDTA) in Liquid form
PARAMOUNT SURGIMED LIMITED | الهند | India | ME0000010585SFDAA00001 | Disposable Adult Incontinence Diaper | Disposable Adult Incontinence Diaper | Disposable Adult Incontinence Diaper
ASCENT MEDITECH LIMITED | الهند | India | ME0000004103SFDAA00003 | Flamingo Anti-Skid Socks | Flamingo Anti-Skid Socks | Flamingo Anti-Skid Socks | انتي سكيد سوكس
Reach Global India Pvt. Ltd. | الهند | India | ME0000002455SFDAA00006 | SURGEON CAP | SURGEON CAP | A cap to cover and hold back the hair during medical procedures.
Reach Global India Pvt. Ltd. | الهند | India | ME0000002463SFDAA00001 | SHOE COVER | SHOE COVER | Protect the user's feet from various hazards.
Reach Global India Pvt. Ltd. | الهند | India | ME0000002469SFDAA00001 | CHEMICAL INDICATOR | CHEMICAL INDICATOR | For detection of end points of titrations.
KRYPTON INDUSTRIES LIMITED | الهند | India | ME0000002614SFDAA00001 | Manual Wheelchair | Manual Wheelchair | Manual Wheelchair | كرسي يدوي متحرك
Reach Global India Pvt. Ltd. | الهند | India | ME0000002467SFDAA00002 | SMS STERILIZATION WRAP SHEET | SMS STERILIZATION WRAP SHEET | For wrapping and sealing surgical instruments to create a microbial barrier.
Kids-e-Dental LLP | الهند | India | ME0000007621SFDAA00003 | e-space maintainer with accessories | Pre-formed space maintainers | a space maintainer is a semi-permanent tooth fixture that keeps enough space open for the adult tooth to grow in
Reach Global India Pvt. Ltd. | الهند | India | ME0000002453SFDAA00002 | BOUFFANT CAP | BOUFFANT CAP | A cap to keep stray hair in and water or other contaminants out.
Reach Global India Pvt. Ltd. | الهند | India | ME0000002462SFDAA00003 | NON-STERILE ISOLATION GOWN | NON-STERILE ISOLATION GOWN | Protects front-line caregivers from fluid penetration and infectious droplets.
Reach Global India Pvt. Ltd. | الهند | India | ME0000002593SFDAA00001 | SMS Pillow Cover | SMS Pillow Cover | Single use pillow cover
Reach Global India Pvt. Ltd. | الهند | India | ME0000002456SFDAA00003 | DENTAL APRON | DENTAL APRON | Provide adequate additional protection against spills and splashes.
Reach Global India Pvt. Ltd. | الهند | India | ME0000002465SFDAA00001 | BOWIE DICK TEST PACK | BOWIE DICK TEST PACK | For testing pre-vacuum cycles that are sterilizing wrapped goods or packs.
Reach Global India Pvt. Ltd. | الهند | India | ME0000002470SFDAA00002 | STERILIZATION REEL | STERILIZATION REEL | Provide protection against contamination of medical devices with bacteria and chemicals.
Kids-e-Dental LLP | الهند | India | ME0000002509SFDAA00002 | Kids-e-Crown | preformed crown | dental crown made from zirconia
ASCENT MEDITECH LIMITED | الهند | India | ME0000004103SFDAA00004 | Flamingo Diabetic Socks | Flamingo Diabetic Socks | Flamingo Diabetic Socks | دايبيتيك سوكس
Reach Global India Pvt. Ltd. | الهند | India | ME0000002468SFDAA00011 | SMS STERILIZATION BED-SHEET | SMS STERILIZATION BED-SHEET | A disposable bed sheet for sterilization.
Reach Global India Pvt. Ltd. | الهند | India | ME0000002633SFDAA00001 | Tyvek Sterilization Reel | Tyvek Sterilization Reel | Sing use sterilization reel
Reach Global India Pvt. Ltd. | الهند | India | ME0000002904SFDAA00222 | STERILIZATION POUCH SELF-SEAL | STERILIZATION POUCH SELF-SEAL | A self-seal sterilization pouch
Microtrack Surgicals | الهند | India | ME0000005397SFDAA00002 | Vision | Angular Cannula | Angular Cannula.
Adore Medical Private Limited, | الهند | India | ME0000003325SFDAA00010 | Adore Dorso Lumbar Brace Tobillera | Body Braces | Body Braces
MARKON LIFECARE PVT. LTD. | الهند | India | ME0000003318SFDAA00006 | MARKON Wheelchair | Manual Wheelchair | Manual Wheelchair
Adore Medical Private Limited, | الهند | India | ME0000003324SFDAA00003 | Adore Contoured LS Support | Body Braces | Body Braces
ASCENT MEDITECH LIMITED | الهند | India | ME0000004103SFDAA00005 | Flamingo Hot pack | Flamingo Hot pack | Flamingo Hot pack | فلامينغو هوت باك
ASCENT MEDITECH LIMITED | الهند | India | ME0000004103SFDAA00008 | Flamingo Hot & Cold Eyes Mask | Flamingo Hot & Cold Eyes Mask | Flamingo Hot & Cold Eyes Mask | فلامينغو هوت اند كولد ايز ماسك
ASCENT MEDITECH LIMITED | الهند | India | ME0000004103SFDAA00009 | Flamingo Cool Eyes | Flamingo Cool Eyes | Flamingo Cool Eyes | فلامينغوكول ايز
ASCENT MEDITECH LIMITED | الهند | India | ME0000004103SFDAA00007 | Flamingo Hot & Cold Pack | Flamingo Hot & Cold Pack | Flamingo Hot & Cold Pack | فلامينغوهوت اند كول باك
ASCENT MEDITECH LIMITED | الهند | India | ME0000004103SFDAA00011 | Flamingo Silicon Stress Ball | Flamingo Silicon Stress Ball | Flamingo Silicon Stress Ball | فلامينغوسيليكون سريس بول
ASCENT MEDITECH LIMITED | الهند | India | ME0000004103SFDAA00006 | Flamingo Cool Pack | Flamingo Cool Pack | Flamingo Cool Pack | فلامينغوكول باك
ASCENT MEDITECH LIMITED | الهند | India | ME0000004103SFDAA00014 | Flamingo FM Radio/Torch/Siren Walking Stick | Flamingo FM Radio/Torch/Siren Walking Stick | Flamingo FM Radio/Torch/Siren Walking Stick | فلامينغو اف ا م راديو / تورش / سايرن ووكينج استيك
ASCENT MEDITECH LIMITED | الهند | India | ME0000004103SFDAA00013 | Flamingo Premium Coccyx Cushion | Flamingo Premium Coccyx Cushion | Flamingo Premium Coccyx Cushion | فلامينغو بريميم كوكبكس كوشين
ASCENT MEDITECH LIMITED | الهند | India | ME0000004103SFDAA00012 | Flamingo Premium Ring Cushion | Flamingo Premium Ring Cushion | Flamingo Premium Ring Cushion | فلامينغو بريميم رينج كوشين
DYNAMIC TECHNO MEDICALS PVT LTD | الهند | India | ME0000010384SFDAA00036 | DYNA KNEE WRAP PREMIUM | KNEE WRAP PREMIUM | Wrap Around Knee Support offers easy application on the knee in sprain, strain, joint effusion, and other musculoskeletal injuries. It has a wrap-around design with open patella which will provide ideal compression and support to the patella bone during movement.
DYNAMIC TECHNO MEDICALS PVT LTD | الهند | India | ME0000010384SFDAA00021 | CLING POST MATERNITY CORSET | POST MATERNITY CORSET 25 | A Post Maternity Corset provides additional support and compression and helps to speed up the process of regaining the mother's pre-delivery shape. Even after a C-section, it is advisable to use a Post Maternity Corset. In this case, the Corset provides support and compression to the incision.
DYNAMIC TECHNO MEDICALS PVT LTD | الهند | India | ME0000010384SFDAA00024 | DYNA HINGED KNEE BRACE WITH PATELA SUPPORT GENU ORTHO | HINGED KNEE BRACE WITH PATELA SUPPORT GENU ORTHO | Hinged knee braces are designed to provide external stabilization the knee joint for patients suffering from mild to moderate strains, sprains or complete ligament tears (ACL/PCL/MCL/LCL). They are intended to provide excellent stability, protection and compression during injury recovery.
DYNAMIC TECHNO MEDICALS PVT LTD | الهند | India | ME0000010384SFDAA00032 | DYNA Surgical Truss | Surgical Truss | a truss is a kind of surgical appliance, particularly one used for hernia patients. A truss provides support for the herniated area, using a pad and belt arrangement to hold it in the correct position, just when it is put on before moving from bed.
DYNAMIC TECHNO MEDICALS PVT LTD | الهند | India | ME0000010384SFDAA00028 | DYNA INNOLIFE BREATHABLE WRIST SPLINT | INNOLIFE BREATHABLE WRIST SPLINT | A wrist brace is a supportive garment worn around the wrist to reinforce and protect it against strains and sprains during strong use, or as a splint to help healing
DYNAMIC TECHNO MEDICALS PVT LTD | الهند | India | ME0000010384SFDAA00020 | DYNA ARM SLING POUCH | ARM SLING POUCH | Pouch Arm Sling holds, supports and immobilizes the sprained, broken or surgically operated arm in the flexion position while it recuperates.
DYNAMIC TECHNO MEDICALS PVT LTD | الهند | India | ME0000010384SFDAA00027 | DYNA INNOLIFE WRIST BRACE | INNOLIFE WRIST BRACE | A wrist brace is a supportive garment worn around the wrist to reinforce and protect it against strains and sprains during strong use, or as a splint to help healing
DYNAMIC TECHNO MEDICALS PVT LTD | الهند | India | ME0000010384SFDAA00018 | SEGO ANKLE SUPPORT | ANKLE SUPPORT | An ankle brace is a garment that is worn around the ankle to protect it or for immobilization while allowing it to heal from sprains and other minor injuries.
DYNAMIC TECHNO MEDICALS PVT LTD | الهند | India | ME0000010384SFDAA00019 | SEGO ELBOW SUPPORT | ELBOW SUPPORT | The elbow support is helpful for patients suffering from elbow injuries. It is designed to provide compression effect, which aids in healing process. The brace is worn over the elbow and covers parts of the bicep and forearm.
DYNAMIC TECHNO MEDICALS PVT LTD | الهند | India | ME0000010384SFDAA00025 | DYNA INNOLIFE HINGED KNEE BRACE OPEN PATELLA | INNOLIFE HINGED KNEE BRACE OPEN PATELLA | Hinged knee braces are designed to provide external stabilization the knee joint for patients suffering from mild to moderate strains, sprains or complete ligament tears (ACL/PCL/MCL/LCL). They are intended to provide excellent stability, protection and compression during injury recovery.
DYNAMIC TECHNO MEDICALS PVT LTD | الهند | India | ME0000010384SFDAA00029 | DYNA KNEE BRACE MEDIO LATERAL STABILISER GENU ML | KNEE BRACE MEDIO LATERAL STABILISER GENU ML | The knee stabilizer brace is designed for those who have had a stroke, weakness or nerve damage that requires stabilization of the knee and patella
HIAKAN International | الهند | India | ME0000004344SFDAA00005 | Knee Immobilizer | Knee Immobilizer For Knee Support | Knee Immobilizer with Stays inside
DYNAMIC TECHNO MEDICALS PVT LTD | الهند | India | ME0000010384SFDAA00033 | SEGO Elastic Abdominal Corset 4 Panel | Elastic Abdominal Corset 4 Panel | Elastic Abdominal Belt with four panel design helps to provide adequate compression and support to the abdominal region post-surgery/delivery.
DYNAMIC TECHNO MEDICALS PVT LTD | الهند | India | ME0000010384SFDAA00023 | DYNA CERVICAL COLLAR WRAP AROUND | CERVICAL COLLAR WRAP AROUND | A neck collar, also known as a neck brace or cervical collar, is an instrument used to support the neck and spine and limit head movement after an injury. Its purpose is to prevent you from moving your head and neck until the injury is healed.
DYNAMIC TECHNO MEDICALS PVT LTD | الهند | India | ME0000010384SFDAA00031 | DYNA SHOULDER ABDUCTION BRACE | SHOULDER ABDUCTION BRACE | Dyna Shoulder Abduction Splint is ideal for functional treatment of post-operative and post-traumatic conditions of shoulder or arm. It is designed to provide abduction of 30, 60 & 90 degrees. Features: Soft and breathable support pad which can be worn on both sides of the body.
DYNAMIC TECHNO MEDICALS PVT LTD | الهند | India | ME0000010384SFDAA00035 | OLYMPIAN KNEE SUPPORT | KNEE SUPPORT | gives support and protection to the knee from injuries during sports. Suitable for arthritis and chronic degenerative joint disease.
DYNAMIC TECHNO MEDICALS PVT LTD | الهند | India | ME0000010384SFDAA00034 | TOP PHIL CERVICAL IMMOBILISER | CERVICAL IMMOBILISER | TopPhil Cervical Immobiliser (also called a Philadelphia collar) is used to keep the head and neck in the correct position after a spinal cord injury (SCI). This gives the injured spinal column and the ligaments time to heal. It also help support the neck muscles.
DYNAMIC TECHNO MEDICALS PVT LTD | الهند | India | ME0000010384SFDAA00030 | DYNA KNEE CAP | KNEE CAP | Provides effective support and compression to knee by use of four-way stretchable tubular fabric.
DYNAMIC TECHNO MEDICALS PVT LTD | الهند | India | ME0000010384SFDAA00026 | DYNA INNOLIFE TENNIS ELBOW BRACE | INNOLIFE TENNIS ELBOW BRACE | A tennis elbow brace or strap applies pressure to the muscles of the forearm, reducing pressure on the injured tendon in the elbow. You can use the brace or strap while working or playing sports
DYNAMIC TECHNO MEDICALS PVT LTD | الهند | India | ME0000010384SFDAA00022 | 3D ELBOW BRACE | DYNA 3D ELBOW BRACE | Elbow brace designed to allow for a fixed elbow position or protected ROM for elbow injuries or post-surgical management
ALIZA HEALTHCARE PRIVATE LIMITED | الهند | India | ME0000001781SFDAA00002 | Medical Examination Couch | Medical Examination Couch | Intended for examining patients in medical facilities
ASCENT MEDITECH LIMITED | الهند | India | ME0000004103SFDAA00010 | Flamingo Gel Exercise Ball | Flamingo Gel Exercise Ball | Flamingo Gel Exercise Ball | فلامينغو جل كسيرسيزبول
Vision Rx Lab L.L.C | الهند | India | ME0000007383SFDAA00001 | BLUEMAX | Nova Fino 1.56 ASP Blumax | NOVA BLUMAX - FSV Nova Fino 1.56 ASP Blumax | عدسات طبية بلو ماكس
RGI Meditech Pvt Ltd | الهند | India | ME0000005226SFDAA00059 | ROMSONS | MATTEY UNDERPADS (60X90 cm) | Romsons Mattey underpads are best for adult people. These adult underpads absorb wetness quickly and lock it away. It keeps the user dry and comfortable all day long. These diapers are easy to dispose of. These underpads are manufactured from superior quality fabric and the best quality material. These underpads include a spun bound, non-woven top sheet that facilitates allowing the fluid to pass through quickly to the core. The underpad is thermally compressed and comes with self-releasing silicon adhesive on four corners for secure placement with the surface. | حفاضات للكبار
RGI Meditech Pvt Ltd | الهند | India | ME0000005226SFDAA00056 | ROMSONS | DIGNITY - Premium PULL UPS (M/L/XL) | The Adult Diaper has a Full Fluffed Mat for Better Comfort & Protection. Its Targeted Absorption System Improves Odour Control. It is recommended to change the diaper daily to prevent diaper rash. Adult Diapers are Meant for All-Day Protection from Incontinence in Both Men & Women. The Adult Diapers are Disposable Absorbent Diapers used for Bladder Weakness. Also Used for Post Operative & Post Pregnancy Care, or Patients Suffering from Burns & Trauma, or for Unconscious Patients | حفاضات الكبار قسط (M / L / XL)
RGI Meditech Pvt Ltd | الهند | India | ME0000005226SFDAA00055 | ROMSONS | DIGNITY - Premium Adult Diapers M/L/XL | Adult Diapers are the perfect solution to the problem of incontinence.The external back sheet is made of soft, waterproof polyethylene which prevents the liquids from leaking out of the diaper. Non-woven main top sheet is the top surface that is in contact with the skin. The Absorbent core is made of pure fluff pulp & “SAP” (Super absorbent polymer). It helps improve capacity for better retention, allowing the product to be thinner with improved performance and less usage of fluff pulp. Coated with a special blue color “ADL” (Acquisition & Distribution Layer), which is a sub layer used between the top sheet and the absorbent core. This sub layer quickly moves liquids into the absorbent core and reduces potential leakage. | حفاضات للكبار
TYNOR ORTHOTICS (P) LTD | الهند | India | ME0000003715SFDAA00003 | Breast prothesis - Breast prothesis featherlite - Mastectomy Bra | breast prothesis | Tynor Breast Prosthesis is an artificial breast that gives the appearance, feel, touch, weight and softness of a real breast. It looks realistic and feels more natural as compared to other available products. It Counters the weight of other breast which helps in balancing the two sides to keep the shoulders even and straighten the posture. Specially designed bra’s with pockets are used to hold the breast in its position
DYNAMIC TECHNO MEDICALS PVT LTD | الهند | India | ME0000010384SFDAA00017 | SEGO KNEE SUPPORT PLAIN | KNEE SUPPORT PLAIN | A knee brace can take pressure off the part of your joint most affected by osteoarthritis and help relieve pain
DENTSPLY Caulk | الولايات المتحدة الامريكية | United States | ME0000001657SFDAA00011 | Prisma Gloss Composite Polishing Paste system | N/A | Dental finishing and polishing material.
Deerfield Imaging, Inc. | الولايات المتحدة الامريكية | United States | ME0000003611SFDAA00001 | ORT 400 (TruSystem 7500 MR) Table and accessories | TABLE, OPERATING-ROOM, ELECTRICAL | TABLE, OPERATING-ROOM, ELECTRICAL
Innovative Medical Products, Inc. | الولايات المتحدة الامريكية | United States | ME0000005418SFDAA00001 | IMP DEMAYI LEG WRAP | Arthroscopic knee or leg holder. | Reusable Operating Table Pad
Innovative Medical Products, Inc. | الولايات المتحدة الامريكية | United States | ME0000005418SFDAA00002 | IMP OR TABLE ARM PADS | OR Table Pads | OR Table Pads
Stryker Instruments | الولايات المتحدة الامريكية | United States | ME0000003208SFDAA00387 | System 6™ | Small Aseptic Battery Kit | Non-sterile Batteries REF are used to power certain Stryker handpieces.
Stryker Instruments | الولايات المتحدة الامريكية | United States | ME0000003208SFDAA00385 | TPS™ | Footswitch | The TPS Footswitch is intended for use with the Total Performance System (TPS) and may also be used with the Consolidated Operating Room Equipment (CORE™) System. The footswitch is attached to the console and allows alternate operation of the handpiece.
Stryker Instruments | الولايات المتحدة الامريكية | United States | ME0000003208SFDAA00386 | System 6™ | Aseptic Battery Kit | The Stryker Non-sterile Battery is used to power Stryker System 6 handpieces. DO NOT sterilize these batteries. After a Non-sterile Battery is charged, it is placed in a sterilized Aseptic Housing using a Transfer Shield. The housing containing the battery is then installed into a Stryker handpiece.
Ocutech, Inc. | الولايات المتحدة الامريكية | United States | ME0000000154SFDAA00018 | Ocutech | Bioptic telescope for low vision | Bioptic telescopes are like miniature binoculars that help the visually impaired see more clearly.
Parker Laboratories Inc | الولايات المتحدة الامريكية | United States | ME0000007893SFDAA00004 | Aquasonic 100 Ultrasound Transmission Gel | Ultrasound Transmission Gel | Aquasonic 100 Ultrasound Transmission Gel is non-sterile, water-soluble and non-staining gels intended for external use only and are used with all commercially available ultrasound devices.
Parker Laboratories Inc | الولايات المتحدة الامريكية | United States | ME0000007893SFDAA00005 | Aquasonic Clear Ultrasound Gel | Ultrasound Transmission Gel | Aquasonic Clear Ultrasound Gel is non-sterile, water-soluble and non-staining gels intended for external use only and are used with all commercially available ultrasound devices.
Parker Laboratories Inc | الولايات المتحدة الامريكية | United States | ME0000007893SFDAA00006 | Scan Ultrasound Gel | Ultrasound Transmission Gel | SCAN Ultrasound Gel is a non-sterile, water-soluble and non-staining gel intended for external use only and used with all commercially available ultrasound devices.
Parker Laboratories Inc | الولايات المتحدة الامريكية | United States | ME0000007893SFDAA00007 | Aquagel Lubricating Gel | Lubricating Gel | AQUAGEL is a clear, water soluble, non-sterile, non-irritating lubricant. Aquagel is bacteriostatic
Parker Laboratories Inc | الولايات المتحدة الامريكية | United States | ME0000007893SFDAA00008 | Polysonic Ultrasound Lotion | Ultrasound Transmission Lotion | Polysonic Ultrasound Lotion is non-sterile, water-soluble and non-staining lotions intended for external use only and is used with all commercially available ultrasound devices.
Parker Laboratories Inc | الولايات المتحدة الامريكية | United States | ME0000007893SFDAA00009 | Signagel Electrode Gel | Electromedical Conductive Gel | Signagel Electrode Gel is a non-sterile, multipurpose, electrically conductive, water-soluble, non-staining, non-gritty electrode gel. It is bacteriostatic
Parker Laboratories Inc | الولايات المتحدة الامريكية | United States | ME0000007893SFDAA00010 | Spectra 360 Electrode Gel | Electromedical Conductive Gel | Spectra 360 Electrode Gel is a non-sterile, salt-free, chloride free electrically conductive gel. It is non-irritating and bacteriostatic. Spectra 360’s non-gritty formula allows for prolonged use without reapplication. Spectra 360’s salt-free characteristics make it particularly suitable for long-term applications. Spectra 360 works by wetting the skin, thereby reducing skin resistance.
Parker Laboratories Inc | الولايات المتحدة الامريكية | United States | ME0000007893SFDAA00011 | Tensive Conductive Adhesive Gel | Electromedical Conductive Gel | Tensive Conductive Adhesive Gel is a non-sterile, non-flammable, odorless conductive adhesive gel. It is bacteriostatic.
Parker Laboratories Inc | الولايات المتحدة الامريكية | United States | ME0000007893SFDAA00013 | Scan® Ultrasound Gel | Ultrasound Transmission Gel | SCAN Ultrasound Gel is a non-sterile, water-soluble and non-staining gel intended for external use only and used with all commercially available ultrasound devices.
Parker Laboratories Inc | الولايات المتحدة الامريكية | United States | ME0000007893SFDAA00014 | Aquagel® Lubricating Gel | Lubricating Gel | AQUAGEL is a clear, water soluble, non-sterile, non-irritating lubricant. Aquagel is bacteriostatic
Parker Laboratories Inc | الولايات المتحدة الامريكية | United States | ME0000007893SFDAA00015 | Polysonic® Ultrasound Lotion | Ultrasound Transmission Lotion | Polysonic Ultrasound Lotion is non-sterile, water-soluble and non-staining lotions intended for external use only and is used with all commercially available ultrasound devices.
Parker Laboratories Inc | الولايات المتحدة الامريكية | United States | ME0000007893SFDAA00016 | Spectra® 360 Electrode Gel | Electromedical Conductive Gel | Spectra 360 Electrode Gel is a non-sterile, salt-free, chloride free electrically conductive gel. It is non-irritating and bacteriostatic. Spectra 360’s non-gritty formula allows for prolonged use without reapplication. Spectra 360’s salt-free characteristics make it particularly suitable for long-term applications. Spectra 360 works by wetting the skin, thereby reducing skin resistance.
Parker Laboratories Inc | الولايات المتحدة الامريكية | United States | ME0000007893SFDAA00017 | Tensive® Conductive Adhesive Gel | Electromedical Conductive Gel | Tensive Conductive Adhesive Gel is a non-sterile, non-flammable, odorless conductive adhesive gel. It is bacteriostatic.
Parker Laboratories Inc | الولايات المتحدة الامريكية | United States | ME0000007893SFDAA00018 | Aquasonic® 100 Ultrasound Transmission Gel | Ultrasound Transmission Gel | Aquasonic 100 Ultrasound Transmission Gel is non-sterile, water-soluble and non-staining gels intended for external use only and are used with all commercially available ultrasound devices.
Parker Laboratories Inc | الولايات المتحدة الامريكية | United States | ME0000007893SFDAA00019 | Aquasonic® Clear Ultrasound Gel | Ultrasound Transmission Gel | Aquasonic Clear Ultrasound Gel is non-sterile, water-soluble and non-staining gels intended for external use only and are used with all commercially available ultrasound devices.
Parker Laboratories Inc | الولايات المتحدة الامريكية | United States | ME0000007893SFDAA00020 | Signagel ®Electrode Gel | Electromedical Conductive Gel | Signagel Electrode Gel is a non-sterile, multipurpose, electrically conductive, water-soluble, non-staining, non-gritty electrode gel. It is bacteriostatic
Parker Laboratories Inc | الولايات المتحدة الامريكية | United States | ME0000007893SFDAA00021 | Eclipse® Probe Cover | Ultrasound Transducer Cover | The probe covers are pre-filled inside with Aquasonic® 100 Ultrasound Transmission Gel. Eclipse Probe Covers are non-irritating, non-sensitizing and are not made with natural rubber latex.
ROHO Inc. | الولايات المتحدة الامريكية | United States | ME0000008550SFDAA00021 | HCARD, ROHO MATTRESS SYSTEM CUSTOM | HCARD, ROHO MATTRESS SYSTEM CUSTOM | Mattress Overlay System
ROHO Inc. | الولايات المتحدة الامريكية | United States | ME0000008550SFDAA00022 | QUAD SELECT | QUAD SELECT | Wheelchair Cushion
ROHO Inc. | الولايات المتحدة الامريكية | United States | ME0000008550SFDAA00023 | 1RCUSH | 1RCUSH | Wheelchair Cushion
ROHO Inc. | الولايات المتحدة الامريكية | United States | ME0000008550SFDAA00024 | AGILITY MIN | AGILITY MIN | Agility Back System
ROHO Inc. | الولايات المتحدة الامريكية | United States | ME0000008550SFDAA00025 | AGILITY MAX | AGILITY MAX | Agility Back System
ROHO Inc. | الولايات المتحدة الامريكية | United States | ME0000008550SFDAA00026 | AIRLITE CUSH | AIRLITE CUSH | Wheelchair Cushion
ROHO Inc. | الولايات المتحدة الامريكية | United States | ME0000008550SFDAA00027 | AGILITY MID | AGILITY MID | Agility Back System
ROHO Inc. | الولايات المتحدة الامريكية | United States | ME0000008550SFDAA00028 | SMART CHECK DEVICE | SMART CHECK DEVICE | Cushion Feedback System
Medtronic Sofamor Danek USA Inc. | الولايات المتحدة الامريكية | United States | ME0000000280SFDAA00243 | CD Horizon Solera 5.5/6.0 lg rod tray | Cases and Trays | CD Horizon Solera 5.5/6.0 lg rod tray
Medtronic Sofamor Danek USA Inc. | الولايات المتحدة الامريكية | United States | ME0000000280SFDAA00249 | 5.5/6.0 ROD PUSHER | General Instruments | 5.5/6.0 ROD PUSHER
Medtronic Sofamor Danek USA Inc. | الولايات المتحدة الامريكية | United States | ME0000000280SFDAA00246 | 5.5/6.0 CLOSED COUNTER-TORQUE | General Instruments | 5.5/6.0 CLOSED COUNTER-TORQUE
Medtronic Sofamor Danek USA Inc. | الولايات المتحدة الامريكية | United States | ME0000000280SFDAA00248 | HINGED TRANSLATOR FOR 5.5/6.0 | General Instruments | HINGED TRANSLATOR FOR 5.5/6.0 RIGHT
Medtronic Sofamor Danek USA Inc. | الولايات المتحدة الامريكية | United States | ME0000000280SFDAA00248 | HINGED TRANSLATOR FOR 5.5/6.0 | General Instruments | HINGED TRANSLATOR FOR 5.5/6.0 RIGHT
Medtronic Sofamor Danek USA Inc. | الولايات المتحدة الامريكية | United States | ME0000000280SFDAA00242 | CDHS EU 5/6 Std Instrument Tray | Cases and Trays | CDHS EU 5/6 Std Instrument Tray
Medtronic Sofamor Danek USA Inc. | الولايات المتحدة الامريكية | United States | ME0000000280SFDAA00247 | COMPRESSOR PLIER 5.5/6.0 | General Instruments | COMPRESSOR PLIER 5.5/6.0
Medtronic Sofamor Danek USA Inc. | الولايات المتحدة الامريكية | United States | ME0000000280SFDAA00256 | TRAD STRAIGHT IMPLANT HOLDER | General Instruments | TRAD STRAIGHT IMPLANT HOLDER
Medtronic Sofamor Danek USA Inc. | الولايات المتحدة الامريكية | United States | ME0000000280SFDAA00255 | TRAD LATERAL IMPLANT HOLDER | General Instruments | TRAD LATERAL IMPLANT HOLDER
Medtronic Sofamor Danek USA Inc. | الولايات المتحدة الامريكية | United States | ME0000000280SFDAA00258 | PEDICLE FINDER | General Instruments | PEDICLE FINDER
Cook Incorporated | الولايات المتحدة الامريكية | United States | ME0000006512SFDAA00383 | Flexipet® Adjustable Handle Set | Flexipet® Adjustable Handle Set | Flexipet® Adjustable Handle Set
Howmedica Osteonics Corp. | الولايات المتحدة الامريكية | United States | ME0000005423SFDAA00346 | RESTORATION ® MODULAR PROXIMAL CONE REAMERS TRAY (19mm - 31mm) | Reusable instrument tray | Reusable instrument tray
Howmedica Osteonics Corp. | الولايات المتحدة الامريكية | United States | ME0000005423SFDAA00342 | Modular Rotating Hinge Knee IM Reamer Depth Stop Offet Femur Stem 155mm | Reusable orthopaedic prosthesis implantation instrument | Reusable orthopaedic prosthesis implantation instrument
Howmedica Osteonics Corp. | الولايات المتحدة الامريكية | United States | ME0000005423SFDAA00344 | RESTORATION ® MODULAR CONICAL DISTAL REAMERS TRAY #1 (13mm-20mm) | Reusable instrument tray | Reusable instrument tray
Howmedica Osteonics Corp. | الولايات المتحدة الامريكية | United States | ME0000005423SFDAA00348 | RESTORATION ® MODULAR FINISHING INSTRUMENTS TRAY #2 | Reusable instrument tray | Reusable instrument tray
St. Jude Medical Inc. | الولايات المتحدة الامريكية | United States | ME0000001187SFDAA00002 | Transducer Cable | Transducer Cable | Transducer Cable
Howmedica Osteonics Corp. | الولايات المتحدة الامريكية | United States | ME0000005423SFDAA00343 | Restoration® Modular Starting Instruments Tray | Reusable instrument tray | Reusable instrument tray
Howmedica Osteonics Corp. | الولايات المتحدة الامريكية | United States | ME0000005423SFDAA00347 | RESTORATION ® MODULAR FINISHING INSTRUMENTS TRAY #1 (HEAD TRIALS) | Reusable instrument tray | Reusable instrument tray
Howmedica Osteonics Corp. | الولايات المتحدة الامريكية | United States | ME0000005423SFDAA00345 | RESTORATION ® MODULAR CONE BODY TRIALS TRAY #1 (19mm - 25mm) | Reusable instrument tray | Reusable instrument tray
Stryker Instruments | الولايات المتحدة الامريكية | United States | ME0000003208SFDAA00389 | 1/4" LOCKING KEYLESS CHUCK | 1/4" LOCKING KEYLESS CHUCK | A device designed to grip a cutting tool (normally a drill bit or other rotational cutting tool) using three adjustable jaws that are geared to be manually closed concentrically upon the cutting tool. It is attached (locked) to a surgical drilling machine which is usually powered , but may be manual. A special key is often used to close and tighten the jaws. Commonly known as a Jacobs chuck, it is typically made of high-grade stainless steel to resist the corrosive effects of sterilization processes. This is a reusable device.
Stryker Endoscopy | الولايات المتحدة الامريكية | United States | ME0000005467SFDAA00307 | Conquest Series™ | Claw Rongeur | Manual instruments are intended for arthroscopic surgical use to cut, resect and grab meniscus and tissue.
Stryker Endoscopy | الولايات المتحدة الامريكية | United States | ME0000005467SFDAA00298 | 1288 HD | Camera Control Unit with Fiber Output | The Stryker Endoscopy 1288 HD Medical Video Camera is a high-definition camera used to capture still and video images of endoscopic surgical applications.
Stryker Endoscopy | الولايات المتحدة الامريكية | United States | ME0000005467SFDAA00302 | 1688 4K | Camera Head, Integrated Coupler, with Advanced Imaging Modality | The 1688 4K Camera System with Advanced Imaging Modality (or “1688 Video Camera”) is an endoscopic camera system that is used to produce live video in the surgical field during surgical endoscopic procedures. The system is sensitive in the visible and infrared spectrum. The optical image is transferred from the surgical site to the camera head by a variety of rigid and flexible scopes, which are attached to the camera head. The system consists of a camera console and a camera head with an integral cable that connects to the console.
Medtronic Powered Surgical Solutions | الولايات المتحدة الامريكية | United States | ME0000003850SFDAA00001 | MIDAS REX™ Bone Mill | Bone Mill | Midas Rex™ Electric Bone Mill
Covidien llc | الولايات المتحدة الامريكية | United States | ME0000001197SFDAA00001 | TruClear | Instrument Tray | Sterilization tray
Medtronic Sofamor Danek USA Inc. | الولايات المتحدة الامريكية | United States | ME0000000280SFDAA00250 | FAS LOCK SLEEVE SCREWDRIVER, 5.5/6.0 | General Instruments | FAS LOCK SLEEVE SCREWDRIVER, 5.5/6.0
Medtronic Sofamor Danek USA Inc. | الولايات المتحدة الامريكية | United States | ME0000000280SFDAA00257 | LAMINER ELEVATOR | General Instruments | NARROW LAMINER ELEVATOR WIDE LAMINAR ELEVATOR
Medtronic Sofamor Danek USA Inc. | الولايات المتحدة الامريكية | United States | ME0000000280SFDAA00254 | CDHS 5.5/6.0 Set Screw Caddy Lid | Cases and Trays | CDHS 5.5/6.0 Set Screw Caddy Lid
Medtronic Sofamor Danek USA Inc. | الولايات المتحدة الامريكية | United States | ME0000000280SFDAA00252 | CDHL DEGEN INST TRAY 3 | Cases and Trays | CDHL DEGEN INST TRAY 3
Medtronic Sofamor Danek USA Inc. | الولايات المتحدة الامريكية | United States | ME0000000280SFDAA00252 | CDHL DEGEN INST TRAY 3 | Cases and Trays | CDHL DEGEN INST TRAY 3
Dentsply LLC, Professional Division, Trading as Dentsply Rinn | الولايات المتحدة الامريكية | United States | ME0000000500SFDAA00002 | Snap-A-Ray® Xtra Film & Phosphor Plate Holder, 3-Pack | Film/Sensor Holding Instrument | Film/Sensor Holding Instrument
Freudenberg Medical LLC | الولايات المتحدة الامريكية | United States | ME0000009158SFDAA00001 | Shower Guard | Laryngeal Protective Cover for showering | The Shower Guard is designed to shield the tracheostoma when showering and washing your hair, it will permit you to breathe freely while preventing the shower spray and water that runs down the neck from entering the tracheostoma | جهاز واقي الاستحمام لحماية الفغرة الرغامية أثناء الاستحمام وغسل الشعر. سيسمح لك بالتنفس بحرية مع منع رذاذ الاستحمام والماء المنساب على الرقبة من دخول الفغرة الرغامية.
Medtronic Navigation, Inc. | الولايات المتحدة الامريكية | United States | ME0000000301SFDAA00278 | Main Cart Stealth S8 EM ENT | Navigational Platforms, Platform Accessories and Interface Devices | Navigational Platforms, Platform Accessories and Interface Devices
Medtronic Navigation, Inc. | الولايات المتحدة الامريكية | United States | ME0000000301SFDAA00278 | Main Cart Stealth S8 EM ENT | Navigational Platforms, Platform Accessories and Interface Devices | Navigational Platforms, Platform Accessories and Interface Devices
Stryker Endoscopy | الولايات المتحدة الامريكية | United States | ME0000005467SFDAA00209 | Precision LED Light Source | LED Light Source | The Stryker Precision LED Light Source is indicated for use to illuminate the site of surgery during minimally invasive surgical procedures in arthroscopy (orthopedic surgery), laparoscopy (general and gynecological surgery) and in endoscopy (general, gastroenterological and ENT surgery). The light is transmitted from the source through an optical cable and a scope.
CONMED CORPORATION | الولايات المتحدة الامريكية | United States | ME0000005736SFDAA00221 | Huggables Adult ECG Electrodes | ECG Electrodes | ECG Electrodes
Stryker Endoscopy | الولايات المتحدة الامريكية | United States | ME0000005467SFDAA00215 | Sterilization tray for autoclavable arthroscopes | Endoscopic hardware | Sterilization trays are plastic and/or metal containers used to hold and protect surgical devices during the sterilization process. They consist of an interlocking tray and lid, which are both perforated to allow the passage of sterilizing agent from outside the tray to the devices placed inside.
Stryker Endoscopy | الولايات المتحدة الامريكية | United States | ME0000005467SFDAA00216 | Digital color printer | SDP1000 Digital Color Printer | The Stryker Printer is a medical accessory, that when used with the SDC systems, is intended to be used to record operative procedures.
Stryker Endoscopy | الولايات المتحدة الامريكية | United States | ME0000005467SFDAA00218 | 1488 HD Coupler, C-Mount | 1488 C-Mount and Ideal Eyes Zoom Coupler | C-mount couplers are indicated for use in surgical procedures where a Stryker endoscopic camera and endoscope are used.
Stryker Endoscopy | الولايات المتحدة الامريكية | United States | ME0000005467SFDAA00219 | AIM Coupler, C-Mount | 1588 AIM Camera System | The coupler is indicated for use in minimally invasive surgical procedures where an endoscope and a Stryker endoscopic camera are used.
Stryker Endoscopy | الولايات المتحدة الامريكية | United States | ME0000005467SFDAA00221 | 1588 AIM Camera Control Unit | 1588 AIM Camera System | The Stryker 1588 AIM (Advanced Imaging Modality) Video Camera with Infrared Compatibility is indicated for use in general laparoscopy, nasopharyngoscopy, ear endoscopy, sinuscopy, and plastic surgery wherever a laparoscope/ endoscope/arthroscope is indicated for use.
Stryker Endoscopy | الولايات المتحدة الامريكية | United States | ME0000005467SFDAA00222 | 1588 AIM Camera Head, C-Mount | 1588 AIM Camera System | The Stryker 1588 AIM (Advanced Imaging Modality) Video Camera with Infrared Compatibility is indicated for use in general laparoscopy, nasopharyngoscopy, ear endoscopy, sinuscopy, and plastic surgery wherever a laparoscope/ endoscope/arthroscope is indicated for use.
Natus Neurology Incorporated | الولايات المتحدة الامريكية | United States | ME0000002933SFDAA00028 | Holder for Disposable Concentric Needle Electrode | Holder for Disposable Concentric Needle Electrode | Cable holder is intended for use with disposable concentric needles.
St. Jude Medical, Inc. | الولايات المتحدة الامريكية | United States | ME0000001068SFDAA00016 | ECG/AO Cable kit | ECG/AO Cable kit | ECG/AO Cable kit
St. Jude Medical, Inc. | الولايات المتحدة الامريكية | United States | ME0000001068SFDAA00017 | AUX OUT Cable | AUX OUT Cable | AUX OUT Cable
St. Jude Medical, Inc. | الولايات المتحدة الامريكية | United States | ME0000001068SFDAA00018 | Adapter Cable | Adapter Cable | Adapter Cable.
St. Jude Medical, Inc. | الولايات المتحدة الامريكية | United States | ME0000001068SFDAA00019 | Monitor Cable | Monitor Cable | Monitor Cable
CONMED CORPORATION | الولايات المتحدة الامريكية | United States | ME0000005736SFDAA00223 | Cleartrace Adult ECG Electrodes | ECG Electrodes | ECG Electrodes
Image Stream Medical | الولايات المتحدة الامريكية | United States | ME0000007742SFDAA00002 | nCare, Rec, Dual, Dir SDI & ELA, EU | nCare, Rec, Single, Dir SDI, EU | an electromagnetic environment in which radiated RF disturbances are controlled
CONMED CORPORATION | الولايات المتحدة الامريكية | United States | ME0000005736SFDAA00218 | ConMed Bite Block | Accessories for Endoscopy | ConMed Bite Block
CONMED CORPORATION | الولايات المتحدة الامريكية | United States | ME0000005736SFDAA00220 | Dynatrace Adult ECG Electrodes | ECG Electrodes | ECG Electrodes
3M Unitek Corporation dba 3M Unitek Orthodontic Products | الولايات المتحدة الامريكية | United States | ME0000009305SFDAA00034 | Ortholux™ Luminous Curing Light | Ortholux™ Luminous Curing Light | High performance light source for intraoral polymerization of orthodontic adhesives
Medtronic Sofamor Danek USA Inc. | الولايات المتحدة الامريكية | United States | ME0000000280SFDAA00251 | DEGEN OUTER INSTRUMENT CASE | Cases and Trays | DEGEN OUTER INSTRUMENT CASE
Medtronic Sofamor Danek USA Inc. | الولايات المتحدة الامريكية | United States | ME0000000280SFDAA00253 | CDHS 5.5/6.0 Set Screw Caddy | Cases and Trays | CDHS 5.5/6.0 Set Screw Caddy
Medtronic Sofamor Danek USA Inc. | الولايات المتحدة الامريكية | United States | ME0000000280SFDAA00259 | HOOK PUSHER | General Instruments | HOOK PUSHER FOR DUAL PURPOSE HOOK PUSHER FOR IMPLANT HOLDER
Otto Bock HealthCare LP | الولايات المتحدة الامريكية | United States | ME0000006164SFDAA00001 | Trias | Trias | Prosthetic Foot
Otto Bock HealthCare LP | الولايات المتحدة الامريكية | United States | ME0000006164SFDAA00002 | Triton | Triton | Prosthetic Feet
Orthomerica Products, Inc. | الولايات المتحدة الامريكية | United States | ME0000002340SFDAA00001 | PEDIATRIC ADJUSTABLE HIP | PEDIATRIC ADJUSTABLE HIP | Abduction Splint
Medtronic Sofamor Danek USA Inc. | الولايات المتحدة الامريكية | United States | ME0000000280SFDAA00251 | DEGEN OUTER INSTRUMENT CASE | Cases and Trays | DEGEN OUTER INSTRUMENT CASE
Medtronic Sofamor Danek USA Inc. | الولايات المتحدة الامريكية | United States | ME0000000280SFDAA00253 | CDHS 5.5/6.0 Set Screw Caddy | Cases and Trays | CDHS 5.5/6.0 Set Screw Caddy
Respironics California, LLC | الولايات المتحدة الامريكية | United States | ME0000003257SFDAA00004 | V60 STAND | Stand | It is stand for V60
ConMed Corporation | الولايات المتحدة الامريكية | United States | ME0000008643SFDAA00001 | ConMed Reusable Cleaning Brush | Accessories for Endoscopy | 6mm Gastro/Duodeno/Colonosocpe
CONMED CORPORATION | الولايات المتحدة الامريكية | United States | ME0000005736SFDAA00224 | Suretrace Adult ECG Electrodes | ECG Electrodes | ECG Electrodes
Medtronic Navigation, Inc. | الولايات المتحدة الامريكية | United States | ME0000000301SFDAA00277 | MAIN CART 9735667 STEALTH S8 PLUS | StealthStation™ System | MAIN CART 9735667 STEALTH S8 PLUS
Medtronic Sofamor Danek USA Inc. | الولايات المتحدة الامريكية | United States | ME0000000280SFDAA00245 | 5.5/6.0 SCREWDRIVER LOCK SLEEVE | General Instruments | 5.5/6.0 SCREWDRIVER LOCK SLEEVE
Medtronic Sofamor Danek USA Inc. | الولايات المتحدة الامريكية | United States | ME0000000280SFDAA00261 | PROVISIONAL DRVR 6.35 HEX | General Instruments | PROVISIONAL DRVR 6.35 HEX
Medtronic Sofamor Danek USA Inc. | الولايات المتحدة الامريكية | United States | ME0000000280SFDAA00260 | BALL ENDED REMOVAL T-25 | General Instruments | BALL ENDED REMOVAL T-25
Medtronic Xomed, Inc. | الولايات المتحدة الامريكية | United States | ME0000008865SFDAA00001 | Skeeter Ultra-Lite Sterilization Case | Sterilization Case | The reusable tray has a base and lid and is designed for use with specific devices, listed below. Some trays include mats and device holders
Respironics California, LLC | الولايات المتحدة الامريكية | United States | ME0000003257SFDAA00004 | V60 STAND | Stand | It is stand for V60
Covidien llc | الولايات المتحدة الامريكية | United States | ME0000001197SFDAA00005 | Kendall | Single use electrocardiograph Electrodes | Single use electrocardiograph Electrodes
Stryker Endoscopy | الولايات المتحدة الامريكية | United States | ME0000005467SFDAA00308 | Conquest Series™ | Hook Scissors, Straight | Manual instruments are intended for arthroscopic surgical use to cut, resect and grab meniscus and tissue.
Stryker Endoscopy | الولايات المتحدة الامريكية | United States | ME0000005467SFDAA00322 | Conquest Series™ Rotary Punch - 90˚ Right | Conquest Series™ Rotary Punch - 90˚ Right | Manual instruments are intended for arthroscopic surgical use to cut, resect and grab meniscus and tissue.
Stryker Endoscopy | الولايات المتحدة الامريكية | United States | ME0000005467SFDAA00299 | 1288 HD | Camera Head, C-Mount | The Stryker Endoscopy 1288 HD Medical Video Camera is a high-definition camera used to capture still and video images of endoscopic surgical applications.
Stryker Endoscopy | الولايات المتحدة الامريكية | United States | ME0000005467SFDAA00320 | Conquest Series™ | Tissue Grasper | Manual instruments are intended for arthroscopic surgical use to cut, resect and grab meniscus and tissue.
Stryker Endoscopy | الولايات المتحدة الامريكية | United States | ME0000005467SFDAA00297 | 4K Coupler, C-Mount, with Advanced Imaging Modality | 4K Coupler, C-Mount, with Advanced Imaging Modality | The Stryker 4K Coupler, C-Mount, with Advanced Imaging Modality (or “4K Coupler”) is used to attach endoscopes to Stryker surgical camera heads that do not have an integrated coupler. The coupler facilitates the easy exchange of different-sized endoscopes during a surgical procedure and allows users to focus the image captured through the endoscope.
Stryker Endoscopy | الولايات المتحدة الامريكية | United States | ME0000005467SFDAA00321 | Trocar for 5.8mm Cannula, Speed-Lock™ | Trocar for 5.8mm Cannula, Speed-Lock™ | Arthroscopic Hardware consists of manual arthroscopic instruments intended for use in surgical procedures within a joint.
Stryker Endoscopy | الولايات المتحدة الامريكية | United States | ME0000005467SFDAA00303 | Conquest Series™ | Big Bite Punch, Straight | Manual instruments are intended for arthroscopic surgical use to cut, resect and grab meniscus and tissue.
Stryker Endoscopy | الولايات المتحدة الامريكية | United States | ME0000005467SFDAA00323 | Conquest Series™ Rotary Punch - 90˚ Left | Stryker Conquest Series Arthroscopic Manual Instruments | N/A
Stryker Endoscopy | الولايات المتحدة الامريكية | United States | ME0000005467SFDAA00311 | Conquest Series™ | Backbiter, Straight | N/A
Stryker Endoscopy | الولايات المتحدة الامريكية | United States | ME0000005467SFDAA00300 | 1688 4K | Camera Control Unit with Advanced Imaging Modality | The 1688 4K Camera System with Advanced Imaging Modality (or “1688 Video Camera”) is an endoscopic camera system that is used to produce live video in the surgical field during surgical endoscopic procedures. The system is sensitive in the visible and infrared spectrum. The optical image is transferred from the surgical site to the camera head by a variety of rigid and flexible scopes, which are attached to the camera head. The system consists of a camera console and a camera head with an integral cable that connects to the console.
Stryker Endoscopy | الولايات المتحدة الامريكية | United States | ME0000005467SFDAA00309 | Conquest Series™ | Narrow Punch | Manual instruments are intended for arthroscopic surgical use to cut, resect and grab meniscus and tissue.
Stryker Endoscopy | الولايات المتحدة الامريكية | United States | ME0000005467SFDAA00324 | LED Light Source with Advanced Imaging Modality | L11 LED Light Source | N/A
Stryker Endoscopy | الولايات المتحدة الامريكية | United States | ME0000005467SFDAA00292 | L9000 | LED Light Source | The Stryker LED Light Source is used to illuminate the site of surgery during minimally invasive surgical procedures in Arthroscopy (orthopedic surgery), Laparoscopy (general and gynecological surgery) and in Endoscopy (general, gastroenterological and ENT surgery). The light is transmitted from the source through an optical cable and a scope.
Covidien llc | الولايات المتحدة الامريكية | United States | ME0000001197SFDAA00006 | Devon | Skin marking pen | Surgical Site Mini-Marker
Medtronic Navigation, Inc. | الولايات المتحدة الامريكية | United States | ME0000000301SFDAA00295 | MAIN CART 9735665 STEALTH S8 PREMIUM | StealthStation™ System | MAIN CART 9735665 STEALTH S8 PREMIUM
Medtronic Navigation, Inc. | الولايات المتحدة الامريكية | United States | ME0000000301SFDAA00283 | Stand 9735550 Emitter Fusion Compact | Stand | The navigation system’s Mobile Emitter generates a low-energy magnetic field to locate a tracker on specialized surgical instruments
Medtronic Xomed, Inc. | الولايات المتحدة الامريكية | United States | ME0000008865SFDAA00002 | Power Cord, UK, 6 Meter | Power Cord | A cord to give the system power to let it start working
Medtronic XOMED, Inc | الولايات المتحدة الامريكية | United States | ME0000000294SFDAA00490 | Power Cord, European, 6 Meter | Hydrodebrider – Powered ENT Power Cords | Power Cord, European, 6 Meter
UltraViolet Devices Inc. | الولايات المتحدة الامريكية | United States | ME0000011474SFDAA00001 | UVDI-360 Room Sanitizer | UV Sanitizer | UV Sanitizer
CONMED CORPORATION | الولايات المتحدة الامريكية | United States | ME0000005736SFDAA00243 | Cleartrace2 Adult ECG Electrode | ECG Electrode | ECG Electrode
CONMED CORPORATION | الولايات المتحدة الامريكية | United States | ME0000005736SFDAA00242 | Fastrace 4 Adult Resting Tab ECG Electrode | ECG Electrode | ECG Electrode
CONMED CORPORATION | الولايات المتحدة الامريكية | United States | ME0000005736SFDAA00243 | Cleartrace2 Adult ECG Electrode | ECG Electrode | ECG Electrode
Stryker Instruments | الولايات المتحدة الامريكية | United States | ME0000003208SFDAA00388 | System 6™ | Transfer Shield | The Stryker System 6 Aseptic Battery Kit provides a sterile enclosure for the Stryker Non-sterile Battery. After a Non-sterile Battery is charged, it is placed in a sterilized Aseptic Housing using a Transfer Shield. The housing containing the battery is then installed into a Stryker handpiece.
Stryker Endoscopy | الولايات المتحدة الامريكية | United States | ME0000005467SFDAA00312 | EDAM for Berchtold® Camera System | EDAM for Berchtold® Camera System | N/A
Stryker Endoscopy | الولايات المتحدة الامريكية | United States | ME0000005467SFDAA00313 | SEPC-100 | Self-Laminating Color Printing Pack A4 | N/A
Orthomerica Products, Inc. | الولايات المتحدة الامريكية | United States | ME0000002340SFDAA00009 | Carbon Supra-Lite AFO | Carbon Supra-Lite AFO | This product used for the patients requiring an AFO for mild to moderate drop foot. Lightweight, comfortable design with carbon rebound feature provides dorsiflexion, and the open heel allows it to fit in most shoes.
Stryker Endoscopy | الولايات المتحدة الامريكية | United States | ME0000005467SFDAA00301 | 1688 4K | Camera Head, C-Mount, with Advanced Imaging Modality | The 1688 4K Camera System with Advanced Imaging Modality (or “1688 Video Camera”) is an endoscopic camera system that is used to produce live video in the surgical field during surgical endoscopic procedures. The system is sensitive in the visible and infrared spectrum. The optical image is transferred from the surgical site to the camera head by a variety of rigid and flexible scopes, which are attached to the camera head. The system consists of a camera console and a camera head with an integral cable that connects to the console.
Stryker Endoscopy | الولايات المتحدة الامريكية | United States | ME0000005467SFDAA00293 | 1288 HD | Camera Control Unit | The Stryker Endoscopy 1288 HD Medical Video Camera is a high-definition camera used to capture still and video images of endoscopic surgical applications.
Medtronic Sofamor Danek USA Inc. | الولايات المتحدة الامريكية | United States | ME0000000280SFDAA00244 | PLUG STARTER WITH PROVISIONAL DRIVER TIP | General Instruments | PLUG STARTER WITH PROVISIONAL DRIVER TIP
Physio-Control, Inc. | الولايات المتحدة الامريكية | United States | ME0000001047SFDAA00037 | 15 Li-ion Rechargeable Battery | 15 Li-ion Battery | 15 Li-ion Battery
DePuy Orthopaedics, Inc. | الولايات المتحدة الامريكية | United States | ME0000003224SFDAA00504 | TRI-LOCK BPS w/GRIPTION BROACH | Surgical Instrument | The instruments used to implant orthopaedic prostheses do not have an indefinite function life. All reusable instruments are subjected to repeated stresses related to bone contact, impaction and routing, cleaning and sterilization process. It is essential that the surgeon and operating theatre staff are fully conversant with the appropriate surgical technique for the instruments and associated implant, if any.
CONMED CORPORATION | الولايات المتحدة الامريكية | United States | ME0000005736SFDAA00222 | Invisatrace Adult ECG Electrodes | ECG Electrodes | ECG Electrodes
CONMED CORPORATION | الولايات المتحدة الامريكية | United States | ME0000005736SFDAA00225 | Positrace Adult ECG Electrodes | ECG Electrode | ECG Electrodes
Philips Medical Systems | الولايات المتحدة الامريكية | United States | ME0000003248SFDAA00078 | Adult Disposable Radiolucent 3 Leadwire Electrode Set | Electrocardiographic electrode, single -use | These disposable 2 and 5 leadwires and attached electrodes are self-adhesive, solid gel electrodes with 100cm leadwires color-coded according to AAMI and IEC standards.
DENTSPLY Caulk | الولايات المتحدة الامريكية | United States | ME0000001657SFDAA00023 | Aquasil Ultra | Smart wetting Impression material | Aquasil Ultra
DENTSPLY Caulk | الولايات المتحدة الامريكية | United States | ME0000001657SFDAA00023 | Aquasil Ultra | Smart wetting Impression material | Aquasil Ultra
CONMED CORPORATION | الولايات المتحدة الامريكية | United States | ME0000005736SFDAA00269 | Profile Foam Adult ECG Electrode | Electrode | Electrode
CONMED CORPORATION | الولايات المتحدة الامريكية | United States | ME0000005736SFDAA00265 | ConMed Reusable Cleaning Brush | Accessory for Endoscopy | Accessory for Endoscopy
CONMED CORPORATION | الولايات المتحدة الامريكية | United States | ME0000005736SFDAA00270 | Omnitrace | Electrode | Electrode
CONMED CORPORATION | الولايات المتحدة الامريكية | United States | ME0000005736SFDAA00266 | ConMed Blue Bullet Disposable Cleaning Brush | Accessories for Endoscopy | Accessory for Endoscopy
Philips Medical Systems | الولايات المتحدة الامريكية | United States | ME0000003248SFDAA00084 | 5 Lead Set, Disposable, Bedside, IEC, rd | ECG Leadwire set and Leadwire set Adapters | Disposable leads terminate with a color-coded and labeled grabber, and have a peel-apart ribbon-style cable.
CONMED CORPORATION | الولايات المتحدة الامريكية | United States | ME0000005736SFDAA00267 | ConMed Scope Saver Bite Block | Accessory for Endoscopy | Accessory for Endoscopy
CONMED CORPORATION | الولايات المتحدة الامريكية | United States | ME0000005736SFDAA00271 | Softrace | Electrode | Electrode
Covidien llc | الولايات المتحدة الامريكية | United States | ME0000001197SFDAA00008 | Kendall SCD Controller Tubing Assembly | External cuff/pad inflation tubing set | SCD Compression Sleeves and Tubing Assemblies, for use with SCD Compression Systems, are designed to increase venous blood flow in at risk patients, including bariatic and morbidly obese patients, in order to help prevent deep vein thrombosis and pulmonary embolism.
Philips Medical Systems | الولايات المتحدة الامريكية | United States | ME0000003248SFDAA00083 | CBL OR 5-Lead ECG Trunk Cable | OR Three and Five Lead ECG Trunk Cables | Defines ECG trunk cables as being both AAMI and IEC compatible with (x) or (x-x) identifying each trunk cable's lead set connector configuration.
Philips Medical Systems | الولايات المتحدة الامريكية | United States | ME0000003248SFDAA00083 | CBL OR 5-Lead ECG Trunk Cable | OR Three and Five Lead ECG Trunk Cables | Defines ECG trunk cables as being both AAMI and IEC compatible with (x) or (x-x) identifying each trunk cable's lead set connector configuration.
Philips Medical Systems | الولايات المتحدة الامريكية | United States | ME0000003248SFDAA00083 | CBL OR 5-Lead ECG Trunk Cable | OR Three and Five Lead ECG Trunk Cables | Defines ECG trunk cables as being both AAMI and IEC compatible with (x) or (x-x) identifying each trunk cable's lead set connector configuration.
Philips Medical Systems | الولايات المتحدة الامريكية | United States | ME0000003248SFDAA00083 | CBL OR 5-Lead ECG Trunk Cable | OR Three and Five Lead ECG Trunk Cables | Defines ECG trunk cables as being both AAMI and IEC compatible with (x) or (x-x) identifying each trunk cable's lead set connector configuration.
CONMED CORPORATION | الولايات المتحدة الامريكية | United States | ME0000005736SFDAA00268 | V-Trace Adult Resting Tab ECG Electrode | Electrode | Electrode
O&M Halyard, Inc. | الولايات المتحدة الامريكية | United States | ME0000004605SFDAA00036 | STERLING* NITRILE POWDER-FREE EXAM GLOVES | NITRILE POWDER-FREE EXAM GLOVES | The STERLING* Nitrile Exam Glove are light gray, powder-free, ambidextrous patient examination gloves provided in a length of 240 mm. They are not manufactured using natural rubber latex. Gloves are available in extra-small, small, medium, large or extra-large sizes and are provided non-sterile in a dispenser box containing 200 gloves except for the extra-large size that contains 170 gloves. | قفازات فحص نايترل خالية من البودرة غير معقمة
Medtronic MiniMed | الولايات المتحدة الامريكية | United States | ME0000000248SFDAA00014 | Sil-serter | Sil-serter | Medtronic MiniMed Insertion Device
Orthomerica Products, Inc. | الولايات المتحدة الامريكية | United States | ME0000002340SFDAA00003 | CA HIGHPROFILE TLSO464 | CA HIGHPROFILE TLSO464 | New laparoscopic surgical techniques and innovative rehabilitation
Advanced Sterilization Products Division of Ethicon,Inc. A Johnson & Johnson Company | الولايات المتحدة الامريكية | United States | ME0000003217SFDAA00033 | CIDEX | Instrument Tray System | Trays can be used for soaking, cleaning, or disinfecting solutions.
Advanced Sterilization Products Division of Ethicon,Inc. A Johnson & Johnson Company | الولايات المتحدة الامريكية | United States | ME0000003217SFDAA00031 | APTIMAX | Instrument Trays For Sterilization. | The APTIMAX® Instrument Trays are designed to encase surgical instruments for sterilization in prevacuum steam, ethylene oxide and STERRAD® Sterilization Systems
Medtronic Powered Surgical Solutions | الولايات المتحدة الامريكية | United States | ME0000003850SFDAA00003 | Lubricant / Diffuser | MIDAS REX® LEGEND® Pneumatic High-Speed System | N/A
Medtronic Powered Surgical Solutions | الولايات المتحدة الامريكية | United States | ME0000003850SFDAA00002 | Lubricant / Diffuser | Midas Rex® Legend® Pneumatic High Speed Drill System | N/A
Philips Medical Systems | الولايات المتحدة الامريكية | United States | ME0000003248SFDAA00079 | Adult Disposable Radiolucent 5 Leadwire Electrode Set | Electrocardiographic electrode, single -use | These disposable 2 and 5 leadwires and attached electrodes are self-adhesive, solid gel electrodes with 100cm leadwires color-coded according to AAMI and IEC standards.
Philips Medical Systems | الولايات المتحدة الامريكية | United States | ME0000003248SFDAA00082 | CBL OR 3-Lead ECG Trunk Cable | OR Three and Five Lead ECG Trunk Cables | Defines ECG trunk cables as being both AAMI and IEC compatible with (x) or (x-x) identifying each trunk cable's lead set connector configuration.
DENTSPLY Caulk | الولايات المتحدة الامريكية | United States | ME0000001657SFDAA00022 | Palodent® V3 EZ Coat | Sectional Matrix System | Palodent® V3 EZ Coat
DENTSPLY Caulk | الولايات المتحدة الامريكية | United States | ME0000001657SFDAA00022 | Palodent® V3 EZ Coat | Sectional Matrix System | Palodent® V3 EZ Coat
DENTSPLY Caulk | الولايات المتحدة الامريكية | United States | ME0000001657SFDAA00022 | Palodent® V3 EZ Coat | Sectional Matrix System | Palodent® V3 EZ Coat
Philips Medical Systems | الولايات المتحدة الامريكية | United States | ME0000003248SFDAA00077 | Adult Disposable Metallic 3 Leadwire Electrode Set, AAMI | Electrocardiographic electrode, single-use | Self-adhesive, solid gel electrodes with 100cm leadwires color-coded according to AAMI and IEC standards.
Philips Medical Systems | الولايات المتحدة الامريكية | United States | ME0000003248SFDAA00080 | Prewired Neonatal/Pediatric Solid Gel ECG Monitoring Electrode | Electrocardiographic electrode, single -use | Preattached metallic (46cm) 3-leadwire electrode, non-shielded, solid gel
Advanced Sterilization Products Division of Ethicon,Inc. A Johnson & Johnson Company | الولايات المتحدة الامريكية | United States | ME0000003217SFDAA00032 | Tyvek Self Seal Pouch with STERRAD® Chemical Indicator | Pouches with Chemical Indicator are constructed from transparent and opaque films. | Tyvek® Pouches and Rolls with STERRAD® Chemical Indicator are intended to be used to contain medical devices that are being terminally sterilized in STERRAD Sterilization Systems. After completion of the sterilization process, the pouch/roll maintains sterility until the seal of the pouch/roll is opened.
Advanced Sterilization Products Division of Ethicon,Inc. A Johnson & Johnson Company | الولايات المتحدة الامريكية | United States | ME0000003217SFDAA00034 | CIDEZYME | Enzymatic Detergent. | CIDEZYME Detergent may be used for precleaning instruments in automated equipment such as endoscope reprocessors, ultrasonic cleaners and washer disinfectors, in accordance with equipment manufacturers’ recommendations.
Orthomerica Products, Inc. | الولايات المتحدة الامريكية | United States | ME0000002340SFDAA00003 | CA HIGHPROFILE TLSO464 | CA HIGHPROFILE TLSO464 | New laparoscopic surgical techniques and innovative rehabilitation
Philips Medical Systems | الولايات المتحدة الامريكية | United States | ME0000003248SFDAA00081 | Adult Disposable Radiolucent 5 Leadwire Electrode Set | Electrocardiographic electrode, single -use | These disposable 2 and 5 leadwires and attached electrodes are self-adhesive, solid gel electrodes with 100cm leadwires color-coded according to AAMI and IEC standards.
Covidien LLC | الولايات المتحدة الامريكية | United States | ME0000004584SFDAA00167 | Argyle Suction Canister Liner | Suction system canister liner | The suction unit is used to collect biological fluids by aspiration and has been designed and built for High Flow and High Vacuum.
Covidien LLC | الولايات المتحدة الامريكية | United States | ME0000004584SFDAA00166 | Argyle Y Connector | Low-pressure tubing connector, reusable | Argyle Non- Conductive Bubble Tubing, Clean - Bulk
Covidien LLC | الولايات المتحدة الامريكية | United States | ME0000004584SFDAA00168 | Argyle Oxygen Bubble Tubing | Suction/irrigation tubing, single use | Argyle™ Universal Green Bubble Tubing, 3 mm x 30 m
Philips Medical Systems | الولايات المتحدة الامريكية | United States | ME0000003248SFDAA00076 | Neonatal/Pediatric Solid Gel ECG Monitoring Snap Electrode | Electrocardiographic electrode, single -use | 300 Disposable electrodes, solid gel, cloth
Medtronic Navigation, Inc. | الولايات المتحدة الامريكية | United States | ME0000000301SFDAA00411 | Stealth S8 EM cranial flat emitter kit | StealthStation™ ENT Navigation System Accessories | EM KIT 9735959 S8 FLAT EMIT
Prime Medical LLC | الولايات المتحدة الامريكية | United States | ME0000000923SFDAA00026 | Trendelenburg Anti-skid O.R. Table pad w/table rail straps, lift sheet, body strap | Trendelenburg Anti-skid O.R. Table pad w/table rail straps, lift sheet, body strap | The purpose of Prime Medical foam single-patient-use, the anti-skid device is to prevent patient movement during surgical procedures requiring Trendelenburg positioning, used by medical professionals.
DePuy Orthopaedics, lnc | الولايات المتحدة الامريكية | United States | ME0000000829SFDAA00028 | P.F.C. SIGMA TC3 BOX TRIAL | Surgical Instrument | The instruments used to implant orthopaedic prostheses do not have an indefinite function life. All reusable instruments are subjected to repeated stresses related to bone contact, impaction and routing, cleaning and sterilization process. It is essential that the surgeon and operating theatre staff are fully conversant with the appropriate surgical technique for the instruments and associated implant, if any.
O&M Halyard, Inc. | الولايات المتحدة الامريكية | United States | ME0000004605SFDAA00037 | BASICS* Blue Powder-Free Nitrile Exam Gloves | Powder-Free Nitrile Exam Gloves | The BASICS* Nitrile Exam Gloves are blue or white, powder-free, ambidextrous patient examination gloves provided in a length of 240 mm. They are not manufactured using natural rubber latex. Gloves are available in extra-small, small, medium, large or extra-large sizes and are provided non-sterile in a dispenser box containing 200 gloves except for the extra-large size that contains 170 gloves. | قفازات فحص خالية من البودرة و غير معقمة
DePuy Orthopaedics, lnc | الولايات المتحدة الامريكية | United States | ME0000000829SFDAA00025 | SIGMA® RP STABILIZED INSERT TRIAL | Surgical Instrument | The instruments used to implant orthopaedic prostheses do not have an indefinite function life. All reusable instruments are subjected to repeated stresses related to bone contact, impaction and routing, cleaning and sterilization process. It is essential that the surgeon and operating theatre staff are fully conversant with the appropriate surgical technique for the instruments and associated implant, if any.
Medtronic Navigation, Inc. | الولايات المتحدة الامريكية | United States | ME0000000301SFDAA00412 | HANDLE 9733734 RATCHETING QC SM | Instrument | HANDLE 9733734 RATCHETING QC SM STRGHT
Covidien LLC | الولايات المتحدة الامريكية | United States | ME0000004584SFDAA00176 | Kendall Neonatal ECG Electrodes | Electrodes | Kendall H87PG/F Neonatal ECG Electrodes Non-woven, Clear Gel, 1,5 mm DIN Connector 30 mm"
DePuy Orthopaedics, lnc | الولايات المتحدة الامريكية | United States | ME0000000829SFDAA00026 | P.F.C.® SIGMA DISTAL AUGMENTATION TRIAL | Surgical Instrument | Reusable instruments are subjected to repeated stresses related to bone contact, impaction and routing, cleaning and sterilization process. It is essential that the surgeon and operating theatre staff are fully conversant with the appropriate surgical technique for the instruments and associated implant, if any.
Image Stream Medical | الولايات المتحدة الامريكية | United States | ME0000007742SFDAA00003 | nCare | nCare | nCare is a digital video and still image recording and communication device that assists in the video capture and documentation of medical surgical procedures without controlling or altering the functions or parameters of any connected medical devices.
Covidien LLC | الولايات المتحدة الامريكية | United States | ME0000004584SFDAA00182 | Dover Male External Catheter | Urinary incontinence penis sheath/port,single use, non-sterile | Urine collection devices collect urine and permits sampling during use of an indwelling urinary catheter.
Covidien LLC | الولايات المتحدة الامريكية | United States | ME0000004584SFDAA00181 | Argyle Suction Canister | Suction system canister, single | It is used to collect biological fluids by aspiration and has been designed and built for high flow and high vacuum.
Welch Allyn, Inc. | الولايات المتحدة الامريكية | United States | ME0000001408SFDAA00196 | VAGINAL SPECULUM LIGHTING SYSTEM | vaginal illuminator | CRDLS ILLUM W/CHRG STATION INTL
Welch Allyn, Inc. | الولايات المتحدة الامريكية | United States | ME0000001408SFDAA00197 | KleenSpec ®Single Use LED Vaginal Speculum | KleenSpec Vaginal Speculum | "Vaginal Specula, Large (14/Box, 4 Boxes/Case)"
Physio-Control, Inc. | الولايات المتحدة الامريكية | United States | ME0000001047SFDAA00041 | QUIK-COMBO® RTS Pediatric Pacing/Defibrillation/ECG Electrode Radiotransparent System | Pediatric ECG Electrodes for Pacing and Defibrillation with a Radiotransparent System | Pediatric ECG Electrodes for Pacing and Defibrillation with a Radiotransparent System.
Medtronic Navigation, Inc. | الولايات المتحدة الامريكية | United States | ME0000000301SFDAA00442 | DRIVER 9734259 ORANGE ASSY | StealthStation™ System | DRIVER 9734259 ORANGE ASSY
Pentax of America, Inc | الولايات المتحدة الامريكية | United States | ME0000000390SFDAA00002 | Digital Capture | Digital Capture | Digital video capture module
Stryker Instruments | الولايات المتحدة الامريكية | United States | ME0000003208SFDAA00391 | Universal Chuck Key | Universal Chuck Key | device designed to grip a cutting tool (normally a drill bit or other rotational cutting tool) using three adjustable jaws that are geared to be manually closed concentrically upon the cutting tool. It is attached (locked) to a surgical drilling machine which is usually powered, but may be manual. A special key is often used to close and tighten the jaws. Commonly known as a Jacobs chuck, it is typically made of high-grade stainless steel to resist the corrosive effects of sterilization processes. This is a reusable device.
Covidien LLC | الولايات المتحدة الامريكية | United States | ME0000004584SFDAA00198 | T.E.D. Anti-Embolism Stockings for Continuing Care | Stockings | T.E.D.™ Anti-Embolism Stockings reduce the threat of blood clots forming in your legs during your hospital stay.
JAC Custom Pouches, Inc | الولايات المتحدة الامريكية | United States | ME0000000786SFDAA00002 | PPS Glide Blower | Lateral Air Transfer - Air Supply | Transfers a patient on a soft nylon mattress designed with hundreds of tiny perforations on the underside
Medtronic XOMED, Inc | الولايات المتحدة الامريكية | United States | ME0000003850SFDAA00004 | LEGEND EHS STYLUS ™ | LEGEND EHS STYLUS ™ | N/A
Physio-Control, Inc. | الولايات المتحدة الامريكية | United States | ME0000001047SFDAA00042 | Test Load | Auto problem detection during operation or testing of devices | Auto problem detection during operation or testing of devices
Covidien LLC | الولايات المتحدة الامريكية | United States | ME0000004584SFDAA00180 | Argyle Rigid Suction Canister | Suction system canister, reusable | It is used to collect biological fluids by aspiration and has been designed and built for high flow and high vacuum.
Covidien LLC | الولايات المتحدة الامريكية | United States | ME0000004584SFDAA00191 | T.E.D. Anti-Embolism Stockings | Stockings | T.E.D.™ Anti-Embolism Stockings reduce the threat of blood clots forming in your legs during your hospital stay.
CONMED CORPORATION | الولايات المتحدة الامريكية | United States | ME0000005736SFDAA00272 | Radio Transparent Electrode | Electrode | Electrode
Medtronic Navigation, Inc. | الولايات المتحدة الامريكية | United States | ME0000000301SFDAA00437 | INST KIT DRIVER 5.5/6.0 MAS CAN | CD Horizon™ Solera™ Spinal System | INST KIT DRIVER 5.5/6.0 MAS CAN
Medtronic Navigation, Inc. | الولايات المتحدة الامريكية | United States | ME0000000301SFDAA00438 | SCREWDRIVER LGY G4 REDUCTION | SCREWDRIVER LGY G4 REDUCTION | SCREWDRIVER 9734275 LGY G4 REDUCTION
Covidien LLC | الولايات المتحدة الامريكية | United States | ME0000004584SFDAA00201 | Kendall SCD Express Sleeves | Sleeves | "The Kendall SCD™ Express Sequential Compression System is designed to apply intermittent pneumatic compression to increase venous blood flow in at-risk patients in order to help prevent deep vein thrombosis and pulmonary embolism"
Covidien LLC | الولايات المتحدة الامريكية | United States | ME0000004584SFDAA00211 | Kendall SCD Sequential Compression Comfort Sleeves | Sleeves | The Kendall SCD Compression System is designed to increase venous blood flow in at risk patients, including bariatric and morbidly obese patients, in order to help prevent deep vein thrombosis and pulmonary embolism
Covidien LLC | الولايات المتحدة الامريكية | United States | ME0000004584SFDAA00196 | T.E.D. Anti-Embolism Stockings | Stockings | T.E.D.™ Anti-Embolism Stockings reduce the threat of blood clots forming in your legs during your hospital stay.
Covidien LLC | الولايات المتحدة الامريكية | United States | ME0000004584SFDAA00197 | Stockings | T.E.D. Anti-Embolism Stockings | T.E.D.™ Anti-Embolism Stockings reduce the threat of blood clots forming in your legs during your hospital stay.
Covidien LLC | الولايات المتحدة الامريكية | United States | ME0000004584SFDAA00199 | T.E.D. Anti-Embolism Stockings for Continuing Care | Stockings | T.E.D.™ Anti-Embolism Stockings reduce the threat of blood clots forming in your legs during your hospital stay.
Covidien LLC | الولايات المتحدة الامريكية | United States | ME0000004584SFDAA00206 | Kendall SCD Express Sleeves | Express Sleeves | "The Kendall SCD™ Express Sequential Compression System is designed to apply intermittent pneumatic compression to increase venous blood flow in at-risk patients in order to help prevent deep vein thrombosis and pulmonary embolism"
Covidien LLC | الولايات المتحدة الامريكية | United States | ME0000004584SFDAA00206 | Kendall SCD Express Sleeves | Express Sleeves | "The Kendall SCD™ Express Sequential Compression System is designed to apply intermittent pneumatic compression to increase venous blood flow in at-risk patients in order to help prevent deep vein thrombosis and pulmonary embolism"
Covidien LLC | الولايات المتحدة الامريكية | United States | ME0000004584SFDAA00207 | Kendall SCD Express Tear-Away Sleeves | Sleeves | "The Kendall SCD™ Express Sequential Compression System is designed to apply intermittent pneumatic compression to increase venous blood flow in at-risk patients in order to help prevent deep vein thrombosis and pulmonary embolism"
Physio-Control, Inc. | الولايات المتحدة الامريكية | United States | ME0000001047SFDAA00040 | QUIK-COMBO® Pacing/Defibrillation/ECG Electrodes | Adult ECG Electrodes for Pacing and Defibrillation | Adult ECG Electrodes for Pacing and Defibrillation
Covidien LLC | الولايات المتحدة الامريكية | United States | ME0000004584SFDAA00209 | Kendall SCD Sequential Compression Comfort Sleeves | Sleeves | "The Kendall SCD Compression System is designed to increase venous blood flow in at risk patients in order to help prevent deep vein thrombosis and pulmonary embolism."
Covidien LLC | الولايات المتحدة الامريكية | United States | ME0000004584SFDAA00210 | Kendall SCD Express Foot Cuff | Foot Cuff | "The Kendall SCD Express Foot Cuff has been developed to mimic the natural effects of walking and weight-bearing on the blood circulation in the feet and legs."
Physio-Control, Inc. | الولايات المتحدة الامريكية | United States | ME0000001143SFDAA00001 | Ni-Cd Battery | Battery to charge LP12 defibribrillator | Battery to charge LP12 defibribrillator
Covidien LLC | الولايات المتحدة الامريكية | United States | ME0000004584SFDAA00208 | Kendall SCD Express Tear-Away Sleeves | Sleeves | "The Kendall SCD Compression System is designed to increase venous blood flow in at risk patients in order to help prevent deep vein thrombosis and pulmonary embolism."
O&M Halyard, Inc. | الولايات المتحدة الامريكية | United States | ME0000004605SFDAA00045 | Face Shield | Face Shield | Equipped with a foam band and headband. Can be worn with or without glasses or goggles.
SIGVARIS Inc. | الولايات المتحدة الامريكية | United States | ME0000000975SFDAA00169 | SIGVARIS Compreflex Standard Calf | Inelastic wraps | inelastic compression device, providing accurate levels of compression of 20–50mmHg to the calf using the measurement device Accutab. The Accutab is also aligned to the RAL compression ranges of 21–46 mmHg. This compression device is paired with the Basic Liner, a non-compressive liner offering protection for the skin.
O&M Halyard, Inc. | الولايات المتحدة الامريكية | United States | ME0000004605SFDAA00044 | Cone Mask | Cone Mask | Cone body with Head band
JAC Custom Pouches, Inc | الولايات المتحدة الامريكية | United States | ME0000000786SFDAA00004 | PPS Glide Protective Sheet | Lateral Air Transfer | Transfers a patient on a soft nylon mattress designed with hundreds of tiny perforations on the underside
Synovis Micro Companies Alliance, Inc. | الولايات المتحدة الامريكية | United States | ME0000011871SFDAA00003 | GEM Microvascular Anastomotic COUPLER System | GEM Microvascular Anastomotic COUPLER System | The Synovis MCA GEM Microvascular Anastomotic COUPLER Device and System have been specifically designed for use in the anastomosis of blood vessels. The GEM Microvascular Anastomotic COUPLER Device rings are made of polyethylene and surgical grade stainless steel pins. A protective cover and jaw assembly protect the rings and allow for easy loading onto the Anastomotic Instrument. Both the protective cover and jaw assembly are disposable. The GEM Microvascular Anastomotic COUPLER Device is single-use and available in various sizes. The GEM Microvascular Anastomotic COUPLER System consists of a reusable Anastomotic Instrument (surgical-grade stainless steel and titanium), reusable COUPLER Forceps (surgical-grade stainless steel), a reusable Double-Ended Vessel Measuring Gauge (surgical-grade stainless steel), and a Sterilization Tray (anodized aluminum). The GEM Microvascular Anastomotic COUPLER System is available as a complete system or as single items.
Pro-Tech Services, Inc. | الولايات المتحدة الامريكية | United States | ME0000003298SFDAA00008 | zRIP Wireset | Wireset | Wireset
Pro-Tech Services, Inc. | الولايات المتحدة الامريكية | United States | ME0000003298SFDAA00016 | Pro-Flow Plus Nasal Oral Cannula, Adult, 16", (40.64 cm), QTY:30 | Nasal Oral Cannula | Nasal Oral Cannula
Pro-Tech Services, Inc. | الولايات المتحدة الامريكية | United States | ME0000003298SFDAA00017 | TH Oral Alice PDx | Sensors | Sensors
Pro-Tech Services, Inc. | الولايات المتحدة الامريكية | United States | ME0000003298SFDAA00012 | Pro-Flow Nasal Cannula, Adult, QTY:10 | Nasal Cannula | Nasal Cannula
Pro-Tech Services, Inc. | الولايات المتحدة الامريكية | United States | ME0000003298SFDAA00003 | zRIP DuraBelt, Belt Only, Ped. | Sensors | Sensors
Pro-Tech Services, Inc. | الولايات المتحدة الامريكية | United States | ME0000003298SFDAA00010 | Pro-Flow Nasal Cannula, Pediatric Small, QTY:60 | Nasal Cannula | Nasal Cannula
Pro-Tech Services, Inc. | الولايات المتحدة الامريكية | United States | ME0000003298SFDAA00014 | Pro-Flow Nasal Cannula, Pediatric Small, QTY:10 | Nasal Cannula | Nasal Cannula
Pro-Tech Services, Inc. | الولايات المتحدة الامريكية | United States | ME0000003298SFDAA00005 | Alice 6 Snore Microphone, 249 | Sensors | Sensors
Pro-Tech Services, Inc. | الولايات المتحدة الامريكية | United States | ME0000003298SFDAA00006 | Alice 6 TH Oral, 249 | Sensors | Sensors
Pro-Tech Services, Inc. | الولايات المتحدة الامريكية | United States | ME0000003298SFDAA00001 | zRIP DuraBelt, Adult | Sensors | Sensors
Pro-Tech Services, Inc. | الولايات المتحدة الامريكية | United States | ME0000003298SFDAA00018 | TH 1 CH A Alice PDx | Sensors | Sensors
Pro-Tech Services, Inc. | الولايات المتحدة الامريكية | United States | ME0000003298SFDAA00013 | Pro-Flow Nasal Cannula, Pediatric, QTY:10 | Nasal Cannula | Nasal Cannula
Pro-Tech Services, Inc. | الولايات المتحدة الامريكية | United States | ME0000003298SFDAA00009 | zRIP Wireset, Alice PDx | Wireset | Wireset
Pro-Tech Services, Inc. | الولايات المتحدة الامريكية | United States | ME0000003298SFDAA00004 | zRIP DuraBelt, Adult, Large | Sensors | Sensors
Smiths Medical ASD Inc. | الولايات المتحدة الامريكية | United States | ME0000000688SFDAA00009 | CADD®-Solis Li-ion Rechargeable Battery Pack | CADD®-Solis Li-ion Rechargeable Battery Pack | Rechargeable Battery Pack
SIGVARIS Inc. | الولايات المتحدة الامريكية | United States | ME0000000975SFDAA00173 | SIGVARIS Compreflex Standard Knee | Inelastic Wraps | inelastic compression device, providing accurate levels of compression of 20–50mmHg to the calf using the measurement device Accutab. The Accutab is also aligned to the RAL compression ranges of 21–46 mmHg. This compression device is paired with the Basic Liner, a non-compressive liner offering protection for the skin.
Smiths Medical ASD Inc. | الولايات المتحدة الامريكية | United States | ME0000000688SFDAA00020 | Polemount Bracket | Polemount Bracket | Polemount Bracket
SIGVARIS Inc. | الولايات المتحدة الامريكية | United States | ME0000000975SFDAA00172 | SIGVARIS Compreflex Standard Thigh | Inelastic Wraps | inelastic compression device, providing accurate levels of compression of 20–50mmHg to the calf using the measurement device Accutab. The Accutab is also aligned to the RAL compression ranges of 21–46 mmHg. This compression device is paired with the Basic Liner, a non-compressive liner offering protection for the skin.
Pro-Tech Services, Inc. | الولايات المتحدة الامريكية | United States | ME0000003298SFDAA00007 | Alice NightOne Durabelt, Adult | Sensors | Sensors
Pro-Tech Services, Inc. | الولايات المتحدة الامريكية | United States | ME0000003298SFDAA00011 | Pro-Flow Plus Nasal Oral Cannula, Adult, QTY:5 | Nasal Oral Cannula | Nasal Oral Cannula
Pro-Tech Services, Inc. | الولايات المتحدة الامريكية | United States | ME0000003298SFDAA00015 | Pro-Flow Nasal Cannula, Adult, 16", (40.64 cm), QTY:60 | Nasal Cannula | Nasal Cannula
Pro-Tech Services, Inc. | الولايات المتحدة الامريكية | United States | ME0000003298SFDAA00002 | zRIP DuraBelt Kit, Adult, PDx | Sensors | Sensors
DENTSPLY Caulk | الولايات المتحدة الامريكية | United States | ME0000014817SFDAA00003 | Crown Forms | Crown Forms | Crown Forms
SIGVARIS Inc. | الولايات المتحدة الامريكية | United States | ME0000000975SFDAA00174 | SIGVARIS Compreflex Standard Calf & Foot | Inelastic Wraps | The Compreflex Standard Calf & Foot includes the Compreflex Standard Calf and Compreboot Standard. Combined, the devices create a complete compression system for the foot and calf. The Compreflex Standard Calf is an inelastic compression device, providing accurate levels of compression of 20–50mmHg to the calf using the measurement device Accutab. The Accutab is also aligned to the RAL compression ranges of 21–46 mmHg. Included with the compression devices, is a pair of non-compressive Basic Liners for the protection of the skin.
SIGVARIS Inc. | الولايات المتحدة الامريكية | United States | ME0000000975SFDAA00178 | SIGVARIS Coolflex Standard Calf | Inelastic wraps | Inelastic wraps are compression therapy devices used on the upper and lower extremities. Compression therapy improves venous and lymphatic return, reducing venous and lymphatic edema. The product is intended for multiple use.
Hollister Incorporated | الولايات المتحدة الامريكية | United States | ME0000002260SFDAA00006 | Adapt Ostomy Barrier Rings | Adapt Ostomy Barrier Rings | Adapt Ostomy Barrier Rings
Stryker Instruments | الولايات المتحدة الامريكية | United States | ME0000003208SFDAA00293 | MD Series Attachment | Small Bone Powered Surgical Systems | It is intended used for Stryker Handpieces RemB Electric Micro Drill, Core Micro Drill, TPS Micro Drill.
Hollister Incorporated | الولايات المتحدة الامريكية | United States | ME0000002261SFDAA00012 | Adapt Barrier Strip | Adapt Barrier Strip | Adapt Barrier Strip
Hollister Incorporated | الولايات المتحدة الامريكية | United States | ME0000002259SFDAA00016 | Adapt Ostomy Convex Barrier Rings | Adapt Ostomy Convex Barrier Rings | Adapt Ostomy Convex Barrier Rings
Hollister Incorporated | الولايات المتحدة الامريكية | United States | ME0000002264SFDAA00027 | Adapt Stoma Powder | Adapt Stoma Powder | Adapt Stoma Powder
Smiths Medical ASD Inc. | الولايات المتحدة الامريكية | United States | ME0000000688SFDAA00011 | CADD-Solis® Polemount Adapter | Polemount Adapter | CADD-Solis® Polemount Adapter
Medtronic Navigation,Inc. | الولايات المتحدة الامريكية | United States | ME0000004837SFDAA00007 | TRACKER 9734734 NavLock UNIVERSAL GREEN | NavLock™ Navigation Instrument Set | TRACKER 9734734 NavLock UNIVERSAL GREEN
SIGVARIS Inc. | الولايات المتحدة الامريكية | United States | ME0000000975SFDAA00177 | SIGVARIS Compreboot Standard | Inelastic Wraps | The Compreboot Standard provides up to 40mmHg of foot compression and features soft, conforming neoprene fabric.
Smiths Medical ASD Inc. | الولايات المتحدة الامريكية | United States | ME0000000688SFDAA00008 | CADD® Solis 2131 | CADD® Solis 2131 | CADD®-Solis Communication Module
Smiths Medical ASD Inc. | الولايات المتحدة الامريكية | United States | ME0000000688SFDAA00019 | CADD Solis® Polemount Swivel | Polemount Swivel | CADD Solis® Polemount Swivel
Smiths Medical ASD Inc. | الولايات المتحدة الامريكية | United States | ME0000000688SFDAA00010 | CADD®-Solis LockBox | CADD®-Solis LockBox | LockBox
Smiths Medical ASD Inc | الولايات المتحدة الامريكية | United States | ME0000015864SFDAA00002 | CADD®-Solis Remote Dose Cord | CADD®-Solis Remote Dose Cord | Remote Dose Cord
Smiths Medical ASD Inc. | الولايات المتحدة الامريكية | United States | ME0000000688SFDAA00018 | CADD® Solis AC Adapter | AC Adapter | AC Adapter
Intuitive Surgical,Inc. | الولايات المتحدة الامريكية | United States | ME0000003637SFDAA00004 | SimNow | simulator | simulator
Intuitive Surgical,Inc. | الولايات المتحدة الامريكية | United States | ME0000003637SFDAA00006 | 8 mm Endoscope Washer/ Disinfector Connector Set | Endoscope Washer/ Disinfector Connector Set | Endoscope Washer/ Disinfector Connector Set
SIGVARIS Inc. | الولايات المتحدة الامريكية | United States | ME0000000975SFDAA00179 | SIGVARIS Compreflex Complete | Inelastic wraps | is an inelastic compression device, providing accurate levels of compression of 20–50mmHg to the calf using the measurement device Accutab. The Accutab is also aligned to the RAL compression ranges of 21–46 mmHg. This compression device is paired with the Complete Liner which provides protection for the skin and offers 10–15mmHg in the foot, ankle and calf.
Intuitive Surgical,Inc. | الولايات المتحدة الامريكية | United States | ME0000003637SFDAA00005 | 8 mm Endoscope Sterilization Tray | Endoscope Sterilization Tray | The Handheld Camera Sterilization Tray is stainless steel and has integrated features that facilitate the proper positioning of the da Vinci Handheld Camera head, cable, and connector within the tray. | The Handheld Camera Sterilization Tray is stainless steel and has integrated features that facilitate the proper positioning of the da Vinci Handheld Camera head, cable, and connector within the tray.
Medtronic Navigation,Inc. | الولايات المتحدة الامريكية | United States | ME0000004837SFDAA00008 | TRK KIT, WRLESS | StealthStation™ System | TRK KIT, 9732777, WRLESS, 12IN, 96-9800
Covidien LLC | الولايات المتحدة الامريكية | United States | ME0000004584SFDAA00200 | Kendall SCD Express Sleeves | Sleeves | "The Kendall SCD™ Express Sequential Compression System is designed to apply intermittent pneumatic compression to increase venous blood flow in at-risk patients in order to help prevent deep vein thrombosis and pulmonary embolism"
Edwards Lifesciences LLC | الولايات المتحدة الامريكية | United States | ME0000004603SFDAA00066 | HemoSphere Pressure-Out Cable | HemoSphere Pressure-Out Cable | Pressure-Out Cable
Edwards Lifesciences LLC | الولايات المتحدة الامريكية | United States | ME0000004603SFDAA00067 | Roll Stand | Roll Stand | Roll Stand
Covidien llc | الولايات المتحدة الامريكية | United States | ME0000001197SFDAA00010 | Genius 2 Checker/Calibrator | Genius | It is a test device to check and calibrate the Genius device.
ROHO Inc. | الولايات المتحدة الامريكية | United States | ME0000008550SFDAA00020 | PROGIDY MATT SYSTEM | PROGIDY MATT SYSTEM | Mattress Overlay System
Hollister Incorporated | الولايات المتحدة الامريكية | United States | ME0000002258SFDAA00005 | Adapt Ostomy Paste | Adapt Ostomy Paste | Adapt Paste
Medtronic Sofamor Danek USA, Inc. | الولايات المتحدة الامريكية | United States | ME0000000273SFDAA00349 | DRIVER NAV2020K SOLERA 5.5/6 MAS LG2 | General Instruments | DRIVER NAV2020K SOLERA 5.5/6 MAS LG2
Medtronic Sofamor Danek USA, Inc. | الولايات المتحدة الامريكية | United States | ME0000000273SFDAA00350 | DRIVER NAV2021K SOLERA 5.5/6 FAS/SAS LG | General Instruments | DRIVER NAV2021K SOLERA 5.5/6 FAS/SAS LG
Phoenix Technology Group, Inc. | الولايات المتحدة الامريكية | United States | ME0000008499SFDAA00001 | Phoenix Clinical ICON | Phoenix Clinical ICON | ICON retinal imaging system is equipped with optics designed to capture images and videos of the retina, cornea, and external eye through contact methods
Respironics, Inc. | الولايات المتحدة الامريكية | United States | ME0000000599SFDAA00131 | Respiratory Li Ion Battery Kit, Intl | Rechargeable Battery Pack | Rechargeable Battery Pack
SIGVARIS Inc. | الولايات المتحدة الامريكية | United States | ME0000000975SFDAA00181 | SIGVARIS Compreflex Transition | Inelastic Wraps | The Compreflex Transition Calf is an inelastic compression device, providing accurate levels of compression of 20–50mmHg to the calf using the measurement device Accutab. The Accutab is also aligned to the RAL compression ranges of 21–46 mmHg. This compression device is paired with theTransition Liner which provides protection for the skin and offers 10–15mmHg in the foot and ankle.
Cardinal Health 200, LLC | الولايات المتحدة الامريكية | United States | ME0000004570SFDAA00005 | Kendall™ | Analytical scalp electrode | Analytical scalp electrode, single-use
Pro-Tech Services, Inc. | الولايات المتحدة الامريكية | United States | ME0000003256SFDAA00005 | BPS Alice 5 | Sensors | Sensors
Smiths Medical ASD, Inc. | الولايات المتحدة الامريكية | United States | ME0000008878SFDAA00004 | The Snuggle Warm® Patient Warming Blanket | Blanket | Patient Warming Blanket
Cardinal Health 200, LLC | الولايات المتحدة الامريكية | United States | ME0000004570SFDAA00007 | Kendall™ | Neonatal electrocardiographic electrode | Neonatal electrocardiographic electrode
Cardinal Health 200, LLC | الولايات المتحدة الامريكية | United States | ME0000004570SFDAA00006 | Kendall™ ECG | ECG Electrodes Foam | Electrocardiographic electrode, single-use
Pro-Tech Services, Inc. | الولايات المتحدة الامريكية | United States | ME0000003256SFDAA00004 | TH 1 CH P | Sensors | Sensors
Align Technology Inc | الولايات المتحدة الامريكية | United States | ME0000010907SFDAA00003 | INVISALIGN CHEEK RETRACTOR, MEDIUM | DENTAL CHEEK RETRACTOR, HOME USE | Invisalign® Cheek Retractor is intended for pulling the cheeks back from the surfaces of the teeth during activities and procedures related to dentistry. | يهدف جهاز مقوم الخد انفيزالاين إلى سحب الخدين من أسطح الأسنان أثناء الأنشطة والإجراءات المتعلقة بعلاج الأسنان.
Medtronic Navigation, Inc. | الولايات المتحدة الامريكية | United States | ME0000000301SFDAA00459 | STEALTHSTATION S8 PLANNING STATION | Planning Station System | STEALTHSTATION S8 PLANNING STATION
SIGVARIS Inc. | الولايات المتحدة الامريكية | United States | ME0000000975SFDAA00191 | SIGVARIS Compreflex Standard Arm | Inelastic wraps | The Compreflex Standard Arm is an inelastic compression device, offering variable adjustable compression in the arm. The device features opposing straps for the application of gradient compression.
Medtronic Powered Surgical Solutions | الولايات المتحدة الامريكية | United States | ME0000000262SFDAA00044 | Power Cord | Power Cord | CABLE EA600 LEGEND EHS POWER - US ROHS CABLE EA602 LEGEND EHS POWER - EURO ROHS
Medtronic Powered Surgical Solutions | الولايات المتحدة الامريكية | United States | ME0000000262SFDAA00045 | Motor Cable | Motor Cable | CABLE EA200 LEGEND EHS MOTOR ROHS
ENTHERMICS MEDICAL SYSTEMS | الولايات المتحدة الامريكية | United States | ME0000017861SFDAA00004 | Titan Series Combination Warmers | Combination Warming Cabinet | Combination Warming Cabinet
ENTHERMICS MEDICAL SYSTEMS | الولايات المتحدة الامريكية | United States | ME0000017861SFDAA00004 | Titan Series Combination Warmers | Combination Warming Cabinet | Combination Warming Cabinet
Advanced Sterilization Products Division of Ethicon, Inc. a Johnson & Johnson Company | الولايات المتحدة الامريكية | United States | ME0000018003SFDAA00003 | Tyvek® Heat Seal Pouch with STERRAD® Chemical Indicator | Tyvek® Heat Seal Pouch with STERRAD® Chemical Indicator | Pouches with Chemical Indicator are constructed from transparent and opaque films.
Advanced Sterilization Products Division of Ethicon, Inc. a Johnson & Johnson Company | الولايات المتحدة الامريكية | United States | ME0000018006SFDAA00003 | APTIMAX® Instrument Trays | APTIMAX® Instrument Trays | Instrument Trays For Sterilization.
Advanced Sterilization Products Division of Ethicon, Inc. a Johnson & Johnson Company | الولايات المتحدة الامريكية | United States | ME0000018001SFDAA00003 | Tyvek® Self Seal Pouch with STERRAD® Chemical Indicator | Tyvek® Self Seal Pouch with STERRAD® Chemical Indicator | Pouches with Chemical Indicator are constructed from transparent and opaque films.
Advanced Sterilization Products Division of Ethicon,Inc. A Johnson & Johnson Company | الولايات المتحدة الامريكية | United States | ME0000003217SFDAA00073 | APTIMAX® Instrument Trays | APTIMAX® Instrument Trays | Sterilization Trays
Advanced Sterilization Products Division of Ethicon,Inc. A Johnson & Johnson Company | الولايات المتحدة الامريكية | United States | ME0000003217SFDAA00067 | CIDEZYME® Enzymatic Detergent | CIDEZYME® Enzymatic Detergent | Cleaning solution
Advanced Sterilization Products Division of Ethicon,Inc. A Johnson & Johnson Company | الولايات المتحدة الامريكية | United States | ME0000003217SFDAA00068 | CIDEX® Instrument Tray System | CIDEX® Instrument Tray System | Sterilization or Disinfection Container
Cardinal Health 200, LLC | الولايات المتحدة الامريكية | United States | ME0000004570SFDAA00013 | Argyle Universal Bubble Tubing | Tubing connectors and connective tubing | Tubing connectors and connective tubing
Cardinal Health 200, LLC | الولايات المتحدة الامريكية | United States | ME0000004570SFDAA00014 | Argyle 5-in-1 Bubble Connector Vinyl | Tubing connectors and connective tubing | Tubing connectors and connective tubing
RadScan Medical Equipment, Inc | الولايات المتحدة الامريكية | United States | ME0000003383SFDAA00002 | Medical Table Cover/Mattress | General Covers, Mattress Covers | Mattress Covers
Advanced Sterilization Products Division of Ethicon,Inc. A Johnson & Johnson Company | الولايات المتحدة الامريكية | United States | ME0000003217SFDAA00074 | Tyvek® Heat Seal Pouch with STERRAD® Chemical Indicator | Tyvek® Heat Seal Pouch with STERRAD® Chemical Indicator | Sterilization packaging
Advanced Sterilization Products Division of Ethicon,Inc. A Johnson & Johnson Company | الولايات المتحدة الامريكية | United States | ME0000003217SFDAA00075 | Tyvek® Self Seal Pouch with STERRAD® Chemical Indicator | Tyvek® Self Seal Pouch with STERRAD® Chemical Indicator | Sterilization packaging
Cardinal Health 200, LLC | الولايات المتحدة الامريكية | United States | ME0000004570SFDAA00015 | Argyle Sims Connector Vinyl | Tubing connectors and connective tubing | Tubing connectors and connective tubing
Cardinal Health 200, LLC | الولايات المتحدة الامريكية | United States | ME0000004570SFDAA00011 | Kendall Universal Bubble Tubing Scotsman | Tubing connectors and connective tubing | Tubing connectors and connective tubing
NDS Surgical Imaging, LLC | الولايات المتحدة الامريكية | United States | ME0000004027SFDAA00003 | EndoVue Monitor | Monitor | 21" EndoVue Monitor 24" EndoVue Monitor
Monaghan Medical Corporation | الولايات المتحدة الامريكية | United States | ME0000018867SFDAA00001 | Inhalation Chamber | Valved Holding Chamber | Valved Holding Chamber with Mask | حجيرة استنشاق للاستخدام مع علبة دواء الاستنشاق ذات الجرعات المحددة
Medtronic Navigation, Inc. | الولايات المتحدة الامريكية | United States | ME0000000301SFDAA00460 | Stand 9735550 Fusion Compact | Surgical Instrument | Surgical Instrument
Stryker Endoscopy | الولايات المتحدة الامريكية | United States | ME0000005467SFDAA00255 | Conquest Series Big Bite Punch | Stryker Conquest Series Arthroscopic Manual Instruments | Manual instruments are intended for arthroscopic surgical use to cut, resect.
NDS Surgical Imaging, LLC | الولايات المتحدة الامريكية | United States | ME0000004027SFDAA00004 | Radiance 27'' Monitor | Monitor | PENTAX NDS Monitor Radiance Ultra 27''
Stryker Instruments | الولايات المتحدة الامريكية | United States | ME0000003208SFDAA00301 | Ezout Attachment | Large Bone Powered Surgical Systems | It is intended to use to cut bone and hard tissue around the bone-to-cup interface.
CONMED CORPORATION | الولايات المتحدة الامريكية | United States | ME0000005736SFDAA00311 | Snaptrace | Electrode | xx
Beaver Visitec international, Inc | الولايات المتحدة الامريكية | United States | ME0000004772SFDAA00002 | 17'' Medical Grade LCD monitor | Medical monitor | 17'' Medical Grade LCD monitor
AbbVie Inc. | الولايات المتحدة الامريكية | United States | ME0000000683SFDAA00031 | Fitted Vest | Fitted Vest | Personal Device Holder, reusable
Dentsply LLC also trading as DENTSPLY Caulk | الولايات المتحدة الامريكية | United States | ME0000013164SFDAA00008 | Mixing Tips | Accessories for Aquasil | Mixing Tips
AbbVie Inc. | الولايات المتحدة الامريكية | United States | ME0000000683SFDAA00034 | Snug Vest | Snug Vest | Personal Device Holder, reusable
AbbVie Inc. | الولايات المتحدة الامريكية | United States | ME0000000683SFDAA00030 | Fitted Belt | Fitted Belt | Personal Device Holder, reusable
Medtronic XOMED, Inc | الولايات المتحدة الامريكية | United States | ME0000006657SFDAA00005 | SHARPSITE® AC Autoclavable Endoscope | Sinus Endoscopy System | Sinus Endoscopy System
CONMED CORPORATION | الولايات المتحدة الامريكية | United States | ME0000005736SFDAA00312 | e-Trode ECG Electrode | Electrode | For use in external pacing, defibrillation and monitoring applications.
Medtronic XOMED, Inc | الولايات المتحدة الامريكية | United States | ME0000006657SFDAA00002 | Skeeter Ultra-Lite Sterilization Case | Sterilization Case | Sterilization Case
Medtronic XOMED, Inc | الولايات المتحدة الامريكية | United States | ME0000006657SFDAA00007 | NIM Muting Detector | Nerve Monitoring System and Accessories | Nerve Integrity Monitor
Medtronic XOMED, Inc | الولايات المتحدة الامريكية | United States | ME0000006657SFDAA00010 | Cart NIM 3.0 System | Nerve Monitoring System and Accessories | Nerve Monitoring System and Accessories.
Medtronic XOMED, Inc | الولايات المتحدة الامريكية | United States | ME0000006657SFDAA00001 | Power Cord, UK, 6 Meter | Power Cord | Power Cord
Medtronic XOMED, Inc | الولايات المتحدة الامريكية | United States | ME0000006657SFDAA00006 | Sharpsite Flexible ENT Scope | Sinus Endoscopy System | ENT endoscope
Medtronic XOMED, Inc | الولايات المتحدة الامريكية | United States | ME0000006657SFDAA00012 | Thermalsplint Singles | Disposable Surgical Instrument | Disposable Surgical Instrument
Medtronic XOMED, Inc | الولايات المتحدة الامريكية | United States | ME0000006657SFDAA00003 | Sharpsite Flexible ENT Scope, 3.2mm | Sinus Endoscopy Systems | Sinus Endoscopy Systems
Medtronic XOMED, Inc | الولايات المتحدة الامريكية | United States | ME0000006657SFDAA00008 | StraightShot M4 Instrument Tray | Powered System and Accessory | Powered System and Accessory
JAC Custom Pouches, Inc | الولايات المتحدة الامريكية | United States | ME0000000786SFDAA00003 | PPS Glide Mattress | Lateral Air Transfer | Transfers a patient on a soft nylon mattress designed with hundreds of tiny perforations on the underside
Cardinal Health 200, LLC | الولايات المتحدة الامريكية | United States | ME0000004570SFDAA00023 | Cardinal Health™ Medi-Vac™ | Specimen collection device | CHB Specimen collection device
Cardinal Health 200, LLC | الولايات المتحدة الامريكية | United States | ME0000004570SFDAA00024 | Cardinal Health™ Medi-Vac™ | MEDISTOP VACUUM SUCTION REGULATOR | MEDISTOP VACUUM SUCTION REGULATOR
Edwards Lifesciences LLC | الولايات المتحدة الامريكية | United States | ME0000004603SFDAA00071 | Patient CCO Cable | Cable | Catheter Interface Cable
Medtronic Inc. | الولايات المتحدة الامريكية | United States | ME0000003921SFDAA00015 | Duran AnCore | Duran AnCore | Annuloplasty Handle
3M Company | الولايات المتحدة الامريكية | United States | ME0000009315SFDAA00015 | 3M Nexcare Foot Protection Tape | 3M Nexcare Foot Protection Tape | tape for foot | شريط لاصق لحماية القدم
Cardinal Health 200, LLC | الولايات المتحدة الامريكية | United States | ME0000004570SFDAA00018 | Cardinal Health™ MediVac™ | Medi-Vac Suction Canister Accessories | Medi-Vac Suction Canister Accessories
Medtronic Navigation, Inc. | الولايات المتحدة الامريكية | United States | ME0000000301SFDAA00660 | TRK KIT, 9732778, WRLESS, 9 IN, PHILIPS | TRK KIT, 9732778, WRLESS, 9IN, PHILIPS | Accessory StealthStation™ System.
Medtronic Navigation, Inc. | الولايات المتحدة الامريكية | United States | ME0000000301SFDAA00670 | Main Cart S8 EM Cranial | Main Cart S8 EM Cranial | Accessory to the StealthStation S8 Platform.
Orthomerica Products, Inc. | الولايات المتحدة الامريكية | United States | ME0000002340SFDAA00010 | STARband | STARband | The STARband is a Cranial Orthosis prescribed to correct plagiocephaly, brachcephaly, scaphocephaly in infants. The device is also used on infants whose synostosis has been surgically correct but who still have moderate-to-severe cranial deformities.
Medtronic Navigation, Inc. | الولايات المتحدة الامريكية | United States | ME0000000301SFDAA00655 | StealthStation S8 Zeiss Pentero Interface Kit | StealthStation S8 Zeiss Pentero Interface Kit | Accessory to the StealthStation™ System.
Medtronic Navigation, Inc. | الولايات المتحدة الامريكية | United States | ME0000000301SFDAA00669 | MAIN CART S8 PLUS | MAIN CART S8 PLUS | Accessory to StealthStation S8 Platform.
Medtronic Navigation, Inc. | الولايات المتحدة الامريكية | United States | ME0000000301SFDAA00668 | Stealth S8 EM cranial flat emitter kit | Stealth S8 EM cranial flat emitter kit | Accessory for use with the StealthStation™ S8 System
AbbVie Inc. | الولايات المتحدة الامريكية | United States | ME0000000683SFDAA00028 | Chest Pack | Chest Pack | Personal Device Holder or carry bag
AbbVie Inc. | الولايات المتحدة الامريكية | United States | ME0000000683SFDAA00032 | Hip Pack | Hip Pack | Personal Device Holder, reusable
AbbVie Inc. | الولايات المتحدة الامريكية | United States | ME0000000683SFDAA00033 | Lightweight Vest | Lightweight Vest | Personal Device Holder, reusable
Mako Surgical Corp. | الولايات المتحدة الامريكية | United States | ME0000005424SFDAA00050 | CREST DRILL GUIDE | Reusable surgical drill guide | Reusable surgical drill guide
Mako Surgical Corp. | الولايات المتحدة الامريكية | United States | ME0000005424SFDAA00051 | CREST PIN CLAMP | Reusable orthopaedic prosthesis implantation instrument | Reusable orthopaedic prosthesis implantation instrument
Edwards Lifesciences LLC | الولايات المتحدة الامريكية | United States | ME0000004603SFDAA00072 | TruClip Pressure Monitoring Accessory | Pressure Monitoring Accessory | Monitoring Accessory Holder
Medtronic XOMED, Inc | الولايات المتحدة الامريكية | United States | ME0000006657SFDAA00011 | External Nasal Splint Singles | Disposable Surgical Instrument | Disposable Surgical Instrument
Medtronic Inc. | الولايات المتحدة الامريكية | United States | ME0000003921SFDAA00016 | Valve Handle | Valve Handle | Surgical Stainless Steel
Cardinal Health 200, LLC | الولايات المتحدة الامريكية | United States | ME0000004570SFDAA00026 | Kendall SCD Sequential Compression Comfort Sleeves Knee-Length | Compression Comfort Sleeves Knee-Length | designed for use with KENDALL SCD™ Express and KENDALL SCD™ 700 Series controllers.
Cardinal Health 200, LLC | الولايات المتحدة الامريكية | United States | ME0000004570SFDAA00021 | Cardinal Health™ Medi-Vac™ | Medi-Vac Suction Canister Accessories | Wall plate with holes
Medtronic, Inc. | الولايات المتحدة الامريكية | United States | ME0000015316SFDAA00084 | Strata® II Adjustment Kit | Strata® II Adjustment Kit | Non-sterile, reusable kit
Cardinal Health 200, LLC | الولايات المتحدة الامريكية | United States | ME0000004570SFDAA00025 | Kendall SCD Controller tubing | Controller tubing | Controller tubing extension assembly is available for use with Kendall SCD™ controller tubing.
Hill-Rom, Inc. | الولايات المتحدة الامريكية | United States | ME0000001779SFDAA00015 | VersaCare Bed | VersaCare Bed | Hospital Bed
Medtronic XOMED, Inc | الولايات المتحدة الامريكية | United States | ME0000006657SFDAA00009 | Indigo Instrument Tray | Powered System and Accessory | Powered System and Accessory
Medtronic Navigation, Inc. | الولايات المتحدة الامريكية | United States | ME0000000301SFDAA00476 | Stealth S8 EM ENT Side Emitter Kit | Stealth S8 EM ENT Side Emitter Kit | Procedure pack used for brain surgery.
Medtronic XOMED, Inc | الولايات المتحدة الامريكية | United States | ME0000015297SFDAA00006 | VISAO Sterilization Tray | VISAO Sterilization Tray | Reusable tray
Medtronic XOMED, Inc | الولايات المتحدة الامريكية | United States | ME0000015297SFDAA00008 | NEUROTOLOGIC STIMULUS DISSECTION INTRUMENT TRAY | NEUROTOLOGIC STIMULUS DISSECTION INTRUMENT TRAY | Reusable tray
Avalign Technologies, Inc. | الولايات المتحدة الامريكية | United States | ME0000019362SFDAA00001 | Sterilization Tray | Sterilization Tray | Endoscope Sterilization Tray
Datex-Ohmeda, Inc | الولايات المتحدة الامريكية | United States | ME0000003425SFDAA00018 | Reusable Infant Temperature Probe | Temperature Probe | General-purpose patient temperature probe, reusable
Edwards Lifesciences LLC | الولايات المتحدة الامريكية | United States | ME0000004603SFDAA00073 | EV1000 Power Adaptor | Power Adaptor | EV1000 Power Adaptor, 220V - 15 Feet
Medtronic Navigation, Inc. | الولايات المتحدة الامريكية | United States | ME0000000301SFDAA00477 | STRAIGHT SUCTION 9733449 EM ENT | STRAIGHT SUCTION EM ENT | Electromagnetic ENT Instruments
Medtronic Navigation, Inc. | الولايات المتحدة الامريكية | United States | ME0000000301SFDAA00678 | INST KIT DRIVER 5.5/6.0 MAS CAN | INST KIT DRIVER 5.5/6.0 MAS CAN | Spine surgical screwdrivers
Stryker Instruments | الولايات المتحدة الامريكية | United States | ME0000003208SFDAA00392 | System 6 | Sternum Saw Sterilization Case | The Stryker Sterilization Case is designed to contain an insert tray and protect reusable medical devices during steam sterilization, storage and transportation. The Sterilization Case must be wrapped in a validated sterilization wrap prior to sterilization to maintain sterility. The Stryker Insert Tray is designed to provide a convenient holder for reusable medical devices during automated washing and steam sterilization. This Insert Tray may also be placed in a rigid container that does not require a validated wrap.
Medtronic Navigation, Inc. | الولايات المتحدة الامريكية | United States | ME0000000301SFDAA00661 | TRK KIT, 9732779, WRLESS, 12IN, 13PHILIPS | TRK KIT, 9732779, WRLESS, 12IN, 13PHILIPS | Accessory to StealthStation™ System.
Medtronic Navigation, Inc. | الولايات المتحدة الامريكية | United States | ME0000000301SFDAA00671 | CAMERA CART STEALTH S8 | CAMERA CART STEALTH S8 | Accessory StealthStation S8 Platform
Medtronic Navigation, Inc. | الولايات المتحدة الامريكية | United States | ME0000000301SFDAA00679 | TRK KIT, 9732780, WRLESS, 9 IN, SIEMENS | TRK KIT, 9732780, WRLESS, 9 IN, SIEMENS | accessory to your StealthStation™ System
Kirwan Surgical Products LLC | الولايات المتحدة الامريكية | United States | ME0000007155SFDAA00011 | REUSABLE BIPOLAR CORD | Reusable Medical Device Electrical Cable | REUSABLE BIPOLAR CORD
Medtronic Navigation, Inc. | الولايات المتحدة الامريكية | United States | ME0000000301SFDAA00662 | MAIN CART 9735665 STEALTH S8 PREMIUM | MAIN CART 9735665 STEALTH S8 PREMIUM | Cart
Medtronic Navigation, Inc. | الولايات المتحدة الامريكية | United States | ME0000000301SFDAA00675 | STEALTHSTATION S8 PLANNING STATION | STEALTHSTATION S8 PLANNING STATION | Planning Station
3M Company | الولايات المتحدة الامريكية | United States | ME0000009315SFDAA00028 | 3M™ Single-Patient Stethoscope | 3M™ Single-Patient Stethoscope | This stethoscope is for single patient use in isolation room settings to eliminate the potential risk of patient to patient crosscontamination introduced by reusable stethoscopes.
Medtronic Navigation, Inc. | الولايات المتحدة الامريكية | United States | ME0000000301SFDAA00484 | STEALTH AUTOGUIDE™ INSTRUMENT SET | STEALTH AUTOGUIDE™ INSTRUMENT SET | INSTRUMENT SET
3M Company | الولايات المتحدة الامريكية | United States | ME0000009315SFDAA00027 | 3M Pediatric Single-Patient Stethoscope | 3M Pediatric Single-Patient Stethoscope | This stethoscope is for single patient use in isolation room settings to eliminate the potential risk of patient to patient crosscontamination introduced by reusable stethoscopes.
Smith & Nephew Inc. | الولايات المتحدة الامريكية | United States | ME0000004264SFDAA00002 | 90 DEGREE High Profile Hinge | 90 DEGREE High Profile Hinge | External Fixation instruments | أدوات التثبيت الخارجية
Smith & Nephew Inc. | الولايات المتحدة الامريكية | United States | ME0000004264SFDAA00004 | Russian Wire Fixation Bolt | Russian Wire Fixation Bolt | External Fixation instruments | أدوات التثبيت الخارجية
Medtronic Powered Surgical Solutions | الولايات المتحدة الامريكية | United States | ME0000000262SFDAA00046 | Midas Rex® Cleaning Brush | N/A | Cleaning Brush
Integra LifeSciences Production Corporation | الولايات المتحدة الامريكية | United States | ME0000015850SFDAA00107 | CODMAN® Bipolar Cord Unitized Plug, Reusable | CODMAN® Bipolar Cord Unitized Plug, Reusable | Connection Cable
Medtronic XOMED, Inc | الولايات المتحدة الامريكية | United States | ME0000015297SFDAA00005 | Sharpsite AC Endoscope Instrument Tray | Sharpsite AC Endoscope Instrument Tray | Reusable Tray
Smith & Nephew Inc. | الولايات المتحدة الامريكية | United States | ME0000004264SFDAA00003 | SPATIAL FRAME IDENTIFICATION BAND KIT | SPATIAL FRAME IDENTIFICATION BAND KIT | External Fixation instruments | أدوات التثبيت الخارجية
Freudenberg Medical, LLC | الولايات المتحدة الامريكية | United States | ME0000007373SFDAA00023 | Nasal Septal Perforation Prosthesis | Bi-flange elastomeric device | Nasal Septal Perforation Prosthesis is a two-piece, magnetically coupled solution for non-surgical closure of nasal septal perforations.
Boston Scientific Corporation | الولايات المتحدة الامريكية | United States | ME0000000637SFDAA00022 | Seal | Seal Single Use Biopsy Valve | endoscopic biopsy valve
Medtronic Navigation, Inc. | الولايات المتحدة الامريكية | United States | ME0000000301SFDAA00486 | TRK KIT, 9732780, WRLESS, 9 IN | Wireless Traker | TRK KIT, 9732780, WRLESS, 9 IN, SIEMENS
Medtronic XOMED, Inc | الولايات المتحدة الامريكية | United States | ME0000006657SFDAA00013 | Straightshot M5 INSTRUMENT TRAY | Straightshot INSTRUMENT TRAY M5 | Reusable tray
Corindus, Inc | الولايات المتحدة الامريكية | United States | ME0000003549SFDAA00004 | CorPath Cockpit | CorPath Cockpit | The CorPath Cockpit is a portable, locking-wheel cart that provides a radiation shield for the physician and houses the Control Console and video monitoring system. It also contains lead acrylic on the front and left sides above the frame to provide additional radiation protection without occluding the physician’s view of the procedure table.
Alcon Laboratories, Inc. | الولايات المتحدة الامريكية | United States | ME0000004117SFDAA00022 | Monarch Loading Forceps | Forceps | Monarch Loading Forceps
Alcon Laboratories, Inc. | الولايات المتحدة الامريكية | United States | ME0000004117SFDAA00024 | Sutherland Handle NG | Ophthalmic surgical instrument handle, manual | Sutherland Handle NG, red
Alcon Laboratories, Inc. | الولايات المتحدة الامريكية | United States | ME0000004117SFDAA00026 | Revolution Handle | Ophthalmic surgical instrument handle, manual | Revolution Handle, red
Alcon Laboratories, Inc. | الولايات المتحدة الامريكية | United States | ME0000004117SFDAA00023 | RENAISSANCE® Advanced Handle | Ophthalmic surgical instrument handle, manual | RENAISSANCE® Advanced Handle
Alcon Laboratories, Inc. | الولايات المتحدة الامريكية | United States | ME0000004117SFDAA00025 | RENAISSANCE® Handle NG | Ophthalmic surgical instrument handle, manual | RENAISSANCE® Handle NG, red
Altimate Medical, Inc. | الولايات المتحدة الامريكية | United States | ME0000008551SFDAA00003 | easy stand glider | GLIDER ACTIVE STANDING | standing frame.
Covidien llc | الولايات المتحدة الامريكية | United States | ME0000001197SFDAA00034 | CapnoLine™ Adult-Pediatric Intubated Filter line with Microstream™ Technology | Adult-Pediatric Intubated Filter | Adult-Pediatric Intubated Filter Line with Microstream™ Technology, Length 2.0 m
Smith & Nephew Inc. | الولايات المتحدة الامريكية | United States | ME0000004264SFDAA00007 | 255mm 2/3 Ring Taylor Spatial Frame | 255mm 2/3 Ring Taylor Spatial Frame | External Fixation instruments | حلقة تايلور الإطار المكاني
Smith & Nephew Inc. | الولايات المتحدة الامريكية | United States | ME0000004264SFDAA00006 | HEX-FIX SET Screw | HEX-FIX SET Screw | External Fixation instruments | أدوات التثبيت الخارجية
SUMMIT MEDICAL INC | الولايات المتحدة الامريكية | United States | ME0000011525SFDAA00002 | INSTRUSAFE | INSTRUSAFE | SCOPE TRAY
Smith & Nephew Inc. | الولايات المتحدة الامريكية | United States | ME0000004264SFDAA00005 | 130 mm Full Ring Taylor Spatial Fixator | 130 mm Full Ring Taylor Spatial Fixator | External Fixation instruments | أدوات التثبيت الخارجية
Stryker Spine | الولايات المتحدة الامريكية | United States | ME0000009395SFDAA00008 | RELIANCE® T-HANDLE | RELIANCE® T-HANDLE | T-Handle insert it into the disc space.
Medtronic Navigation, Inc. | الولايات المتحدة الامريكية | United States | ME0000000301SFDAA00487 | MOUNT 9733977 SONONAV | SONONAV Imaging system hardware | MOUNT 9733977 SONONAV
johnson & johnson Surgical Vision Inc | الولايات المتحدة الامريكية | United States | ME0000003608SFDAA00001 | UNFOLDER Vitan™ Inserter | UNFOLDER Vitan™ Inserter | The UNFOLDER Vitan™ Inserter is designed for use with Acrylic 1-Piece intraocular lenses in the SmartLOAD™ Delivery Technology from Johnson & Johnson Surgical Vision, Inc. The UNFOLDER Vitan™ Inserter, Model DK9000 is an autoclavable, reusable titanium handpiece which is provided non-sterile
Carestream Dental LLC | الولايات المتحدة الامريكية | United States | ME0000015622SFDAA00002 | Intraoral Camera | Intraoral Camera | Dental Video Camera
Medtronic Navigation, Inc. | الولايات المتحدة الامريكية | United States | ME0000000301SFDAA00482 | ARM ARTICULATING EM MOUNT | ARM ARTICULATING EM MOUNT | ARM 9736175 ARTICULATING EM MOUNT
Medtronic Navigation, Inc. | الولايات المتحدة الامريكية | United States | ME0000000301SFDAA00478 | Emitter Axiem 3 Side-Mount | Emitter Axiem 3 Side-Mount | Emitter 9735521ENT Axiem 3 Side Mount
Varian Medical Systems Inc. | الولايات المتحدة الامريكية | United States | ME0000010234SFDAA00074 | Sterilization Boxes | Sterilization Boxes | Boxes to store the applicator parts during steam sterilization process and subsequent storage.
BSN medical Inc. | الولايات المتحدة الامريكية | United States | ME0000005416SFDAA00024 | FarrowWrap® Lite Leg Foot Thigh Knee | FarrowWrap® | Adjustable compression devices
Prime Medical LLC | الولايات المتحدة الامريكية | United States | ME0000022001SFDAA00003 | Heel Protector Pair | Heel Protector Pair | convoluted foam heel protectors
CONMED CORPORATION | الولايات المتحدة الامريكية | United States | ME0000005736SFDAA00313 | PadPro | Electrode | Electrode
Carestream Dental LLC | الولايات المتحدة الامريكية | United States | ME0000015622SFDAA00003 | Intraoral Camera | Intraoral Camera | Dental Video Camera
Medtronic XOMED, Inc | الولايات المتحدة الامريكية | United States | ME0000006657SFDAA00014 | Bio-Flek Head Support Riser | Bio-Flek® Surgical Head Supports | Surgical Head Supports
DENTSPLY Caulk | الولايات المتحدة الامريكية | United States | ME0000014817SFDAA00012 | Aquasil® Ultra+ Smart Wetting® Impression Material | Aquasil® Ultra+ Smart Wetting® Impression Material | Aquasil Ultra+ Putty Smart Wetting Impression Materials are vinylpolysiloxane addition reaction silicone elastomeric dental impression materials with excellent hydrophilic properties, dimensional accuracy, high tear strength, and resistance to permanent deformation.
Welch Allyn, Inc. | الولايات المتحدة الامريكية | United States | ME0000001408SFDAA00207 | PAT CBL H3+ 5-WIRE 2X5 RA SNAPS AHA GRAY | Reusable Electrocardiographic Lead Set | Reusable Electrocardiographic Lead Set
Welch Allyn, Inc. | الولايات المتحدة الامريكية | United States | ME0000001408SFDAA00205 | PATIENT CABLE H3+ 5-WIRE AHA SNAP GRAY | Reusable Electrocardiographic Lead Set | Reusable Electrocardiographic Lead Set
Welch Allyn, Inc. | الولايات المتحدة الامريكية | United States | ME0000001408SFDAA00208 | PAT CBL H3+ 5-WIRE 2X5 RA SNAPS IEC GRAY | Reusable Electrocardiographic Lead Set | Reusable Electrocardiographic Lead Set
Gyrus ACMI, Inc. | الولايات المتحدة الامريكية | United States | ME0000002534SFDAA00001 | LITHOTRIPSY WRENCH ShockPulse-SE | ShockPulse Lithotripsy Wrench | Lithotripsy instruments
Welch Allyn, Inc. | الولايات المتحدة الامريكية | United States | ME0000001408SFDAA00206 | PATIENT CABLE H3+ 5-WIRE IEC SNAP GRAY | Reusable Electrocardiographic Lead Set | Reusable Electrocardiographic Lead Set
Biomet Sports Medicine | الولايات المتحدة الامريكية | United States | ME0000001909SFDAA00091 | Guide Wire | General Sports Medicine Instrument | 1.1MM NITINOL GUIDE WIRE (14”) - 1.5 mm Nitinol Guide Wire (14”).
Advanced Sterilization Products, Ethicon Division, A Company of Johnson & Johnson | الولايات المتحدة الامريكية | United States | ME0000017994SFDAA00001 | CIDEZYME® Enzymatic Detergent | CIDEZYME® Enzymatic Detergent | Enzymatic Detergent
AlterG | الولايات المتحدة الامريكية | United States | ME0000000240SFDAA00050 | AlterG | Anti Gravity Treadmill | Anti-Gravity Treadmill for Lower Body Rehabilitation
CONMED CORPORATION | الولايات المتحدة الامريكية | United States | ME0000005736SFDAA00324 | e-Trode | Electrode | For use in external pacing, defibrillation and monitoring applications.
3M Company | الولايات المتحدة الامريكية | United States | ME0000009315SFDAA00051 | Nexcare Waterproof Bandages | Nexcare Waterproof Bandages | Bandages | لصقات مقاومة للماء
3M Company | الولايات المتحدة الامريكية | United States | ME0000009315SFDAA00050 | Nexcare Max Hold Waterproof Bandages | Nexcare Max Hold Waterproof Bandages | Bandages | لصقات مضادة للجراثيم
BTE Technologies, Inc. | الولايات المتحدة الامريكية | United States | ME0000021334SFDAA00003 | EvalTech | EvalTech | Functional Testing System
BTE Technologies, Inc. | الولايات المتحدة الامريكية | United States | ME0000021334SFDAA00004 | MCU Multi-Cervical Unit | MCU | Pinpoint Weakness and Asymmetry. And Abolish Neck Pain for Good.
BTE Technologies, Inc. | الولايات المتحدة الامريكية | United States | ME0000021334SFDAA00005 | PRIMUS RS | Primus | Comprehensive rehabilitation system
BTE Technologies, Inc. | الولايات المتحدة الامريكية | United States | ME0000021334SFDAA00002 | Evaluator | Evaluator | Portable Evaluation System
DENTSPLY RINN | الولايات المتحدة الامريكية | United States | ME0000014814SFDAA00001 | Rinn-XCP DS-Fit | Dental instruments | Dental sensor holder
AbbVie Inc. | الولايات المتحدة الامريكية | United States | ME0000000683SFDAA00026 | MANAGE-PD | MANAGE-PD | A software-based tool
Integra LifeSciences Production Corporation | الولايات المتحدة الامريكية | United States | ME0000015850SFDAA00117 | CODMAN® EDS 3™ Leveling Device | CODMAN® EDS 3™ Leveling Device | Laser Leveling Device
3M Company | الولايات المتحدة الامريكية | United States | ME0000009315SFDAA00058 | 3M Nexcare Active Tape | 3M Nexcare Active Tape | Cushions tape | لصقات مبطنة
Healthcare International | الولايات المتحدة الامريكية | United States | ME0000001438SFDAA00002 | Lift, Patient, non-AC-powered | Physiogait Dynamic Unweighting Device | The PhysioGait is a training device for simultaneous control of unweighting, posture and balance on a treadmill or firm surface. Systems providing dynamic unweighting are a perfect solution for training patients in a wide range of gait disorders. PhysioGait helps to maintain proper posture, reduces load, eliminates balance problems and improves motor coordination training. Unique harnesses are designed for uni or bilateral support of the body as well as for a gradual level change from fully loaded to fully unloaded.
3M ESPE Dental Products | الولايات المتحدة الامريكية | United States | ME0000009304SFDAA00098 | Imprint II Garant Heavy Body Vinyl Polysiloxane Impression Material | Imprint II Garant Heavy Body Vinyl Polysiloxane Impression Material | Impression Material
Seiler Instrument & Manufacturing Co., Inc. | الولايات المتحدة الامريكية | United States | ME0000011851SFDAA00003 | 935 Colposcope | Colposcope | Colposcope
Seiler Instrument & Manufacturing Co., Inc. | الولايات المتحدة الامريكية | United States | ME0000011851SFDAA00008 | ALPHA AIR 3 ENT | Microscope | Microscope
Seiler Instrument & Manufacturing Co., Inc. | الولايات المتحدة الامريكية | United States | ME0000011851SFDAA00009 | ALPHA AIR 6 ENT | Microscope | Microscope
Seiler Instrument & Manufacturing Co., Inc. | الولايات المتحدة الامريكية | United States | ME0000011851SFDAA00005 | 955 Colposcope | Colposcope | Colposcope
Seiler Instrument & Manufacturing Co., Inc. | الولايات المتحدة الامريكية | United States | ME0000011851SFDAA00007 | ALPHA AIR 3 DENTAL | Microscope | Microscope
Seiler Instrument & Manufacturing Co., Inc. | الولايات المتحدة الامريكية | United States | ME0000011851SFDAA00006 | 985 Colposcope | Colposcope | Colposcope
Seiler Instrument & Manufacturing Co., Inc. | الولايات المتحدة الامريكية | United States | ME0000011851SFDAA00010 | ALPHA AIR 6 DENTAL | Microscope | Microscope
Seiler Instrument & Manufacturing Co., Inc. | الولايات المتحدة الامريكية | United States | ME0000011851SFDAA00004 | 3D surgical Microscope | Microscope | Microscope
3M Company | الولايات المتحدة الامريكية | United States | ME0000009315SFDAA00062 | 3M Nexcare Toe Blister Plasters | 3M Nexcare Toe Blister Plasters | Toe Blister | لصقات البثور
Adroit Surgical LLC | الولايات المتحدة الامريكية | United States | ME0000002134SFDAA00005 | VIE SCOPE | Laryngoscope | Bougie Introducer
Edwards Lifesciences LLC | الولايات المتحدة الامريكية | United States | ME0000004603SFDAA00085 | EV1000 BRACKET | Cable | Accessory Bracket
Edwards Lifesciences LLC | الولايات المتحدة الامريكية | United States | ME0000004603SFDAA00084 | EV1000 Cable | Cable | Accessory Cable for connection
Edwards Lifesciences LLC | الولايات المتحدة الامريكية | United States | ME0000004603SFDAA00087 | EV1000 PRESSURE CONTROLLER | Pressure Contoller | Controller Accessory for the main device
Medtronic, Inc. | الولايات المتحدة الامريكية | United States | ME0000015316SFDAA00088 | StrataVarius® System | StrataVarius® System | Battery-powered, handheld instrument.
Edwards Lifesciences LLC | الولايات المتحدة الامريكية | United States | ME0000004603SFDAA00086 | EV1000 TRANSDUCER HOLDER | Holder | Accessory Holder for main device
3M Company | الولايات المتحدة الامريكية | United States | ME0000009315SFDAA00063 | 3M Nexcare Ultra Stretch Maxi flexible Comfort Bandages | 3M Nexcare Ultra Stretch Maxi flexible Comfort Bandages | Bandages | ضمادات جروح
Gyrus ACMI, Inc. | الولايات المتحدة الامريكية | United States | ME0000002534SFDAA00076 | EasySuite 4K Video Manager | EasySuite 4K Video Manager | nCare RX2 (Video manager)
Natus Neurology Incorporated | الولايات المتحدة الامريكية | United States | ME0000002995SFDAA00001 | Disposable Ring Electrodes w/Lead | Disposable Ring Electrodes w/Lead | Natus disposable adhesive (surface) electrodes are used as a non-invasive method of conducting electrical activity produced by muscles. Surface electrodes are used in stimulation and recording of electrical activity for analysis using an EMG amplifier.
Natus Neurology Incorporated | الولايات المتحدة الامريكية | United States | ME0000002995SFDAA00003 | Disposable Ground Plate Electrode | Disposable Ground Plate Electrode | Natus disposable adhesive (surface) electrodes are used as a non-invasive method of conducting electrical activity produced by muscles. Surface electrodes are used in stimulation and recording of electrical activity for analysis using an EMG amplifier.
Natus Neurology Incorporated | الولايات المتحدة الامريكية | United States | ME0000002995SFDAA00007 | Disposable 4-Disk Electrodes | Disposable 4-Disk Electrodes | Natus disposable adhesive (surface) electrodes are used as a non-invasive method of conducting electrical activity produced by muscles. Surface electrodes are used in stimulation and recording of electrical activity for analysis using an EMG amplifier.
Natus Neurology Incorporated | الولايات المتحدة الامريكية | United States | ME0000002933SFDAA00048 | Disposable 2”x4” Ground Electrode | Disposable 2”x4” Ground Electrode | Natus disposable adhesive (surface) electrodes are used as a non-invasive method of conducting electrical activity produced by muscles. Surface electrodes are used in stimulation and recording of electrical activity for analysis using an EMG amplifier.
Natus Neurology Incorporated | الولايات المتحدة الامريكية | United States | ME0000002995SFDAA00004 | Disposable Ground/Tab Electrodes without Lead | Disposable Ground/Tab Electrodes without Lead | Natus disposable adhesive (surface) electrodes are used as a non-invasive method of conducting electrical activity produced by muscles. Surface electrodes are used in stimulation and recording of electrical activity for analysis using an EMG amplifier.
Natus Neurology Incorporated | الولايات المتحدة الامريكية | United States | ME0000002995SFDAA00002 | Disposable Tab Electrodes | Disposable Tab Electrodes | Natus disposable adhesive (surface) electrodes are used as a non-invasive method of conducting electrical activity produced by muscles. Surface electrodes are used in stimulation and recording of electrical activity for analysis using an EMG amplifier.
Natus Neurology Incorporated | الولايات المتحدة الامريكية | United States | ME0000002995SFDAA00008 | Disposable Disk Electrode | Disposable Disk Electrode | Natus disposable adhesive (surface) electrodes are used as a non-invasive method of conducting electrical activity produced by muscles. Surface electrodes are used in stimulation and recording of electrical activity for analysis using an EMG amplifier.
Natus Neurology Incorporated | الولايات المتحدة الامريكية | United States | ME0000002995SFDAA00005 | Disposable Ring Electrodes | Disposable Ring Electrodes | Natus disposable adhesive (surface) electrodes are used as a non-invasive method of conducting electrical activity produced by muscles. Surface electrodes are used in stimulation and recording of electrical activity for analysis using an EMG amplifier.
BSN medical Inc. | الولايات المتحدة الامريكية | United States | ME0000005416SFDAA00025 | FarrowWrap® Lite Gauntlet | FarrowWrap® | Adjustable compression devices
The Hygenic Corp. | الولايات المتحدة الامريكية | United States | ME0000000497SFDAA00022 | Cramer 1050i Athletic Tape | Cramer 1050i Athletic Tape | Athletic Tape for support
Ultradent products Inc | الولايات المتحدة الامريكية | United States | ME0000015243SFDAA00045 | Ultradent™ Diamond Polish | Ultradent™ Diamond Polish | Ultradent Diamond Polish is a white, mint-flavored paste available in two grits: 1.0μm and 0.5μm. Both grits contain micro fine diamond particles in a water-soluble gel. Diamond Polish is used to polish ceramic or composite restorations.
The Hygenic Corp. | الولايات المتحدة الامريكية | United States | ME0000013908SFDAA00002 | Cramer 950 Porous Athletic Tape | Cramer 950 Porous Athletic Tape | Athletic tape for support
Ultradent products Inc | الولايات المتحدة الامريكية | United States | ME0000015243SFDAA00043 | Valo Grand Cordless | Valo Grand Cordless | The Source of Illumination for curing photo activated dental restorative materials and adhesives .
Hologic, Inc. | الولايات المتحدة الامريكية | United States | ME0000000959SFDAA00060 | ATEC | ATEC CANISTER | ATEC CANISTER is a single use product.
DENTSPLY Caulk | الولايات المتحدة الامريكية | United States | ME0000014817SFDAA00014 | Aquasil soft putty hard putty | Impression Materials Based On Quadra functional Hydrophilic | Aquasil Putty DECA™ is a hydrophilic base impression material consisting of addition curing vinyl silicones. The mixing ratio is 5 volumes base paste and 1 volume catalyst paste.
DENTSPLY Caulk | الولايات المتحدة الامريكية | United States | ME0000014817SFDAA00019 | Fix Adhesive, Fix Solvent | Tray adhesive for alginate impression material and cleansr for removal of fix adhesive | Fix Adhesive, Fix Solvent
DENTSPLY Caulk | الولايات المتحدة الامريكية | United States | ME0000014817SFDAA00015 | Aquasil Bite | Viny1 polysiloxane bite registration material | Aquasil Bite Viny1 polysiloxane bite registration material
DENTSPLY Caulk | الولايات المتحدة الامريكية | United States | ME0000014817SFDAA00013 | Palodent 360 | Sectional Matrix System | Accurate Contacts and Contours at Fingertips | فواصل جزئية بين الأسنان
Medtronic, Inc. | الولايات المتحدة الامريكية | United States | ME0000015316SFDAA00110 | StrataVarius™ Valve Identification Card, Strata® Valve | Valve Identification Card | Valve Identification Cards (Smart Cards).
Medtronic, Inc. | الولايات المتحدة الامريكية | United States | ME0000015316SFDAA00111 | StrataVarius™ Valve Identification Card, Strata NSC™ Valve | Valve Identification Card | Valve Identification Cards (Smart Cards).
Dentsply LLC professional division Trading as Dentsply Rinn | الولايات المتحدة الامريكية | United States | ME0000003454SFDAA00001 | XCP DS FIT | FILM/SENSOR HOLDING INSTRUMENTS | XCP DS FIT Bitewing universal biteblocks
Stryker Endoscopy | الولايات المتحدة الامريكية | United States | ME0000005467SFDAA00274 | Conquest Series Tip Biter | Conquest Series Tip Biter | Manual instruments are intended for arthroscopic surgical use to cut, resect and grab meniscus and tissue
Stryker Endoscopy | الولايات المتحدة الامريكية | United States | ME0000005467SFDAA00267 | Conquest Series Backbiter Straight | Conquest Series Backbiter Straight | Manual instruments are intended for arthroscopic surgical
DENTSPLY Caulk | الولايات المتحدة الامريكية | United States | ME0000014817SFDAA00017 | Automatrix Snippers | Tool for removal of automarix bands | Tool for removal of automarix bands
CIVCO Medical Instruments Co., Inc DBA CIVCO and CIVCO Medical Solutions | الولايات المتحدة الامريكية | United States | ME0000006496SFDAA00050 | Micro-Touch® Stabilizer LP | Stabilizer | The Micro-Touch LP is specifically designed for use on cystoscopy tables with a fixed fluoroscopy gantry or fixed table.
CIVCO Medical Instruments Co., Inc DBA CIVCO and CIVCO Medical Solutions | الولايات المتحدة الامريكية | United States | ME0000006496SFDAA00050 | Micro-Touch® Stabilizer LP | Stabilizer | The Micro-Touch LP is specifically designed for use on cystoscopy tables with a fixed fluoroscopy gantry or fixed table.
Stryker Endoscopy | الولايات المتحدة الامريكية | United States | ME0000005467SFDAA00277 | Sterilization Tray | Sterilization Tray | Sterilization trays are plastic and/or metal containers used to hold and protect surgical devices during the sterilization process
Stryker Endoscopy | الولايات المتحدة الامريكية | United States | ME0000005467SFDAA00272 | Conquest Series Scoop Jaw Punch | Conquest Series Scoop Jaw Punch | Manual instruments are intended for arthroscopic surgical use to cut, resect and grab meniscus and tissue
Stryker Endoscopy | الولايات المتحدة الامريكية | United States | ME0000005467SFDAA00266 | Cannulated Obturator Assembly | Cannulated Obturator Assembly | Stryker Non-sterile Reusable Instruments are manual instruments
Stryker Endoscopy | الولايات المتحدة الامريكية | United States | ME0000005467SFDAA00275 | Conquest Series Hook Scissors | Conquest Series Hook Scissors | Manual instruments are intended for arthroscopic surgical use to cut, resect and grab meniscus and tissue.
Stryker Endoscopy | الولايات المتحدة الامريكية | United States | ME0000005467SFDAA00270 | Conquest Series Meniscal Crescent Punch | Conquest Series Meniscal Crescent Punch | Manual instruments are intended for arthroscopic surgical use to cut, resect and grab meniscus and tissue.
DENTSPLY Caulk | الولايات المتحدة الامريكية | United States | ME0000014817SFDAA00025 | Automatrix Syetem | Retainerless Matrix Syetem | Automatrix Syetem
Sirona Dental Inc. | الولايات المتحدة الامريكية | United States | ME0000011838SFDAA00001 | Xios XG USB- Interface | Xios XG USB- Interface | Xios XG USB- Interface
Sirona Dental Inc. | الولايات المتحدة الامريكية | United States | ME0000011838SFDAA00001 | Xios XG USB- Interface | Xios XG USB- Interface | Xios XG USB- Interface
Stryker Endoscopy | الولايات المتحدة الامريكية | United States | ME0000005467SFDAA00271 | Conquest Series Narrow Punch | Conquest Series Narrow Punch | Manual instruments are intended for arthroscopic surgical use to cut, resect and grab meniscus and tissue
Stryker Endoscopy | الولايات المتحدة الامريكية | United States | ME0000005467SFDAA00276 | Conquest Series Micro Scissor Punch | Conquest Series Micro Scissor Punch | Manual instruments are intended for arthroscopic surgical use to cut, resect and grab meniscus and tissue
DENTSPLY Caulk | الولايات المتحدة الامريكية | United States | ME0000014817SFDAA00033 | Tray Adhesive Caulk | Tray Adhesive | Tray Adhesive Caulk
CIVCO Medical Instruments Co., Inc DBA CIVCO and CIVCO Medical Solutions | الولايات المتحدة الامريكية | United States | ME0000006496SFDAA00051 | Multi-Purpose Workstation™ Stabilizer | Stabilizer | Multi-Purpose Workstation with adjustable floor stand
CIVCO Medical Instruments Co., Inc DBA CIVCO and CIVCO Medical Solutions | الولايات المتحدة الامريكية | United States | ME0000006496SFDAA00051 | Multi-Purpose Workstation™ Stabilizer | Stabilizer | Multi-Purpose Workstation with adjustable floor stand
Dentsply LLC professional division Trading as Dentsply Rinn | الولايات المتحدة الامريكية | United States | ME0000003454SFDAA00002 | XCP DS FIT | Film/Sensor Holding Instruments | XCP DS FIT Bitewing universal biteblocks
Howmedica Osteonics Corp. | الولايات المتحدة الامريكية | United States | ME0000005423SFDAA00277 | Hex Drive Triathlon® Instruments | Surgical screwdriver | Surgical screwdriver
ZIMMER, INC. | الولايات المتحدة الامريكية | United States | ME0000003869SFDAA00001 | Persona The Personalized Knee System External Rotation Shit Block Modular Case Bracket | Knee Instruments Case Bracket | Knee Instruments Case Bracket
Stryker Endoscopy | الولايات المتحدة الامريكية | United States | ME0000005467SFDAA00269 | Conquest Series Soft Tissue Grasper | Conquest Series Soft Tissue Grasper | Manual instruments
DENTSPLY Caulk | الولايات المتحدة الامريكية | United States | ME0000014817SFDAA00024 | INTEGRITY DISPENSER+SLIDE | Mixing Tips , Dispenser and Slide Package | INTEGRITY DISPENSER+SLIDE NEW
DENTSPLY Caulk | الولايات المتحدة الامريكية | United States | ME0000014817SFDAA00023 | Regisil Rigid | Bite registration Material . | Regisil Rigid
Symmetry Medical Manufacturing Inc. | الولايات المتحدة الامريكية | United States | ME0000003866SFDAA00002 | HP Basket | Surgical tools Basket | Surgical tools Basket
Symmetry Medical Manufacturing Inc. | الولايات المتحدة الامريكية | United States | ME0000003868SFDAA00001 | Single HP Tray W Housing Slot | Surgical tools Tray | Surgical tools Tray
ZIMMER, INC. | الولايات المتحدة الامريكية | United States | ME0000003870SFDAA00001 | Persona The Personalized Knee System Valgus/Varus Recut Guide Caddy | Knee Instruments Recut Guide | Knee Instruments Recut Guide
ZIMMER, INC. | الولايات المتحدة الامريكية | United States | ME0000003871SFDAA00001 | ZCA All-Poly Acetabular Cup Cup Positioner | Knee Instruments Cup Positioner | Knee Instruments Cup Positioner
Symmetry Medical Manufacturing Inc. | الولايات المتحدة الامريكية | United States | ME0000003867SFDAA00001 | HP Basket W Housing Slots | Surgical tools Basket | Surgical tools Basket
Howmedica Osteonics Corp. | الولايات المتحدة الامريكية | United States | ME0000005423SFDAA00279 | PS Prep and Trialing- Lower Tray Triathlon® Instruments | Instrument tray | Instrument tray
DENTSPLY Caulk | الولايات المتحدة الامريكية | United States | ME0000014817SFDAA00032 | Dentsply Sirona Crown Forms | Crown Forms | Dentsply Sirona Crown Forms
DENTSPLY Caulk | الولايات المتحدة الامريكية | United States | ME0000014817SFDAA00026 | Regisil 2x | Bite registration Material . | REGISIL '2x' CART 50ML
Howmedica Osteonics Corp. | الولايات المتحدة الامريكية | United States | ME0000005423SFDAA00278 | PS Box Cutting Guide Triathlon® Instruments | Orthopaedic prosthesis implantation instrument | Orthopedic prosthesis implantation instrument
CIVCO Medical Instruments Co., Inc DBA CIVCO and CIVCO Medical Solutions | الولايات المتحدة الامريكية | United States | ME0000006496SFDAA00047 | Classic Stepper | Manual Stepper | A lightweight precision stepping device adaptable to a variety of Brachytherapy / Cryotherapy endocavity biplane transducers.
CIVCO Medical Instruments Co., Inc DBA CIVCO and CIVCO Medical Solutions | الولايات المتحدة الامريكية | United States | ME0000006496SFDAA00047 | Classic Stepper | Manual Stepper | A lightweight precision stepping device adaptable to a variety of Brachytherapy / Cryotherapy endocavity biplane transducers.
Dentsply Caulk | الولايات المتحدة الامريكية | United States | ME0000004134SFDAA00002 | Auto-Mix 50 | Cartridge Delivery System. | AUTOMIX DS 50-01-DT
Stryker Endoscopy | الولايات المتحدة الامريكية | United States | ME0000005467SFDAA00268 | Conquest Series big Bite Punch | big Bite Punch | Intended for arthroscopic surgical use to cut, resect and grab meniscus and tissue.
DENTSPLY Caulk | الولايات المتحدة الامريكية | United States | ME0000014817SFDAA00021 | Palodent V3 | Sectional Matrix System | PalodenT V3
DENTSPLY Caulk | الولايات المتحدة الامريكية | United States | ME0000014817SFDAA00027 | Visco Gel | Temporary Soft Denture Liner . | VISCO GEL CAULK
DENTSPLY Caulk | الولايات المتحدة الامريكية | United States | ME0000014817SFDAA00031 | Mixing Tips | Dentsply Sirona | Mixing Tips
DENTSPLY Caulk | الولايات المتحدة الامريكية | United States | ME0000014817SFDAA00028 | Aquasil Ultra DECA | Smart Wetting Impression Material | Aquasil Ultra DECA
Dentsply Caulk | الولايات المتحدة الامريكية | United States | ME0000004256SFDAA00001 | Automatrix Shaft | Tightening Device and Shaft | Automatrix Shaft
DENTSPLY Caulk | الولايات المتحدة الامريكية | United States | ME0000014817SFDAA00022 | Aquasil Ultra + | Smart Wetting Impression Material | Aquasil Ultra+
Dentsply Caulk | الولايات المتحدة الامريكية | United States | ME0000004161SFDAA00127 | Digit Targeted Delivery System | Syringe Dispenser | DIGIT SYRINGE DISPENSER
DENTSPLY Caulk | الولايات المتحدة الامريكية | United States | ME0000014817SFDAA00029 | SmartLite Pro | Modular LED Curing Light | Smartlite Pro.
ZIMMER, INC. | الولايات المتحدة الامريكية | United States | ME0000004289SFDAA00016 | Persona® Revision Modular Case Bracket Femoral Provisional Size 1/1+ | Case | Case
ZIMMER, INC. | الولايات المتحدة الامريكية | United States | ME0000004294SFDAA00001 | Persona® Revision Modular Case Bracket Tibial Provisional | Case | Case
ZIMMER, INC. | الولايات المتحدة الامريكية | United States | ME0000004302SFDAA00020 | Persona® Revision Modular Case Bracket Cone Impactor Head | Case | Case
ZIMMER, INC. | الولايات المتحدة الامريكية | United States | ME0000004308SFDAA00007 | Persona® The Personalized Knee System Modular Case Bracket Tibial Cement Mask Trabecular Metal™ | Case | Case
ZIMMER, INC. | الولايات المتحدة الامريكية | United States | ME0000004312SFDAA00001 | Persona® The Personalized Knee System Modular Case Bracket For Use With Tibial Drill Guide Size C-J | Case | Case
ZIMMER, INC. | الولايات المتحدة الامريكية | United States | ME0000004316SFDAA00001 | Persona® The Personalized Knee System Porous Tibial Drill Guide | Drill Guide | Drill Guide
ZIMMER, INC. | الولايات المتحدة الامريكية | United States | ME0000004320SFDAA00014 | MIS Ouad-Sparinq Total Knee Procedure Notch Guide Size B | Notch Guide | Notch Guide
ZIMMER, INC. | الولايات المتحدة الامريكية | United States | ME0000004303SFDAA00007 | Persona® Revision Modular Case Bracket Femoral Metaphyseal Cone Provisional | Case | Case
Kerr Corporation | الولايات المتحدة الامريكية | United States | ME0000000653SFDAA00069 | Hawe Stopstrip | Hawe Stopstrip | Transparent matrix strips
Masimo Corporation | الولايات المتحدة الامريكية | United States | ME0000014733SFDAA00016 | RD Sedline EEG Sensor Pediatric | RD Sedline EEG Sensor Pediatric | The RD SedLine EEG Pediatric Sensor electrodes are applied directly to the patient’s skin to enable recording of electrophysiologic signals (such as EEG).
ZIMMER, INC. | الولايات المتحدة الامريكية | United States | ME0000004288SFDAA00004 | Persona® Revision Modular Case Bracket Femoral Notch Cut Guide Size 1/1+ | Case | Case
ZIMMER, INC. | الولايات المتحدة الامريكية | United States | ME0000004292SFDAA00008 | Persona® Revision Modular Case Bracket Femoral Augment Provisional Size 1 | Case | Case
ZIMMER, INC. | الولايات المتحدة الامريكية | United States | ME0000004297SFDAA00023 | Persona® Revision Modular Case Bracket TASP Top Posterior Stabilized (PS) Size A-B | Case | Case
ZIMMER, INC. | الولايات المتحدة الامريكية | United States | ME0000004307SFDAA00001 | Persona® The Personalized Knee System Modular Case Bracket CR Femoral Provisional | Case | Case
ZIMMER, INC. | الولايات المتحدة الامريكية | United States | ME0000004311SFDAA00010 | Persona® The Personalized Knee System Modular Case Bracket For Use With Tibial Drill Bit | Case | Case
ZIMMER, INC. | الولايات المتحدة الامريكية | United States | ME0000004315SFDAA00001 | Persona® The Personalized Knee System CR/UC Provisional Tray | Tray | Tray
ZIMMER, INC. | الولايات المتحدة الامريكية | United States | ME0000004319SFDAA00001 | NexGen® Complete Knee Solution Minimally Invasive Solutions" MIS Technology Femoral Finishing Guide Flex Size B | Finishing Guide | Finishing Guide
ZIMMER, INC. | الولايات المتحدة الامريكية | United States | ME0000004298SFDAA00001 | Persona® Revision Modular Case Bracket TASP | Case | Case
ZIMMER, INC. | الولايات المتحدة الامريكية | United States | ME0000004323SFDAA00001 | AVENIR® MÜLLER STEM INSTRUMENTATION TRAY | TRAY | TRAY
Medtronic Navigation, Inc. | الولايات المتحدة الامريكية | United States | ME0000000301SFDAA00579 | Stealth Autoguide Basic Instrument Set | Autoguide Basic Instrument Set | Stealth Autoguide Basic Instrument Set - Required
Dentsply LLC also trading as DENTSPLY Caulk | الولايات المتحدة الامريكية | United States | ME0000013164SFDAA00002 | Caulk Tray Adhesive | Aquasil ultra+ | Caulk Tray Adhesive
ZIMMER, INC. | الولايات المتحدة الامريكية | United States | ME0000004322SFDAA00002 | MULTIPOLAR® BIPOLAR CUP CASE | CUP CASE | CUP CASE
ZIMMER, INC. | الولايات المتحدة الامريكية | United States | ME0000004318SFDAA00001 | NexGen® Complete Knee Solution Micro Instrument Base Assembly | Instrument Base Assembly | Instrument Base Assembly
ZIMMER, INC. | الولايات المتحدة الامريكية | United States | ME0000004314SFDAA00006 | Persona® The Personalized Knee System Modular Case Bracket For Use With Porous Tibial Zising Plate Size C-J | Case | Case
ZIMMER, INC. | الولايات المتحدة الامريكية | United States | ME0000004310SFDAA00001 | Persona® The Personalized Knee System Modular Case Bracket For Use With Me Tibial Articular Surface Provisional | Case | Case
ZIMMER, INC. | الولايات المتحدة الامريكية | United States | ME0000004306SFDAA00003 | Zimmer® Sterilization Trays Modular Tray End Tag Blank | Tray | Tray
ZIMMER, INC. | الولايات المتحدة الامريكية | United States | ME0000004291SFDAA00001 | Persona® Revision Modular Case Bracket Femoral Sizing/Cut Guide Size 1/1+ | Case | Case
ZIMMER, INC. | الولايات المتحدة الامريكية | United States | ME0000004296SFDAA00001 | Persona® Revision Modular Case Bracket TASP Top CPS/CCK Size A-B | Case | Case
ZIMMER, INC. | الولايات المتحدة الامريكية | United States | ME0000004300SFDAA00003 | Persona® Revision Modular Case Bracket Tibial Keel Provisional Size A-B | Case | Case
ZIMMER, INC. | الولايات المتحدة الامريكية | United States | ME0000004290SFDAA00001 | Persona® Revision Modular Case Bracket Femoral Box Provisional Size 1/1+ | Case | Case
ZIMMER, INC. | الولايات المتحدة الامريكية | United States | ME0000004295SFDAA00001 | Persona® Revision Modular Case Bracket Tibial Sizing Plate 0 Degree Size A-B | Case | Case
ZIMMER, INC. | الولايات المتحدة الامريكية | United States | ME0000004317SFDAA00087 | Persona® The Personalized Knee System Porous Tibial Sizing Plate | Sizing Plate | Sizing Plate
ZIMMER, INC. | الولايات المتحدة الامريكية | United States | ME0000004299SFDAA00002 | Persona® Revision Modular Case Bracket Tibial Augment Provisional Size A-B | Case | Case
ZIMMER, INC. | الولايات المتحدة الامريكية | United States | ME0000004305SFDAA00082 | Persona® Revision Modular Case Bracket Tibial Perimeter Cone Provisional | Case | Case
ZIMMER, INC. | الولايات المتحدة الامريكية | United States | ME0000004309SFDAA00024 | Persona® The Personalized Knee System Modular Case Bracket For Use With MC Tibial Articular Surface Provisional | Case | Case
ZIMMER, INC. | الولايات المتحدة الامريكية | United States | ME0000004313SFDAA00010 | Persona® The Personalized Knee System Modular Case Bracket For Use With Tibial Inserter SizeA-J | Case | Case
ZIMMER, INC. | الولايات المتحدة الامريكية | United States | ME0000004321SFDAA00002 | MIS QUAD-SPARING™ TOTAL KNEE PROCEDURE SPACER BLOCK 9 MM THICKNESS | SPACER BLOCK | SPACER BLOCK
Medtronic MiniMed | الولايات المتحدة الامريكية | United States | ME0000015320SFDAA00005 | MiniMed Quick-Serter | Serter | Infusion Serter
DENTSPLY Caulk | الولايات المتحدة الامريكية | United States | ME0000014817SFDAA00030 | AutoMate III | Tightening Device and Shaft | AutoMate III
Natus Neurology Incorporated | الولايات المتحدة الامريكية | United States | ME0000002933SFDAA00047 | Disposable Ground and Disk Electrodes | Disposable Ground and Disk Electrodes | Natus disposable adhesive (surface) electrodes are used as a non-invasive method of conducting electrical activity produced by muscles. Surface electrodes are used in stimulation and recording of electrical activity for analysis using an EMG amplifier.
CIVCO Medical Instruments Co., Inc DBA CIVCO and CIVCO Medical Solutions | الولايات المتحدة الامريكية | United States | ME0000006496SFDAA00049 | Micro-Touch® Stabilizer | Stabilizer | Micro-Touch adjustable dual-sided table mount
CIVCO Medical Instruments Co., Inc DBA CIVCO and CIVCO Medical Solutions | الولايات المتحدة الامريكية | United States | ME0000006496SFDAA00049 | Micro-Touch® Stabilizer | Stabilizer | Micro-Touch adjustable dual-sided table mount
CIVCO Medical Instruments Co., Inc DBA CIVCO and CIVCO Medical Solutions | الولايات المتحدة الامريكية | United States | ME0000006496SFDAA00052 | Multi-Purpose Workstation™ Stabilizer LP | Stabilizer | Multi-Purpose Workstation Stabilizer - table mount
CIVCO Medical Instruments Co., Inc DBA CIVCO and CIVCO Medical Solutions | الولايات المتحدة الامريكية | United States | ME0000006496SFDAA00052 | Multi-Purpose Workstation™ Stabilizer LP | Stabilizer | Multi-Purpose Workstation Stabilizer - table mount
DENTSPLY Caulk | الولايات المتحدة الامريكية | United States | ME0000014817SFDAA00034 | Palodent V3 | Palodent V3 | Palodent V3 Starter kit
Dentsply LLC also trading as DENTSPLY Caulk | الولايات المتحدة الامريكية | United States | ME0000013164SFDAA00003 | Palodent V3 EZ Coat Matrices refill | Palodent V3 | Palodent V3 EZ Coat Matrices refill
Howmedica Osteonics Corp. | الولايات المتحدة الامريكية | United States | ME0000005423SFDAA00280 | Triathlon® All Poly Tibia Keel Punch | Orthopaedic prosthesis implantation instrument | Orthopaedic prosthesis implantation instrument
Dentsply LLC also trading as DENTSPLY Caulk | الولايات المتحدة الامريكية | United States | ME0000013164SFDAA00004 | AutoMatrix Retainerless System | Retainerless Matrix Syetem | AutoMatrix Retainerless Matrix System
Howmedica Osteonics Corp. | الولايات المتحدة الامريكية | United States | ME0000005423SFDAA00281 | Triathlon® All Poly Tibia Impactor | Orthopaedic implant impactor | Orthopaedic implant impactor
SMITH & NEPHEW INC., ENDOSCOPY DIVISION | الولايات المتحدة الامريكية | United States | ME0000015308SFDAA00001 | Light Guides Cables | Universal Light Guide, Orange | Light cables are designed for use with metal halide and xenon arc lamp light sources. Light cables are secured to the light source and to the endoscope via adaptors. Adaptors can be selected as required for equipment compatibility | الكابلات الخفيفة مصممة للاستخدام مع معدن هاليد
Ultradent products Inc | الولايات المتحدة الامريكية | United States | ME0000015243SFDAA00074 | Uveneer | Uveneer | Direct composite veneer system
CIVCO Medical Instruments Co., Inc DBA CIVCO and CIVCO Medical Solutions | الولايات المتحدة الامريكية | United States | ME0000006496SFDAA00048 | Multi-Purpose Workstation™ Stepper | Manual Stepper | Lightweight, advanced stepping device adaptable to a variety of transrectal transducers.
CIVCO Medical Instruments Co., Inc DBA CIVCO and CIVCO Medical Solutions | الولايات المتحدة الامريكية | United States | ME0000006496SFDAA00048 | Multi-Purpose Workstation™ Stepper | Manual Stepper | Lightweight, advanced stepping device adaptable to a variety of transrectal transducers.
CIVCO Medical Instruments Co., Inc DBA CIVCO and CIVCO Medical Solutions | الولايات المتحدة الامريكية | United States | ME0000006496SFDAA00053 | Cradle | Cradle | Cradle for ultrasound imaging procedures
CIVCO Medical Instruments Co., Inc DBA CIVCO and CIVCO Medical Solutions | الولايات المتحدة الامريكية | United States | ME0000006496SFDAA00053 | Cradle | Cradle | Cradle for ultrasound imaging procedures
ZIMMER, INC. | الولايات المتحدة الامريكية | United States | ME0000004396SFDAA00001 | Persona Partial Knee System Tibial Recutter 5 Degrees 2mm Depth Lateral | Tibial Recutter | Tibial Recutter
ZIMMER, INC. | الولايات المتحدة الامريكية | United States | ME0000004394SFDAA00001 | ZIMMER MIS HIP INSTRUMENTATION MIS ANT OFFSET RASP HANDLE 45 DEGREE | RASP HANDLE | RASP HANDLE
ZIMMER, INC. | الولايات المتحدة الامريكية | United States | ME0000004395SFDAA00001 | Persona Partial Knee System Tibial Cut Guide 5 Degrees Lateral | Tibial Cut Guide | Tibial Cut Guide
ZIMMER, INC. | الولايات المتحدة الامريكية | United States | ME0000004393SFDAA00001 | MINIMALLY INVASIVE SOLUTIONS TECHNOLOGY OFFSET RASP HANDLE 45 DEGREES | RASP HANDLE | RASP HANDLE
CIVCO Medical Instruments Co., Inc DBA CIVCO and CIVCO Medical Solutions | الولايات المتحدة الامريكية | United States | ME0000006496SFDAA00046 | EX3™ Stepper | Manual Stepper | A lightweight precision stepping device for ultrasound-guided brachytherapy and other transperineal procedures.
Ultradent products Inc | الولايات المتحدة الامريكية | United States | ME0000015243SFDAA00077 | DeOx | DeOx | DeOx barrier solution is a clear, viscous, glycerin-based solution designed to prevent the formation of an oxygen inhibition layer on the surface of resin materials when they polymerize.
Howmedica Osteonics Corp. | الولايات المتحدة الامريكية | United States | ME0000005423SFDAA00295 | DALL-MILLES® SYSTEM TROCHANTER CABLE PASSER | reusable Orthopaedic prosthesis implantation instrument | reusable Orthopaedic prosthesis implantation instrument
Howmedica Osteonics Corp. | الولايات المتحدة الامريكية | United States | ME0000005423SFDAA00291 | DALL-MILLES® SYSTEM TENSIONER | reusable Orthopaedic implantation sleeve | reusable Orthopaedic implantation sleeve
Howmedica Osteonics Corp. | الولايات المتحدة الامريكية | United States | ME0000005423SFDAA00287 | DALL-MILES® SYSTEM TENSION RETAINING DEVICE | reusable Orthopaedic prosthesis implantation instrument | reusable Orthopaedic prosthesis implantation instrument
Howmedica Osteonics Corp. | الولايات المتحدة الامريكية | United States | ME0000005423SFDAA00283 | DALL-MILES® SYSTEM CRIMP TOOL | reusable Instrument tray | reusable Instrument tray
Medtronic Powered Surgical | الولايات المتحدة الامريكية | United States | ME0000003690SFDAA00018 | Midas Rex ® Cleaning Brush | Cleaning Brush | Cleaning Brush
Howmedica Osteonics Corp. | الولايات المتحدة الامريكية | United States | ME0000005423SFDAA00290 | DALL-MILLES® SYSTEM REMOVAL CABLE CUTTER | reusable Orthopaedic implantation sleeve | reusable Orthopaedic implantation sleeve
Howmedica Osteonics Corp. | الولايات المتحدة الامريكية | United States | ME0000005423SFDAA00285 | DALL-MILES® SYSTEM INSTRUMENT STERILIZATION TRAY | reusable Instrument tray | reusable Instrument tray
Howmedica Osteonics Corp. | الولايات المتحدة الامريكية | United States | ME0000005423SFDAA00294 | DALL-MILLES® SYSTEM FEMORAL CABLE PASSER | reusable Orthopaedic prosthesis implantation instrument | reusable Orthopaedic prosthesis implantation instrument
DJO, LLC | الولايات المتحدة الامريكية | United States | ME0000002507SFDAA00068 | X-Act ROM ElbOw | X-Act ROM ElbOw | The X-Act ROM Elbow brace is a versatile, easy to apply, comfortable telescoping brace, allowing for ideal fixed or protected range of motion to help improve patient outcomes following surgery or injury. The easy shape-to-fit malleable forearm and bicep cuffs contour to the anatomy for a custom fit. Plush thermoformed pads with unique anti-migration material maximize comfort for long-term wear and improved patient compliance. All four cuffs telefit to size for a more precise fit on any size patient. Snap-to-fit buckles allow for ideal adjustment with one hand. Universal size fits most patients.
DJO, LLC | الولايات المتحدة الامريكية | United States | ME0000002507SFDAA00057 | Air-Stirrup Ankle Brace | Air-Stirrup Ankle Brace | Provide support and compression for ankle sprains and promote efficient edema reduction. The Air-Stirrup brace features anatomically designed semi-rigid shells lined with the patented Duplex™ aircell system for support and graduated compression during ambulation.
BSN medical Inc. | الولايات المتحدة الامريكية | United States | ME0000005416SFDAA00015 | Gelocast® elastic | Gelocast Elastic | Gelocast Elastic
Howmedica Osteonics Corp. | الولايات المتحدة الامريكية | United States | ME0000005423SFDAA00300 | HEAD DISASSEMBLY INSTRUMENT | reusable Orthopaedic prosthesis implantation instrument | reusable Orthopaedic prosthesis implantation instrument
Howmedica Osteonics Corp. | الولايات المتحدة الامريكية | United States | ME0000005423SFDAA00299 | STRAIGHT BROACH HANDLE | non-torque-limiting Surgical instrument handle | non-torque-limiting Surgical instrument handle
Howmedica Osteonics Corp. | الولايات المتحدة الامريكية | United States | ME0000005423SFDAA00284 | DALL-MILES® SYSTEM FLUSH CUTTER | reusable Orthopaedic prosthesis implantation instrument | reusable Orthopaedic prosthesis implantation instrument
Howmedica Osteonics Corp. | الولايات المتحدة الامريكية | United States | ME0000005423SFDAA00292 | DALL-MILLES® SYSTEM SLEEVE HOLDING FORCEPS | reusable Orthopaedic prosthesis implantation instrument | reusable Orthopaedic prosthesis implantation instrument
Dentsply LLC Professional Division Trading as "Sultan Healthcare " | الولايات المتحدة الامريكية | United States | ME0000005229SFDAA00008 | Assure Plus Pouches | Assure Plus | Assure Plus Pouches
DJO, LLC | الولايات المتحدة الامريكية | United States | ME0000002507SFDAA00065 | SHOULDER CRYO/CUFF | SHOULDER CRYO/CUFF | Anatomically designed to cover the shoulder area completely. Helps reduce swelling and pain. Can be ordered with an XL strap to accommodate larger torso/chest circumferences.
DJO, LLC | الولايات المتحدة الامريكية | United States | ME0000002507SFDAA00067 | X-Act ROM | X-Act ROM | The X-Act ROM is remarkably quick and easy to apply, allowing efficient use of time. The anti-migration foam and dynamic suspension frame naturally contour this lightweight brace to the patient’s leg, providing a precise fit after surgery. DonJoy X-Act ROM Knee Orthosis is designed to provide precise protection and support post-operatively for patients following knee procedures.
Dentsply LLC, also trading as DENTSPLY Caulk | الولايات المتحدة الامريكية | United States | ME0000005308SFDAA00001 | Regisil® 2x | Regisil | Regisil® 2x
3M Company | الولايات المتحدة الامريكية | United States | ME0000009315SFDAA00070 | 3M Nexcare Aqua Clear MAXI Waterproof Bandages | 3M Nexcare Aqua Clear MAXI Waterproof Bandages | Wound Bandages | ضمادات للغسيل والاستحمام والسباحة
3M Company | الولايات المتحدة الامريكية | United States | ME0000009315SFDAA00071 | 3M Nexcare Flexible Foam MAXI Active Bandages | 3M Nexcare Flexible Foam MAXI Active Bandages | Flexible foam, cushions & protects bandages | رغوة مرنة تعطي تبطين و حماية
3M Company | الولايات المتحدة الامريكية | United States | ME0000009315SFDAA00069 | 3M Nexcare Aqua Clear Waterproof Bandages | 3M Nexcare Aqua Clear Waterproof Bandages | Wounds Bandages | ضمادات للغسيل والاستحمام والسباحة
DENTSPLY Caulk | الولايات المتحدة الامريكية | United States | ME0000014817SFDAA00036 | Visco-gel Temporary Soft Denture Liner | Denture Reliner-soft | Limited-term soft lining material for complete and partial dentures
DENTSPLY Caulk | الولايات المتحدة الامريكية | United States | ME0000014817SFDAA00037 | Palodent V3 | Sectional Matrix System | Secured to the teeth to contain restorative material during tooth restoration
Howmedica Osteonics Corp. | الولايات المتحدة الامريكية | United States | ME0000005423SFDAA00308 | Direct Anterior Instruments Wide Cobra Retractor | Wide Cobra | Orthopaedic retractor
Howmedica Osteonics Corp. | الولايات المتحدة الامريكية | United States | ME0000005423SFDAA00304 | Direct Anterior Instruments Standard Hohmann Retractor | Standard Hohmann | Orthopaedic retractor
Howmedica Osteonics Corp. | الولايات المتحدة الامريكية | United States | ME0000005423SFDAA00305 | Direct Anterior Instruments Wide Hohmann Retractor | Wide Hohmann | Orthopaedic retractor
Howmedica Osteonics Corp. | الولايات المتحدة الامريكية | United States | ME0000005423SFDAA00309 | Direct Anterior Instruments Long-Prong Mueller Retractor | Long-Prong Mueller | Orthopaedic prosthesis implantation instrument, reusable
Howmedica Osteonics Corp. | الولايات المتحدة الامريكية | United States | ME0000005423SFDAA00303 | Direct Anterior Instruments Curved Hohmann Retractor | Curved Hohmann | Orthopaedic retractor
Howmedica Osteonics Corp. | الولايات المتحدة الامريكية | United States | ME0000005423SFDAA00307 | Direct Anterior Instruments Standard Cobra Retractor | Standard Cobra | Orthopaedic retractor
Freudenberg Medical, LLC | الولايات المتحدة الامريكية | United States | ME0000007373SFDAA00024 | Flushing Device | Flushing Device for voice prosthesis | Device for flush and clean the voice prosthesis
Howmedica Osteonics Corp. | الولايات المتحدة الامريكية | United States | ME0000005423SFDAA00302 | Direct Anterior Instruments Short-Prong Mueller Retractor | Short-Prong Mueller | Orthopaedic prosthesis implantation instrument, reusable
Howmedica Osteonics Corp. | الولايات المتحدة الامريكية | United States | ME0000005423SFDAA00306 | Direct Anterior Instruments Deep Hohmann Retractor | Deep Hohmann | Orthopaedic retractor
Arthrex, Inc. | الولايات المتحدة الامريكية | United States | ME0000004766SFDAA00002 | Punch, WideBiter™ 15° Up Tip, Ø3.4 mm 15° Up Curved Shaft with FlushPort | NONSTERILE REUSABLE INSTRUMENTS | Punch, WideBiter™ 15° Up Tip, Ø3.4 mm 15° Up Curved Shaft with FlushPort
Arthrex, Inc. | الولايات المتحدة الامريكية | United States | ME0000004766SFDAA00007 | Curette, Both Sides Cut, Dia 5.4mm Ring, 220 mm | NONSTERILE REUSABLE INSTRUMENTS | Curette, Both Sides Cut, Dia 5.4mm Ring, 220 mm
Arthrex, Inc. | الولايات المتحدة الامريكية | United States | ME0000004766SFDAA00010 | FiberTape Cerclage System, Instrument Case | NONSTERILE REUSABLE INSTRUMENTS | FiberTape Cerclage System, Instrument Case
Arthrex, Inc. | الولايات المتحدة الامريكية | United States | ME0000004766SFDAA00006 | SCR Guide with FlushPort | NONSTERILE REUSABLE INSTRUMENTS | SCR Guide with FlushPort
Arthrex, Inc. | الولايات المتحدة الامريكية | United States | ME0000004766SFDAA00004 | Grspr, Blt, 4.2 St, SR w/FlushPort | NONSTERILE REUSABLE INSTRUMENTS | Grspr, Blt, 4.2 St, SR w/FlushPort
Arthrex, Inc. | الولايات المتحدة الامريكية | United States | ME0000004766SFDAA00005 | FiberWire Grspr, SR w/FlushPort | NONSTERILE REUSABLE INSTRUMENTS | FiberWire Grspr, SR w/FlushPort
Arthrex, Inc. | الولايات المتحدة الامريكية | United States | ME0000004766SFDAA00009 | AC JOINT RECONSTRUCTION INSTRUMENT CASE | NONSTERILE REUSABLE INSTRUMENTS | AC JOINT RECONSTRUCTION INSTRUMENT CASE
Engineered Medical Systems | الولايات المتحدة الامريكية | United States | ME0000002294SFDAA00003 | Electrolarynx | Digital Speech Aid | is a battery operated machine that produces sound for you to create a voice | هي أداة مساعدة في التحدث تنتج اهتزازات صوتية يمكن إجراؤها من خلال الحلق والفم للتحدث بعد استئصال الحنجرة.
Arthrex, Inc. | الولايات المتحدة الامريكية | United States | ME0000004766SFDAA00008 | CURETTE, RING 3.4MM, CUTTING ONE SIDE | NONSTERILE REUSABLE INSTRUMENTS | CURETTE, RING 3.4MM, CUTTING ONE SIDE
Arthrex, Inc. | الولايات المتحدة الامريكية | United States | ME0000004766SFDAA00003 | Mini FT Rtvr, SR w/FlushPort | NONSTERILE REUSABLE INSTRUMENTS | Mini FT Rtvr, SR w/FlushPort
Cardinal Health 200, LLC | الولايات المتحدة الامريكية | United States | ME0000005965SFDAA00001 | Kendall | ECG Electrode | Radiolucent Repositionable Cloth Electrodes, Conductive Adhesive Hydrogel
Dentsply LLC also trading as DENTSPLY Caulk | الولايات المتحدة الامريكية | United States | ME0000013164SFDAA00005 | Aquasil® Ultra | Smart Wetting Impression Material | smart wetting impression material
Natus Neurology Incorporated | الولايات المتحدة الامريكية | United States | ME0000002995SFDAA00006 | Disposable 3-Disk Electrode Set | Disposable 3-Disk Electrode Set | Natus disposable adhesive (surface) electrodes are used as a non-invasive method of conducting electrical activity produced by muscles. Surface electrodes are used in stimulation and recording of electrical activity for analysis using an EMG amplifier.
ZIMMER, INC. | الولايات المتحدة الامريكية | United States | ME0000005798SFDAA00045 | Trabecular Metal Acetabular Revision System Case | Instrument Case | Instrument Case
Hollister Incorporated | الولايات المتحدة الامريكية | United States | ME0000002258SFDAA00007 | Adapt Ostomy Skin Barrier Strips | Ostomy pouching system accessories | Barrier strips designed to improve the fit of an ostomy pouching system. Made with hydrocolloid skin adhesive.
3M Company | الولايات المتحدة الامريكية | United States | ME0000009315SFDAA00075 | 3M Nexcare DUO Bandages | 3M Nexcare DUO Bandages | Bandages | لصقات جروح
Hollister Incorporated | الولايات المتحدة الامريكية | United States | ME0000002258SFDAA00006 | Adapt Stoma Powder | Ostomy pouching system accessories | Powder to absorb excess moisture from skin around a stoma
ZIMMER, INC. | الولايات المتحدة الامريكية | United States | ME0000005901SFDAA00001 | Explant Acetabular Cup Removal System Osteotome Instrument Case | Instrument Case | Instrument Case
Hollister Incorporated | الولايات المتحدة الامريكية | United States | ME0000002258SFDAA00008 | Karaya 5 Ostomy Paste | Ostomy pouching system accessories | Karaya 5 paste is designed to improve the fit of an ostomy pouching system.
ZIMMER, INC. | الولايات المتحدة الامريكية | United States | ME0000005903SFDAA00001 | General Acetabular Case Tray | Instrument Tray | Instrument Tray
ZIMMER, INC. | الولايات المتحدة الامريكية | United States | ME0000005905SFDAA00001 | NexGen Complete Knee Solution Augmentation Patella Instrument Case | Instrument Case | Instrument Case
Smiths Medical ASD, Inc. | الولايات المتحدة الامريكية | United States | ME0000008878SFDAA00011 | Snuggle Warm Hose Adapter | Snuggle Warm Hose Adapter | Hose Adapter
Dentsply LLC, also trading as DENTSPLY Caulk | الولايات المتحدة الامريكية | United States | ME0000006216SFDAA00001 | Auto-mix 50 | Aquasil Ultra + | Auto-mix 50
Carestream Dental LLC | الولايات المتحدة الامريكية | United States | ME0000015622SFDAA00007 | CS 3800 | CS 3800 | Intraoral Scanner
Kerr Corporation | الولايات المتحدة الامريكية | United States | ME0000000654SFDAA00022 | Take 1 Advanced Putty | Take 1 Advanced Putty | Impression Material
Medtronic Navigation, Inc. | الولايات المتحدة الامريكية | United States | ME0000000301SFDAA00619 | Cranial Reducing Tube Set | Cranial Reducing Tube Set | Cranial Reducing Tube Set
Cryotherapy Pain Relief Products, Inc. | الولايات المتحدة الامريكية | United States | ME0000005556SFDAA00001 | Anuice | ANUICE Cryogenic Device | Medical Device for treatment of Internal and external hemorrhoids | الجهاز الطبي لعلاج البواسير الداخلية والخارجية
Howmedica Osteonics Corp. | الولايات المتحدة الامريكية | United States | ME0000005423SFDAA00329 | Restoration® ADM. Press stand | Reusable orthopaedic prosthesis implantation instrument | Reusable orthopaedic prosthesis implantation instrument
Howmedica Osteonics Corp. | الولايات المتحدة الامريكية | United States | ME0000005423SFDAA00330 | Restoration® ADM. Insert reduction tool | Reusable orthopaedic prosthesis implantation instrument | Reusable orthopaedic prosthesis implantation instrument
Howmedica Osteonics Corp. | الولايات المتحدة الامريكية | United States | ME0000005423SFDAA00327 | Restoration® ADM. Press | Reusable orthopaedic prosthesis implantation instrument | Reusable orthopaedic prosthesis implantation instrument
BSN medical Inc. | الولايات المتحدة الامريكية | United States | ME0000005416SFDAA00020 | Delta ® Dry | Water resistant padding | Water resistant padding | حشوة مقاومه للماء
Howmedica Osteonics Corp. | الولايات المتحدة الامريكية | United States | ME0000005423SFDAA00328 | Restoration® ADM. Head supporting piece | Reusable orthopaedic prosthesis implantation instrument | Reusable orthopaedic prosthesis implantation instrument
Hollister Incorporated | الولايات المتحدة الامريكية | United States | ME0000002260SFDAA00017 | Hollister Urinary Leg Bag | Hollister Urinary Leg Bag | Urine collectors
Hollister Incorporated | الولايات المتحدة الامريكية | United States | ME0000002260SFDAA00016 | Hollister Drainable Fecal Collectors | Hollister Drainable Fecal Collectors | Fecal collectors
Santa Barbara Imaging Systems, Inc. | الولايات المتحدة الامريكية | United States | ME0000006868SFDAA00001 | ZEOS 4K UHD Camera Head C-Mount, COMS | Camera Head | Camera Head
Santa Barbara Imaging Systems, Inc. | الولايات المتحدة الامريكية | United States | ME0000006869SFDAA00001 | ZEOS Zoom Coupler, F=16-34MM | Zoom Coupler | Zoom Coupler
Howmedica Osteonics Corp. | الولايات المتحدة الامريكية | United States | ME0000005423SFDAA00334 | DALL-MILES® SYSTEM 2 SIDED TENSIONER REPLACEMENT HEAD | Reusable orthopaedic prosthesis implantation instrument | Reusable orthopaedic prosthesis implantation instrument
Howmedica Osteonics Corp. | الولايات المتحدة الامريكية | United States | ME0000005423SFDAA00335 | EXETER® Lateral cup introducer for Exeter® X3® RimFit™ Cups | Reusable orthopaedic prosthesis implantation instrument | Reusable orthopaedic prosthesis implantation instrument
Howmedica Osteonics Corp. | الولايات المتحدة الامريكية | United States | ME0000005423SFDAA00331 | PS Box Cutting Guide Triathlon® Instruments | Reusable orthopaedic prosthesis implantation instrument | Reusable orthopaedic prosthesis implantation instrument
Medtronic, Inc. | الولايات المتحدة الامريكية | United States | ME0000015316SFDAA00143 | Power Cord | Power Cord | Cardiac Cryosurgical System
Santa Barbara Imaging Systems, Inc. | الولايات المتحدة الامريكية | United States | ME0000006867SFDAA00001 | LIGHTCABLE 3M W/ STORZ ADAPTER | fiber-optic cables | fiber-optic cables
Howmedica Osteonics Corp. | الولايات المتحدة الامريكية | United States | ME0000005423SFDAA00336 | MODULAR DUAL MOBILITY TRAY | Reusable instrument tray | Reusable instrument tray
Howmedica Osteonics Corp. | الولايات المتحدة الامريكية | United States | ME0000005423SFDAA00332 | CONTEMPORARY™. Curved pusher For flanged cup | Reusable orthopaedic prosthesis implantation instrument | Reusable orthopaedic prosthesis implantation instrument
Ormco Corporation | الولايات المتحدة الامريكية | United States | ME0000007036SFDAA00001 | BRITE-GEAR | Orthodontic appliance, extra-oral headgear | Orthodontic appliance, extra-oral headgear
Amsino international Inc. | الولايات المتحدة الامريكية | United States | ME0000004077SFDAA00069 | 1.0 Rover for Waste Fluid Management system | iReceptal Waste Fluid Management system | The iRECEPTAL™ Waste Management System consists of the Rover , the Docking Station and the Disposable Manifold .
Medtronic, Inc. | الولايات المتحدة الامريكية | United States | ME0000015316SFDAA00132 | WAGD Adapter DISS 2220 | WAGD Adapter DISS 2220 | Cardiac Cryosurgical System
Howmedica Osteonics Corp. | الولايات المتحدة الامريكية | United States | ME0000005423SFDAA00333 | CONTEMPORARY™. Head for cup pusher | Reusable orthopaedic prosthesis implantation instrument | Reusable orthopaedic prosthesis implantation instrument
Amsino international Inc. | الولايات المتحدة الامريكية | United States | ME0000004077SFDAA00079 | Docking station for waste fluid management system | iReceptal Waste Fluid Management system | The iRECEPTAL™ Waste Management System consists of the Rover , the Docking Station and the Disposable Manifold .
Medtronic, Inc. | الولايات المتحدة الامريكية | United States | ME0000015316SFDAA00144 | ECG Cable | ECG Cable | Cardiac Cryosurgical System
INNOMED, INC | الولايات المتحدة الامريكية | United States | ME0000005419SFDAA00031 | PCL RETRACTOR STANDARD | Innomed Surgical Instruments | Designed to straddle the cruciate ligament and lie in the femoral condylar notch, allowing the surgeon access to retract the tibia away from the femure for better access.
INNOMED, INC | الولايات المتحدة الامريكية | United States | ME0000005419SFDAA00027 | BOLANOS SHOULDER RETRACTOR | Innomed Surgical Instruments | Designed for mini-open rotator cuff repairs and shoulder arthroplasty. The contour matches the humeral head and the rounded edge helps avoid trauma to surrounding musculature.
Med-Tec Inc. bda CIVCO Medical Solutions and CIVCO Radiotherapy | الولايات المتحدة الامريكية | United States | ME0000002101SFDAA00071 | Monarch™ Overhead Arm Positioner | Monarch™ Overhead Arm Positioner | Patient Positioning Device
INNOMED, INC | الولايات المتحدة الامريكية | United States | ME0000005419SFDAA00029 | LOMBARDI GAP BALANCING FEMORAL TIBIAL SPREADER | Innomed Surgical Instruments | Designed to help separate the femur and tibia during total knee procedures, with the pads being parallel when measured at 20mm of separation
INNOMED, INC | الولايات المتحدة الامريكية | United States | ME0000005419SFDAA00033 | ROBB LEG POSITIONER WITH ALUMINUM FOOTPIECE | Innomed Surgical Instruments | Provides stable positioning of the knee during surgery
INNOMED, INC | الولايات المتحدة الامريكية | United States | ME0000005419SFDAA00028 | CHANDLER RETRACTOR 3/4" | Innomed Surgical Instruments | Used for retracting tissue away from the bone, and helpful posterior exposure of the tibia in MIS surgery
INNOMED, INC | الولايات المتحدة الامريكية | United States | ME0000005419SFDAA00032 | UNIV SCREW REMOVAL INSTRUMENT SYSTEM W/CASE | Innomed Surgical Instruments | Designed to help remove a variety of screws, solid and cannulated: stripped hex screws, buried screws, partial screws with broken screw heads.
INNOMED, INC | الولايات المتحدة الامريكية | United States | ME0000005419SFDAA00030 | BLADE FOR CHARNLEY FRAME | Innomed Surgical Instruments | Used with Charnley Frame to free assisting personnel while providing excellent exposure during hip arthroplasty and hip fracture surgery.
Amsino international Inc. | الولايات المتحدة الامريكية | United States | ME0000004077SFDAA00078 | 1.5 Rover for Waste Fluid Management system | iReceptal Waste Fluid Management system | The iRECEPTAL™ Waste Management System consists of the Rover , the Docking Station and the Disposable Manifold .
Dentsply Caulk | الولايات المتحدة الامريكية | United States | ME0000007301SFDAA00001 | Dentsply Sirona | Crown Forms | Shell matrix for a wide range of materials
Stryker Spine | الولايات المتحدة الامريكية | United States | ME0000007157SFDAA00001 | ES2 Spinal | Hex – End T – Handle | Medical tools designed solely for use in the fitting of Stryker Spine implants
Dabir Surfaces, Inc. | الولايات المتحدة الامريكية | United States | ME0000006035SFDAA00002 | Dabir Surgical System | Controller | The Surgical System’s low-profile surfaces are comprised of rows of geometric air-filled nodes that alternate by inflating and deflating to provide tissue offloading. This allows tissue reperfusion to occur thereby preventing pressure injuries.
Freudenberg Medical, LLC | الولايات المتحدة الامريكية | United States | ME0000007373SFDAA00026 | Replacement Gel Caps | Tracheoesophageal device insertion capsule | A non-sterile, smooth, capsule-like device intended to cover a tracheoesophageal device at the distal end of the introduction assembly, to enable insertion of the device into the tracheoesophageal fistula
Stryker Endoscopy | الولايات المتحدة الامريكية | United States | ME0000005467SFDAA00286 | VisionPro 26" LED Display | VisionPro 26" LED Display | Intended for video display during surgical procedures including arthroscopy (orthopedic surgery), laparoscopy (general and gynecological surgery), thoracoscopy, endoscopy (general, gastroenterological, and ENT surgery) and general surgery.
Carestream Health, Inc. | الولايات المتحدة الامريكية | United States | ME0000002364SFDAA00008 | SPT2 Radiographic Table | SPT2 Radiographic Table | Radiographic Table
Dabir Surfaces, Inc. | الولايات المتحدة الامريكية | United States | ME0000007284SFDAA00002 | Patient Care PLUS Controller | Controller | Dabir offers an innovative solution for pressure injury prevention in the perioperative setting. The Dabir Surgical System provides whole body skin protection for patients in the perioperative setting. This innovative solution has been clinically demonstrated to mitigate the effects of deep tissue deformation and skin shear to prevent pressure injuries.
Amsino international Inc. | الولايات المتحدة الامريكية | United States | ME0000004077SFDAA00080 | Manifold | iReceptal Waste Fluid Management system | The iRECEPTAL™ Waste Management System consists of the Rover , the Docking Station and the Disposable Manifold .
Dabir Surfaces, Inc. | الولايات المتحدة الامريكية | United States | ME0000006035SFDAA00003 | Patient Care PLUS Controller | Controller | Dabir offers an innovative solution for pressure injury prevention in the perioperative setting. The Dabir Surgical System provides whole body skin protection for patients in the perioperative setting. This innovative solution has been clinically demonstrated to mitigate the effects of deep tissue deformation and skin shear to prevent pressure injuries.
Medtronic, Inc. | الولايات المتحدة الامريكية | United States | ME0000015316SFDAA00152 | Auto Connection Box | Auto Connection Box | Cardiac Cryosurgical System
INNOMED, INC | الولايات المتحدة الامريكية | United States | ME0000005419SFDAA00036 | Powers Modified Kocher Clamp with Tapered End | Innomed Surgical Instruments | Innomed Surgical Instruments
Med-Tec Inc. bda CIVCO Medical Solutions and CIVCO Radiotherapy | الولايات المتحدة الامريكية | United States | ME0000002101SFDAA00051 | Bra Extender | Breast Positioning Devices | Breast Positioning Devices
Integra LifeSciences Production Corporation | الولايات المتحدة الامريكية | United States | ME0000007600SFDAA00016 | CODMAN® LEROY Scalp Clip Applier Forceps | CODMAN® LEROY Scalp Clip Applier Forceps | Forceps
Stryker Instruments | الولايات المتحدة الامريكية | United States | ME0000007657SFDAA00037 | Dual Trigger Pin Collet | Dual Trigger Pin Collet | A device intended to connect to a surgical power tool system motor [it is locked and held in a collet or quick coupling and not simply gripped in a drill chuck (Jacobs chuck)] to convert the non-dedicated mechanical energy provided by the motor to a dedicated mechanical motion to perform a wire driving/insertion function when an appropriate orthopaedic wire is inserted, e.g., Kirschner wires or K-Wires (thin pins that are pointed for self-drilling). It may include integral design features, e.g., have an angled head or have an extended body length to better suit a particular activity. The device may be of the micro or macro design. This is a reusable device
Stryker Instruments | الولايات المتحدة الامريكية | United States | ME0000007653SFDAA00021 | 1:1 Bur Attachment | 1:1 Bur Attachment | The 1:1 Bur Attachment is intended for use in the cutting of bone and other bone-related tissue in a variety of surgical procedures.
INNOMED, INC | الولايات المتحدة الامريكية | United States | ME0000005419SFDAA00034 | Durham Leg Positiouner with Table Clamp | Innomed Surgical Instruments | Innomed Surgical Instruments
INNOMED, INC | الولايات المتحدة الامريكية | United States | ME0000005419SFDAA00035 | Modified Leg Stabilizer 90° with Pad & T-Clamp | Innomed Surgical Instruments | Innomed Surgical Instruments
INNOMED, INC | الولايات المتحدة الامريكية | United States | ME0000005419SFDAA00037 | Double Bent Hohmann Acetabular Retractor 3.5" Blade | Innomed Surgical Instruments | Innomed Surgical Instruments
Biomet Orthopedics | الولايات المتحدة الامريكية | United States | ME0000007331SFDAA00001 | Hip Arthroscopy Instrument Case | Case | Case
Biomet Sports Medicine | الولايات المتحدة الامريكية | United States | ME0000007364SFDAA00002 | KNOT PUSHER | PUSHER | KNOT PUSHER
Integra LifeSciences Production Corporation | الولايات المتحدة الامريكية | United States | ME0000001791SFDAA00056 | Codman® CERTAS™ Plus Electronic Tool Kit | Codman® CERTAS™ Plus Electronic Tool Kit | A battery-powered, handheld device to adjust the performance setting of implantable and programmable valves.
INNOMED, INC | الولايات المتحدة الامريكية | United States | ME0000005419SFDAA00039 | Adjustable Knee & Tibial Positioner with Straps Set | Innomed Surgical Instruments | Innomed Surgical Instruments
Integra LifeSciences Production Corporation | الولايات المتحدة الامريكية | United States | ME0000007602SFDAA00006 | CODMAN® RANEY Scalp Clip Forceps | CODMAN® RANEY Scalp Clip Forceps | Forceps
Stryker Instruments | الولايات المتحدة الامريكية | United States | ME0000007658SFDAA00156 | Battery Pack Small | Battery Pack Small | A group of rechargeable batteries held within a holder or container intended to provide temporary electrical energy to operate a medical device, typically when it is not possible, intentional, or convenient to connect the device being powered to a mains electricity (AC-powered) electrical outlet. It is typically used during a transport situation (e.g., a neonatal incubator), or when the device is designed to power a cordless devices (e.g., an endoscopic device or a rechargeable battery-powered surgical drilling system handpiece). This is a reusable device
Stryker Instruments | الولايات المتحدة الامريكية | United States | ME0000007654SFDAA00001 | Locking Keyless Chuck | Locking Keyless Chuck | A device designed to grip a cutting tool (normally a drill bit or other rotational cutting tool) using three adjustable jaws that are geared to be manually closed concentrically upon the cutting tool. It is attached (locked) to a surgical drilling machine which is usually powered, but may be manual. A special key is often used to close and tighten the jaws. Commonly known as a Jacobs chuck, it is typically made of high-grade stainless steel to resist the corrosive effects of sterilization processes. This is a reusable device
Stryker Instruments | الولايات المتحدة الامريكية | United States | ME0000007656SFDAA00001 | Dual Trigger Wire Collet | Dual Trigger Wire Collet | A device intended to connect to a surgical power tool system motor [it is locked and held in a collet or quick coupling and not simply gripped in a drill chuck (Jacobs chuck)] to convert the non-dedicated mechanical energy provided by the motor to a dedicated mechanical motion to perform a wire driving/insertion function when an appropriate orthopaedic wire is inserted, e.g., Kirschner wires or K-Wires (thin pins that are pointed for self-drilling). It may include integral design features, e.g., have an angled head or have an extended body length to better suit a particular activity. The device may be of the micro or macro design. This is a reusable device.
Stryker Instruments | الولايات المتحدة الامريكية | United States | ME0000007655SFDAA00100 | Handpiece Cable | Handpiece Cable | A non-patient-contact, insulated, electrical cord with a connector (plug) at both ends designed to transmit electrical power and/or signal (data) between medical devices (e.g., to connect a lead, electrical catheter, handpiece, or monitor to a parent device). It is not intended to connect directly to patient-worn electrodes (i.e., it is not a lead), is not intended to connect to the mains (i.e., not a mains power cable), does not generate any type of power and/or signal, and has no additional non-electrical conducting or processing functionality. This is a reusable device
Biomet Orthopedics | الولايات المتحدة الامريكية | United States | ME0000007333SFDAA00001 | JuggerKnot Long Hip Arthroscopy Instrument Caddy | Caddy | Caddy
Biomet Orthopedics | الولايات المتحدة الامريكية | United States | ME0000007329SFDAA00001 | Charlotte lnstrument Case | Case | Case
Biomet Sports Medicine | الولايات المتحدة الامريكية | United States | ME0000007324SFDAA00002 | PROBE | PROBE | Probe for picking and moving
Biomet Sports Medicine | الولايات المتحدة الامريكية | United States | ME0000007365SFDAA00001 | SUTURE CROCHET HOOK | HOOK | CROCHET HOOK
Biomet Orthopedics | الولايات المتحدة الامريكية | United States | ME0000007332SFDAA00001 | Hip Arthroscopy Instrument Lid | Lid | Lid
Biomet Sports Medicine | الولايات المتحدة الامريكية | United States | ME0000007328SFDAA00012 | 15DEG BANKART RASP | Rasp | Rasp
Stryker Instruments | الولايات المتحدة الامريكية | United States | ME0000007652SFDAA00008 | Keyed Chuck | Keyed Chuck | A device designed to grip a cutting tool (normally a drill bit or other rotational cutting tool) using three adjustable jaws that are geared to be manually closed concentrically upon the cutting tool. It is attached (locked) to a surgical drilling machine which is usually powered, but may be manual. A special key is often used to close and tighten the jaws. Commonly known as a Jacobs chuck, it is typically made of high-grade stainless steel to resist the corrosive effects of sterilization processes. This is a reusable device
Biomet Sports Medicine | الولايات المتحدة الامريكية | United States | ME0000007326SFDAA00001 | DEG SMOOTH ELEVATOR RASP | Rasp | Rasp
Biomet Orthopedics | الولايات المتحدة الامريكية | United States | ME0000007330SFDAA00001 | Precision II Hand Instrument Case | Case | Case
Biomet Sports Medicine | الولايات المتحدة الامريكية | United States | ME0000007325SFDAA00006 | CURVED RASP WITH ELEVATOR | ELEVATOR | ELEVATOR
Biomet Orthopedics | الولايات المتحدة الامريكية | United States | ME0000007334SFDAA00004 | Hip Arthroscopy Instrument Caddy | Caddy | Caddy
Stryker Instruments | الولايات المتحدة الامريكية | United States | ME0000003208SFDAA00381 | Battery | Battery | Stryker System 6 battery is an accessory intended to supply power to Stryker system 6 handpieces.
Cardinal Health 200, LLC | الولايات المتحدة الامريكية | United States | ME0000004570SFDAA00065 | Cardinal Health™ Medi-Vac™ CRD™ Suction Canister Liner | Suction Canister Liner | A device made of disposable materials used to cover the inner surface of a suction system reusable canister, for the collection of substances such as blood, bodily fluids, rinsing fluids, body tissue, or gas (e.g., laser plume evacuation) from a site of operation. The device may be soft-walled, or it may have walls of semi-rigid plastic with a dedicated lid. Together with the canister, it can be used singularly, or in a connected series to provide greater capacity. This device should be discarded, including its contaminated waste content, according to the environmental legislation by which the user is bound (e.g., incineration, recycling, landfill)
Smith & Nephew, Inc. | الولايات المتحدة الامريكية | United States | ME0000007798SFDAA00002 | Russian wire fixation blot | Russian wire fixation blot | Device to heal bones ,Wire and pin placement requires strict anatomical consideration to avoid damage to nerves, muscles, tendons, and vessels. Wires should be gently pushed through soft
Dentsply LLC, Professional Division | الولايات المتحدة الامريكية | United States | ME0000003803SFDAA00043 | XCP-DS-Fit Complete Kit | Film / Sensor Holding Instrument | XCP - DS Fit Complete Kit. | حامل حساس أشعة
Johnson & Johnson Surgical Vision, Inc. | الولايات المتحدة الامريكية | United States | ME0000007152SFDAA00034 | UNFOLDER Vitan™ Inserter | Manual Intraocular Lens Injector | Autoclavable Reusable Titanium Handpiece
Cardinal Health 200, LLC | الولايات المتحدة الامريكية | United States | ME0000005965SFDAA00005 | Cardinal Health™ Medi-Vac™ Flex Advantage™ + Gel-VAC Liner | Liner | Suction liners with gelling agent
Cardinal Health 200, LLC | الولايات المتحدة الامريكية | United States | ME0000005965SFDAA00008 | Cardinal Health™ Medi-Vac™ CRD™ Suction Canister Liner | Suction Canister Liner | Suction system canister liner
Cardinal Health 200, LLC | الولايات المتحدة الامريكية | United States | ME0000005965SFDAA00009 | Cardinal Health™ Medi-Vac™ Guardian™ LVC Suction Canister | LVC Suction Canister | Surgical suction system collection container
Stryker Spine | الولايات المتحدة الامريكية | United States | ME0000009395SFDAA00036 | ES2 Spinal System Blade Remover | Blade Remover | Surgical instruments supplied by STRYKER Spine are manual medical tools designed solely for use in the fitting of STRYKER Spine implants.
Cardinal Health 200, LLC | الولايات المتحدة الامريكية | United States | ME0000005965SFDAA00004 | Cardinal Health™ Medi-Vac™ CRD™ Flex Advantage™Liner | Liner | Suction Liners
Cardinal Health 200, LLC | الولايات المتحدة الامريكية | United States | ME0000005965SFDAA00007 | Cardinal Health™ Medi-Vac™ Guardian™ Suction Canister Kit | Suction Canister Kit | Secretion Suction Kit
Medtronic Navigation, Inc. | الولايات المتحدة الامريكية | United States | ME0000000301SFDAA00652 | INST KIT 9735326 SURETRAK II LARGE CLAMP | INST KIT 9735326 SURETRAK II LARGE CLAMP | It is an optional kit for your Medtronic image-guidance system that allows to transform almost any ordinary surgical instrument into an image-guided instrument
Cardinal Health 200, LLC | الولايات المتحدة الامريكية | United States | ME0000005965SFDAA00006 | Cardinal Health™ Medi-Vac™ Guardian™ Suction Canister | Suction Canister | Surgical suction system collection container
Stryker Spine | الولايات المتحدة الامريكية | United States | ME0000009404SFDAA00046 | Reliance® | T-Handle | Surgical instruments supplied by Stryker Spine are medical tools designed solely for use in the fitting of Stryker Spine implants for patients undergoing spinal surgery, for example: taps, tamps, inserters, guides, Intended Purpose: cutters, drills, awls, trials, drivers, dilators, reamers, etc. Stryker Spine instruments are intended to be used by trained physicians and hospital staff according to the methods described in the surgical technique
Abbott Medical | الولايات المتحدة الامريكية | United States | ME0000014762SFDAA00006 | Lift | Lift | This accessories is for exclusive use during procedures to repair either a mitral or tricuspid valve with either the MitraClip or TriClip System. The Lift is provided separately as a non-sterile device for use in a sterile field that can be reused after being cleaned, disinfected and inspected.
Abbott Medical | الولايات المتحدة الامريكية | United States | ME0000014762SFDAA00004 | Stabilizer | Stabilizer | This accessories is for exclusive use during procedures to repair either a mitral or tricuspid valve with either the MitraClip or TriClip System. The Stabilizer is provided separately as a non-sterile device for use in a sterile field that can be reused after being cleaned, sterilized and inspected.
Abbott Medical | الولايات المتحدة الامريكية | United States | ME0000014762SFDAA00005 | Support Plate | Support Plate | This accessories is for exclusive use during procedures to repair either a mitral or tricuspid valve with either the MitraClip or TriClip System. The Support Plate is provided separately as a non-sterile device for use in a sterile field that can be reused after being cleaned, disinfected and inspected.
Hollister Incorporated | الولايات المتحدة الامريكية | United States | ME0000002260SFDAA00018 | Adapt Medical Adhesive Remover | Adapt Medical Adhesive Remover | Ostomy pouching system accessories
Med-Tec Inc. bda CIVCO Medical Solutions and CIVCO Radiotherapy | الولايات المتحدة الامريكية | United States | ME0000002101SFDAA00072 | Monarch™ Individual Hand Grips | Monarch™ Individual Hand Grips | Patient Positioning Device
Gyrus ACMI, Inc. | الولايات المتحدة الامريكية | United States | ME0000002534SFDAA00077 | nCare | nCare | nCare with VaultStream
Medtronic Navigation, Inc. | الولايات المتحدة الامريكية | United States | ME0000000301SFDAA00680 | DRIVER ORANGE ASSY | DRIVER ORANGE ASSY | Accessory to your StealthStation™ System.
Cardinal Health 200, LLC | الولايات المتحدة الامريكية | United States | ME0000004570SFDAA00068 | Kendall DL Adapter | Kendall DL Adapter, 3-Lead, Reusable For Nihon Kohden Monitors | Reusable Adapter for monitor, Verify adapter connection to monitor, and Use KENDALL DL™ Disposable Cable and Lead System
NEOTECH PRODUCTS LLC. | الولايات المتحدة الامريكية | United States | ME0000011069SFDAA00183 | LITTLE SUCKER | SUCTION TIP | LITTLE SUCKER ORAL AND NASAL SUCTION DEVICE, Preemie, Preemie W/Cover, Preemie 2 Piece, Standard, Standard W/cover, Standard 2 Piece, Nasal Tip-Preemie, Nasal Tip-Preemie 2 Piece, Nasal Tip-Standard, Nasal Tip-Standard 2 piece, Little Sucker Cover
SUMMIT MEDICAL INC | الولايات المتحدة الامريكية | United States | ME0000011525SFDAA00003 | TipVision | Reprocessing Tray | Cassete/ Tray
Cardinal Health 200, LLC | الولايات المتحدة الامريكية | United States | ME0000005965SFDAA00011 | Cardinal Health™ Medi-Vac™ Flex Advantage™ Canister with valve | Canister with valve | A sealable container (e.g., cylindrical, bottle-shaped, pouch) intended to be used as a component of a surgical suction system to collect aspirated materials (e.g., blood/bodily fluids, gases, body tissues, calculi) from a surgical site for disposal (e.g., to prevent backflow) or diagnostic/therapeutic purposes (e.g., polyp trap). It may be used singularly or connected in a series to provide greater capacity, and may be graduated to facilitate determination of the quantity of its contents; it may also be used in conjunction with aspiration liners and may include lid, microbial/hydrophobic filters or tubing.
Parker Laboratories Inc | الولايات المتحدة الامريكية | United States | ME0000000166SFDAA00012 | Redux® Electrolyte Creme | Electrolyte Creme | Non-sterile electrically conductive creme.
Parker Laboratories Inc | الولايات المتحدة الامريكية | United States | ME0000000166SFDAA00012 | Redux® Electrolyte Creme | Electrolyte Creme | Non-sterile electrically conductive creme.
Stryker Spine | الولايات المتحدة الامريكية | United States | ME0000009395SFDAA00040 | VLIFT® | CONTAINER | A container intended to provide a suitable platform for placing/containing clinical instruments (typically endoscopes or surgical instruments) for use during a clinical procedure; it might in addition be used during, but not dedicated to, reprocessing/sterilization procedures.
Stryker Spine | الولايات المتحدة الامريكية | United States | ME0000007173SFDAA00016 | Navigated Mantis® | Tray | Tray
Stryker Spine | الولايات المتحدة الامريكية | United States | ME0000007173SFDAA00012 | Navigated Mantis® | Cannulated Tap | Cannulated Tap
Stryker Spine | الولايات المتحدة الامريكية | United States | ME0000007173SFDAA00008 | Navigated Xia® 3 | Round Handle Ratchet | Round Handle Ratchet
Stryker Spine | الولايات المتحدة الامريكية | United States | ME0000007173SFDAA00004 | Navigated Xia® 3 | Blunt Probe | Blunt Probe
Stryker Spine | الولايات المتحدة الامريكية | United States | ME0000007173SFDAA00011 | Navigated Mantis® | Cannulated Awl | Cannulated Awl
Stryker Spine | الولايات المتحدة الامريكية | United States | ME0000007173SFDAA00015 | Navigated Xia® 3 | Tray | Tray
Stryker Spine | الولايات المتحدة الامريكية | United States | ME0000007173SFDAA00014 | Navigated Mantis® | Ratcheting T-Handle | Ratcheting T-Handle
Stryker Spine | الولايات المتحدة الامريكية | United States | ME0000007173SFDAA00010 | Navigated Xia® 3 | Polyaxial Screwdriver | Polyaxial Screwdriver
Stryker Spine | الولايات المتحدة الامريكية | United States | ME0000007173SFDAA00003 | Navigated Xia® 3 | Calibration Tip | Calibration Tip
Stryker Spine | الولايات المتحدة الامريكية | United States | ME0000009395SFDAA00039 | ES2® SPINAL SYSTEM | IMPLANT TRAY | A container intended to provide a suitable platform for placing/containing clinical instruments (typically endoscopes or surgical instruments) for use during a clinical procedure; it might in addition be used during, but not dedicated to, reprocessing/sterilization procedures.
Stryker Spine | الولايات المتحدة الامريكية | United States | ME0000007173SFDAA00007 | Navigated Xia® 3 | Awl | Awl
Stryker Spine | الولايات المتحدة الامريكية | United States | ME0000007173SFDAA00005 | Navigated Xia® 3c | Thoracic Probe | Thoracic Probe
Stryker Spine | الولايات المتحدة الامريكية | United States | ME0000007173SFDAA00009 | Navigated Xia® 3 | Ratcheting T-Handle | Ratcheting T-Handle
Hollister Incorporated | الولايات المتحدة الامريكية | United States | ME0000000693SFDAA00068 | Moderma Flex | Moderma Flex | Ostomy pouching system
Stryker Spine | الولايات المتحدة الامريكية | United States | ME0000007173SFDAA00013 | Navigated Mantis® | Polyaxial Screwdriver | Polyaxial Screwdriver
Stryker Medical | الولايات المتحدة الامريكية | United States | ME0000000992SFDAA00184 | fFoam Mattress | Sleep Surface for Patients | Sleep Surface for Patients
Pearl Inc | الولايات المتحدة الامريكية | United States | ME0000000535SFDAA00447 | Second Opinion | Second Opinion | Computer-Aided Detection for Intraoral Bitewing and Periapical Dental Radiographs | الكشف بمساعده الكمبيوتر لتصوير الاسنان داخل الفم وصور الاسنان الشعاعيه
Cardinal Health 200, LLC | الولايات المتحدة الامريكية | United States | ME0000004570SFDAA00069 | Kendall DL Adapter, 3 or 5 Lead | Kendall DL Adapter, 3 or 5 Lead | DL Adapter, 3 or 5 Lead • For use with 3 or 5 Lead Monitor Systems manufactured by Draeger Medical, Inc.1-Reusable adapter for monitor 2- Verify adapter connection to monitor 3-Use with Kendall DL Disposable Cable and Lead System
Stryker Spine | الولايات المتحدة الامريكية | United States | ME0000009395SFDAA00041 | Navigated Mantis | Cannulated TAP | Stryker Navigated Spine surgical instruments supplied by Stryker Navigation are manual medical tools designed to be used with the Stryker Spine Navigation System for the insertion of Stryker Spine XIA® 3, XIA® 4.5, MANTIS®, MANTIS® Redux and ES2® Spinal Fixation Systems for patients undergoing spinal surger
SIGVARIS Inc. | الولايات المتحدة الامريكية | United States | ME0000000975SFDAA00180 | SIGVARIS Compreboot Plus | Inelastic Wraps | The Compreboot Plus provides up to 40mmHg of foot compression and features soft, conforming neoprene fabric.
Hollister Incorporated | الولايات المتحدة الامريكية | United States | ME0000000693SFDAA00001 | Moderma Flex Post Op Ostomy Pouch | Moderma Flex Post Op Ostomy Pouch | Ostomy pouching system | قبل وضع الجراب تاكد من ان غطاء فتحة تفريغ الجراب مغلق او ان هناك مشبك على الجراب
Hollister Incorporated | الولايات المتحدة الامريكية | United States | ME0000000927SFDAA00001 | InView Standard Silicone Self Adhesive Sheath | InView Standard Silicone Self Adhesive Sheath | External catheter | ارشاردات الغلاف الغمد ذاتي اللصق المصنوع من السليكون خال من اللاتكس
Hollister Incorporated | الولايات المتحدة الامريكية | United States | ME0000000693SFDAA00002 | Conform 2 Piece Ostomy Post Skin Barrier | Conform 2 Piece Ostomy Post Skin Barrier | Ostomy pouching system | حاجز للجلد لما بعد الجراحة
Prime Medical LLC | الولايات المتحدة الامريكية | United States | ME0000000923SFDAA00022 | Universal Supine/Prone Positioning Pillow | Positioner Devices | Prone Positioning Pillow
Hollister Incorporated | الولايات المتحدة الامريكية | United States | ME0000000693SFDAA00003 | AnchorFast Oral Endotracheal Tube Fastener Straps | AnchorFast Oral Endotracheal Tube Fastener Straps | The replacement neck strap is used with applicable oral endotracheal tube fasteners. Product is made of Nylon, Nylon fabric, polyester, polyurethane foam, and polyester nonwoven.
Hollister Incorporated | الولايات المتحدة الامريكية | United States | ME0000000693SFDAA00006 | Suction Tube Attachment Device | Suction Tube Attachment Device | Adhesive to secure nasogastric suction tubes with sizes 12-18 French.
Hollister Incorporated | الولايات المتحدة الامريكية | United States | ME0000000693SFDAA00007 | Feeding Tube Attachment Device | Feeding Tube Attachment Device | Adhesive that secures nasogastric suction tubes 5-18 French. It has an adjustable clamp for tube positioning. Made of hydrocolloid skin adhesive and polymer/copolymer plastics
Hollister Incorporated | الولايات المتحدة الامريكية | United States | ME0000000937SFDAA00001 | Hollister Leg Bag Straps | Hollister Leg Bag Straps | Urine collectors
Hollister Incorporated | الولايات المتحدة الامريكية | United States | ME0000000693SFDAA00008 | AnchorFast Oral Endotracheal Tube Fastener Fits 5.0-10.0mm inner diameter tubes | AnchorFast Oral Endotracheal Tube Fastener Fits 5.0-10.0mm inner diameter tubes | The Anchor Fast oral endotracheal tube fastener provides a convenient means to hold an oral endotracheal (ET) tube securely in place without the use of adhesive tape. The oral endotracheal tube fastener allows repositioning of the ET tube in either direction along the track without removal of the device.
Hollister Incorporated | الولايات المتحدة الامريكية | United States | ME0000000693SFDAA00009 | Moderma Flex Drainable Ostomy Pouch | Moderma Flex Drainable Ostomy Pouch | Flex Drainable Ostomy Pouch | فليكس- كيس تفريغ
Hollister Incorporated | الولايات المتحدة الامريكية | United States | ME0000000693SFDAA00010 | Moderma Flex Drainable Pouch | Moderma Flex Drainable Pouch | Flex Drainable Pouch | فليكس -كيس تفريغ
Hollister Incorporated | الولايات المتحدة الامريكية | United States | ME0000000937SFDAA00003 | Hollister Overnight Bag Non Drainable | Hollister Overnight Bag Non Drainable | Urine collectors
Irvine Biomedical Inc a St Jude Medical Company | الولايات المتحدة الامريكية | United States | ME0000001363SFDAA00001 | Cardioversion Switchbox | Cardioversion Switch box | Defibrillator for internal cardioversion of atrial fibrillation
Irvine Biomedical Inc a St Jude Medical Company | الولايات المتحدة الامريكية | United States | ME0000001363SFDAA00002 | Cardioverter Cable | Medical Device Electrical Connection Cable | Cardioverter cables are flexible, insulated cables constructed of metal and plastic materials
St. Jude Medical, Inc. | الولايات المتحدة الامريكية | United States | ME0000001068SFDAA00010 | TactiSys Quartz RF Cable | Accessories forTactiSy Quartz Equipment | TactiSys Quartz Equipment
Stryker Medical | الولايات المتحدة الامريكية | United States | ME0000001368SFDAA00002 | Foam Mattress | Medical Stretcher Mattress | Medical Stretcher Mattress
STERIS Corporation | الولايات المتحدة الامريكية | United States | ME0000000942SFDAA00019 | Amsco Warming Cabinet | Multi-Purpose Warming Cabinet | Multi-Purpose Warming Cabinet
Stryker Medical | الولايات المتحدة الامريكية | United States | ME0000000992SFDAA00014 | Atrix Temprature Management Wraps, Hose | Atrix Wraps and Hose | Atrix Wraps and Hose
Masimo Corporation | الولايات المتحدة الامريكية | United States | ME0000001391SFDAA00002 | RD Sedline EEG Sensor Pediatric | EEG Sensor | EEG Sensor
St. Jude Medical, Inc. | الولايات المتحدة الامريكية | United States | ME0000001068SFDAA00015 | Ensite Precision Adjustable Field frame Bracket | Frame Bracket | Frame Bracket
Stryker Medical | الولايات المتحدة الامريكية | United States | ME0000001368SFDAA00003 | ST1-X Transport Stretcher | ST1 and ST1-X Series Stretcher | ST1 and ST1-X Series Stretcher
Medtronic Sofamor Danek USA, Inc. | الولايات المتحدة الامريكية | United States | ME0000000273SFDAA00837 | CD HORIZON spinal system 5.5/6.0 MAS longitude II screwdriver | CD HORIZON spinal system 5.5/6.0 MAS longitude II screwdriver | Manual surgical instruments
Medtronic Powered Surgical Solutions | الولايات المتحدة الامريكية | United States | ME0000000262SFDAA00058 | ACCY PA130 MOTOR WRENCH | ACCY PA130 MOTOR WRENCH | MOTOR WRENCH
Stryker Spine | الولايات المتحدة الامريكية | United States | ME0000009395SFDAA00062 | VLIFT® | Endcap Impactor | Surgical instruments supplied by STRYKER Spine are manual medical tools designed solely for use in the fitting of Stryker Spine implants.
Stryker Spine | الولايات المتحدة الامريكية | United States | ME0000009395SFDAA00058 | MANTIS® Redux | Cannulated T-Handle Ratchet | Surgical instruments supplied by STRYKER Spine are manual medical tools designed solely for use in the fitting of Stryker Spine implants.
Stryker Spine | الولايات المتحدة الامريكية | United States | ME0000009395SFDAA00054 | ES2® Spinal System | Slap Hammer | Surgical instruments supplied by STRYKER Spine are manual medical tools designed solely for use in the fitting of Stryker Spine implants.
Stryker Spine | الولايات المتحدة الامريكية | United States | ME0000009395SFDAA00050 | ES2® Spinal System | Dilator | Surgical instruments supplied by STRYKER Spine are manual medical tools designed solely for use in the fitting of Stryker Spine implants.
Stryker Spine | الولايات المتحدة الامريكية | United States | ME0000009395SFDAA00046 | ES2® Spinal System | 90° Rod Inserter | Surgical instruments supplied by STRYKER Spine are manual medical tools designed solely for use in the fitting of Stryker Spine implants.
Stryker Spine | الولايات المتحدة الامريكية | United States | ME0000009395SFDAA00063 | VLIFT® | Screwdriver | Surgical instruments supplied by STRYKER Spine are manual medical tools designed solely for use in the fitting of Stryker Spine implants.
Stryker Spine | الولايات المتحدة الامريكية | United States | ME0000009395SFDAA00059 | VLIFT® | Endcap Remover | Surgical instruments supplied by STRYKER Spine are manual medical tools designed solely for use in the fitting of Stryker Spine implants.
Stryker Spine | الولايات المتحدة الامريكية | United States | ME0000009395SFDAA00055 | MANTIS® | Adjustable Rod Inserter | Surgical instruments supplied by STRYKER Spine are manual medical tools designed solely for use in the fitting of Stryker Spine implants.
Stryker Spine | الولايات المتحدة الامريكية | United States | ME0000009395SFDAA00047 | ES2® Spinal System | Blocker Inserter | Surgical instruments supplied by STRYKER Spine are manual medical tools designed solely for use in the fitting of Stryker Spine implants
Stryker Spine | الولايات المتحدة الامريكية | United States | ME0000009395SFDAA00051 | ES2® Spinal System | Nitinol K-Wire Container | Surgical instruments supplied by STRYKER Spine are manual medical tools designed solely for use in the fitting of Stryker Spine implants.
NuVasive Inc. | الولايات المتحدة الامريكية | United States | ME0000005437SFDAA00185 | Universal Broach, Guided | Internal Spinal Fixation procedure kit | Internal Spinal Fixation procedure kit
NuVasive Inc. | الولايات المتحدة الامريكية | United States | ME0000005437SFDAA00189 | CoRoent LC Tamp, Pronged | Internal Spinal Fixation procedure kit | Internal Spinal Fixation procedure kit
3M Company | الولايات المتحدة الامريكية | United States | ME0000009315SFDAA00092 | 3M™ Coban™ NL Non-Latex Self Adherent Wrap | Medical Wrap | 3M™ Coban™ NL Non-Latex Self-Adherent Wrap is sold non-sterile and sterile and is not manufactured with dry natural rubber latex.
Stryker Spine | الولايات المتحدة الامريكية | United States | ME0000009395SFDAA00044 | ES2® Spinal System | French Bender | Surgical instruments supplied by STRYKER Spine are manual medical tools designed solely for use in the fitting of Stryker Spine implants
Stryker Spine | الولايات المتحدة الامريكية | United States | ME0000009395SFDAA00048 | ES2® Spinal System | Compression and Distraction Shaft | Surgical instruments supplied by STRYKER Spine are manual medical tools designed solely for use in the fitting of Stryker Spine implants.
Stryker Spine | الولايات المتحدة الامريكية | United States | ME0000009395SFDAA00052 | ES2® Spinal System | Poly Adjustment Driver | Surgical instruments supplied by STRYKER Spine are manual medical tools designed solely for use in the fitting of Stryker Spine implants.
Stryker Spine | الولايات المتحدة الامريكية | United States | ME0000009395SFDAA00056 | MANTIS® | Compressor | Surgical instruments supplied by STRYKER Spine are manual medical tools designed solely for use in the fitting of Stryker Spine implants.
Stryker Spine | الولايات المتحدة الامريكية | United States | ME0000009395SFDAA00060 | VLIFT® | Expander | Surgical instruments supplied by STRYKER Spine are manual medical tools designed solely for use in the fitting of Stryker Spine implants.
Stryker Spine | الولايات المتحدة الامريكية | United States | ME0000009395SFDAA00064 | Xia® Precision | K-Wire Guide Tube | Surgical instruments supplied by STRYKER Spine are manual medical tools designed solely for use in the fitting of Stryker Spine implants.
NuVasive Inc. | الولايات المتحدة الامريكية | United States | ME0000005437SFDAA00186 | Universal Tamp, Autograft | Internal Spinal Fixation procedure kit | Internal Spinal Fixation procedure kit
Stryker Spine | الولايات المتحدة الامريكية | United States | ME0000009395SFDAA00057 | MANTIS® | Distractor | Surgical instruments supplied by STRYKER Spine are manual medical tools designed solely for use in the fitting of Stryker Spine implants.
Stryker Spine | الولايات المتحدة الامريكية | United States | ME0000009395SFDAA00061 | VLIFT® | Inside Shaft | Surgical instruments supplied by STRYKER Spine are manual medical tools designed solely for use in the fitting of Stryker Spine implants.
NuVasive Inc. | الولايات المتحدة الامريكية | United States | ME0000005437SFDAA00184 | PGI Paddle Shaver | Internal Spinal Fixation procedure kit | Internal Spinal Fixation procedure kit
NuVasive Inc. | الولايات المتحدة الامريكية | United States | ME0000005437SFDAA00188 | TLIF Tamp, Implant | Internal Spinal Fixation procedure kit | Internal Spinal Fixation procedure kit
Zimmer GmbH | الولايات المتحدة الامريكية | United States | ME0000002338SFDAA00005 | Persona Partial Knee System Tibial Cut Guide 5 Degrees | Cut Guide | Cut Guide used during Partial Knee Procedures
Stryker Spine | الولايات المتحدة الامريكية | United States | ME0000009395SFDAA00053 | ES2® Spinal System, Ring | Ring | Surgical instruments supplied by STRYKER Spine are manual medical tools designed solely for use in the fitting of Stryker Spine implants.
Stryker Spine | الولايات المتحدة الامريكية | United States | ME0000009395SFDAA00045 | ES2® Spinal System, Hex – End T-Handle | Hex – End T-Handle | Surgical instruments supplied by STRYKER Spine are manual medical tools designed solely for use in the fitting of Stryker Spine implants.
Stryker Spine | الولايات المتحدة الامريكية | United States | ME0000009395SFDAA00049 | ES2® Spinal System, Center Torque Tube | Center Torque Tube | Surgical instruments supplied by STRYKER Spine are manual medical tools designed solely for use in the fitting of Stryker Spine implants.
NuVasive Inc. | الولايات المتحدة الامريكية | United States | ME0000005437SFDAA00187 | Universal Hook, Implant | Internal Spinal Fixation procedure kit | Internal Spinal Fixation procedure kit
Stryker Spine | الولايات المتحدة الامريكية | United States | ME0000009395SFDAA00042 | ES2® Spinal System | 100 mm Rod Template | Surgical instruments supplied by STRYKER Spine are manual medical tools designed solely for use in the fitting of Stryker Spine implants.
ZIMMER, INC. | الولايات المتحدة الامريكية | United States | ME0000002339SFDAA00003 | Persona Partial Knee System Tibial Recutter 5 Degrees 2mm Depth | Tibial Recutter | Cut Guide used during Partial Knee Procedures
ICU Medical,Inc. | الولايات المتحدة الامريكية | United States | ME0000004061SFDAA00273 | TRANSPAC™ Reusable Cable | TRANSPAC™ Reusable Cable | an insulated multiwire device
AbbVie Inc. | الولايات المتحدة الامريكية | United States | ME0000000683SFDAA00029 | Cross Body Pack | Cross Body Pack | Personal Device Holder, reusable
CAPSAHEALTHCARE | الولايات المتحدة الامريكية | United States | ME0000002938SFDAA00001 | CAPSA HEALTHCARE AVALO | Cart | cart with The unique breakaway locking handle and Stable maneuverability
Medtronic Powered Surgical Solutions | الولايات المتحدة الامريكية | United States | ME0000000262SFDAA00073 | Midas Rex Legend | Midas Rex Legend | Legend™ Pneumatic Bone Mill
NuVasive Inc. | الولايات المتحدة الامريكية | United States | ME0000005437SFDAA00195 | RELINE MAS Tap, Cannulated | Reusable Bone tap | Reusable Bone tap
NuVasive Inc. | الولايات المتحدة الامريكية | United States | ME0000005437SFDAA00191 | RELINE-O Reduction Cap | Reusable internal spinal fixation procedure kit | Reusable internal spinal fixation procedure kit
NuVasive Inc. | الولايات المتحدة الامريكية | United States | ME0000005437SFDAA00213 | RELINE-O Handle, Straight Long Ratchet | Non torque limiting Surgical instrument handle | Non torque limiting Surgical instrument handle
NuVasive Inc. | الولايات المتحدة الامريكية | United States | ME0000005437SFDAA00217 | RELINE-O Pedicle Probe, Dual Ball Tip | Reusable internal spinal fixation procedure kit | Reusable internal spinal fixation procedure kit
NuVasive Inc. | الولايات المتحدة الامريكية | United States | ME0000005437SFDAA00209 | RELINE MAS Facet Tube | Reusable internal spinal fixation procedure kit | Reusable internal spinal fixation procedure kit
NuVasive Inc. | الولايات المتحدة الامريكية | United States | ME0000005437SFDAA00205 | RELINE MAS Guide | Reusable internal spinal fixation procedure kit | Reusable internal spinal fixation procedure kit
NuVasive Inc. | الولايات المتحدة الامريكية | United States | ME0000005437SFDAA00201 | RELINE MAS Driver, Fixed Inserter | Reusable Surgical screwdriver | Reusable Surgical screwdriver
NuVasive Inc. | الولايات المتحدة الامريكية | United States | ME0000005437SFDAA00199 | RELINE MAS Handle, Dual Ended Straight | Non torque limiting Surgical instrument handle | Non torque limiting Surgical instrument handle
ICU Medical,Inc. | الولايات المتحدة الامريكية | United States | ME0000004061SFDAA00274 | LOPEZ VALVE,TETHERED CAP, NON-STERILE | LOPEZ VALVE,TETHERED CAP, NON-STERILE | for gastric irrigation and aspiration
NuVasive Inc. | الولايات المتحدة الامريكية | United States | ME0000005437SFDAA00204 | RELINE MAS Compressor, Figure 8 | Reusable internal spinal fixation procedure kit | Reusable internal spinal fixation procedure kit
NuVasive Inc. | الولايات المتحدة الامريكية | United States | ME0000005437SFDAA00190 | RELINE MAS Reduction Bell | Reusable internal spinal fixation procedure kit | Reusable internal spinal fixation procedure kit
NuVasive Inc. | الولايات المتحدة الامريكية | United States | ME0000005437SFDAA00194 | RELINE MAS Tap/Dilator Combo | Reusable Fascial tissue dilator | Reusable Fascial tissue dilator
NuVasive Inc. | الولايات المتحدة الامريكية | United States | ME0000005437SFDAA00198 | RELINE MAS Quarter Sq Attachment, LS | Reusable internal spinal fixation procedure kit | Reusable internal spinal fixation procedure kit
NuVasive Inc. | الولايات المتحدة الامريكية | United States | ME0000005437SFDAA00208 | RELINE MAS Tool, Guide Attachment | Orthopaedic implant/instrument dismantling device | Orthopaedic implant/instrument dismantling device
NuVasive Inc. | الولايات المتحدة الامريكية | United States | ME0000005437SFDAA00212 | RELINE MAS Guide Adjuster | Reusable internal spinal fixation procedure kit | Reusable internal spinal fixation procedure kit
NuVasive Inc. | الولايات المتحدة الامريكية | United States | ME0000005437SFDAA00216 | RELINE MAS T-Handle, 90 in-lb Torque | Non torque limiting Surgical instrument handle | Non torque limiting Surgical instrument handle
NuVasive Inc. | الولايات المتحدة الامريكية | United States | ME0000005437SFDAA00202 | RELINE MAS Rod Pusher, Dual Ended | Orthopaedic counter-torque/rod-pushing instrument | Orthopaedic counter-torque/rod-pushing instrument
NuVasive Inc. | الولايات المتحدة الامريكية | United States | ME0000005437SFDAA00200 | RELINE Reduction Bell | Reusable internal spinal fixation procedure kit | Reusable internal spinal fixation procedure kit
NuVasive Inc. | الولايات المتحدة الامريكية | United States | ME0000005437SFDAA00196 | RELINE MAS Shank Adjuster, Cannulated | Reusable internal spinal fixation procedure kit | Reusable internal spinal fixation procedure kit
NuVasive Inc. | الولايات المتحدة الامريكية | United States | ME0000005437SFDAA00206 | RELINE MAS Tool, Combo | Orthopaedic implant/instrument dismantling device | Orthopaedic implant/instrument dismantling device
NuVasive Inc. | الولايات المتحدة الامريكية | United States | ME0000005437SFDAA00210 | RELINE MAS C/D Rack | Reusable internal spinal fixation procedure kit | Reusable internal spinal fixation procedure kit
NuVasive Inc. | الولايات المتحدة الامريكية | United States | ME0000005437SFDAA00214 | RELINE MAS Handle, Str Short Ratchet | Non torque limiting Surgical instrument handle | Non torque limiting Surgical instrument handle
NuVasive Inc. | الولايات المتحدة الامريكية | United States | ME0000005437SFDAA00218 | RELINE-O Gearshift Probe | Reusable internal spinal fixation procedure kit | Reusable internal spinal fixation procedure kit
NuVasive Inc. | الولايات المتحدة الامريكية | United States | ME0000005437SFDAA00193 | RELINE MAS Dilator | Reusable Fascial tissue dilator | Reusable Fascial tissue dilator
NuVasive Inc. | الولايات المتحدة الامريكية | United States | ME0000005437SFDAA00197 | RELINE MAS Reducer | Orthopaedic rod reducer | Orthopaedic rod reducer
NuVasive Inc. | الولايات المتحدة الامريكية | United States | ME0000005437SFDAA00203 | RELINE MAS Guide Compressor, Hinged | Reusable internal spinal fixation procedure kit | Reusable internal spinal fixation procedure kit
NuVasive Inc. | الولايات المتحدة الامريكية | United States | ME0000005437SFDAA00207 | RELINE MAS Counter Torque, Guide | Orthopaedic counter-torque/rod-pushing instrument | Orthopaedic counter-torque/rod-pushing instrument
NuVasive Inc. | الولايات المتحدة الامريكية | United States | ME0000005437SFDAA00215 | RELINE-O T-Handle, Ratchet | Non torque limiting Surgical instrument handle | Non torque limiting Surgical instrument handle
NuVasive Inc. | الولايات المتحدة الامريكية | United States | ME0000005437SFDAA00219 | RELINE-O Tap | Reusable Bone tap | Reusable Bone tap
INNOMED, INC | الولايات المتحدة الامريكية | United States | ME0000005419SFDAA00043 | BENT HOHMANN RETRACTOR NARROW | Innomed Surgical Instruments | Innomed Surgical Instruments
INNOMED, INC | الولايات المتحدة الامريكية | United States | ME0000005419SFDAA00047 | BROWN DELTOID/RICHARDSON RETRACTOR | Innomed Surgical Instruments | Innomed Surgical Instruments
NuVasive Inc. | الولايات المتحدة الامريكية | United States | ME0000005437SFDAA00192 | RELINE MAS Driver, K-Wire | Reusable Surgical screwdriver | Reusable Surgical screwdriver
NuVasive Inc. | الولايات المتحدة الامريكية | United States | ME0000005437SFDAA00211 | RELINE MAS Removal Tool, Open Top Guide | Orthopaedic implant/instrument dismantling device | Orthopaedic implant/instrument dismantling device
INNOMED, INC | الولايات المتحدة الامريكية | United States | ME0000005419SFDAA00048 | GLENOID ACCESS RETRACTOR | Innomed Surgical Instruments | Innomed Surgical Instruments
INNOMED, INC | الولايات المتحدة الامريكية | United States | ME0000005419SFDAA00044 | 5-PRONG RAKE BLADE | Innomed Surgical Instruments | Innomed Surgical Instruments
INNOMED, INC | الولايات المتحدة الامريكية | United States | ME0000005419SFDAA00040 | Modified Fukuda Type Retractor W/Reamer Slots | Innomed Surgical Instruments | Innomed Surgical Instruments
INNOMED, INC | الولايات المتحدة الامريكية | United States | ME0000005419SFDAA00041 | Hohmann Retractor Standard Square Tip. | Innomed Surgical Instruments | Innomed Surgical Instruments
INNOMED, INC | الولايات المتحدة الامريكية | United States | ME0000005419SFDAA00045 | TOY ANTERIOR MODIFIED HIBBS RETRACTOR BLADE. | Innomed Surgical Instruments | Innomed Surgical Instruments
INNOMED, INC | الولايات المتحدة الامريكية | United States | ME0000005419SFDAA00042 | Hohmann Retractor Extra Deep Square Tip 16MM | Innomed Surgical Instruments | Innomed Surgical Instruments
INNOMED, INC | الولايات المتحدة الامريكية | United States | ME0000005419SFDAA00046 | MODIFIED THIN GLENOID RETRACTOR | Innomed Surgical Instruments | Innomed Surgical Instruments
INNOMED, INC | الولايات المتحدة الامريكية | United States | ME0000005419SFDAA00049 | KOLBEL SELF-RETAINING RETRACTOR BLADE 36MM X 68MM EACH | Innomed Surgical Instruments | Innomed Surgical Instruments
INNOMED, INC | الولايات المتحدة الامريكية | United States | ME0000005419SFDAA00055 | KIRSCHENBAUM FOOT POSITIONER LONG | Innomed Surgical Instruments | Innomed Surgical Instruments
INNOMED, INC | الولايات المتحدة الامريكية | United States | ME0000005419SFDAA00052 | KOLBEL GLENIOD RETRACTOR WITH ERGO HANDLE AND BLADE SET | Innomed Surgical Instruments | Innomed Surgical Instruments
INNOMED, INC | الولايات المتحدة الامريكية | United States | ME0000005419SFDAA00054 | DURHAM LEG POSITIONER WITH TABLE CLAMP | Innomed Surgical Instruments | Innomed Surgical Instruments
INNOMED, INC | الولايات المتحدة الامريكية | United States | ME0000005419SFDAA00063 | LEVY WIDE DELTOID RETRACTOR | Innomed Surgical Instruments | Innomed Surgical Instruments
Stryker Spine | الولايات المتحدة الامريكية | United States | ME0000009395SFDAA00067 | Es2® Spinal System - Tray | Es2® Spinal System - Tray | Surgical Instruments supplied by Stryker Spine are medical tools designed solely for use in the fitting of Stryker Spine implants for patients undergoing spinal surgery.
Zimmer Inc. | الولايات المتحدة الامريكية | United States | ME0000014171SFDAA00044 | MultiPolar® Bipolar Cup Acetabular Gauge Handle | MultiPolar® Bipolar Cup Acetabular Gauge Handle | Instrument to assist with implant the femoral stem in total hip arthroplasty.
INNOMED, INC | الولايات المتحدة الامريكية | United States | ME0000005419SFDAA00053 | KOLBEL SOFT TISSUE RETRACTOR STANDARD | Innomed Surgical Instruments | Innomed Surgical Instruments
INNOMED, INC | الولايات المتحدة الامريكية | United States | ME0000005419SFDAA00057 | VOSBURG CANNULATED PERIARTICULAR CLAMP | Innomed Surgical Instruments | Innomed Surgical Instruments
KATENA PRODUCTS, INC. | الولايات المتحدة الامريكية | United States | ME0000004799SFDAA00005 | SPECULMS | SPECULMS | SPECULMS
KATENA PRODUCTS, INC. | الولايات المتحدة الامريكية | United States | ME0000004799SFDAA00008 | Fixation Rings | Fixation Rings | Fixation Rings
INNOMED, INC | الولايات المتحدة الامريكية | United States | ME0000005419SFDAA00056 | HYPERFLEX FOOT POSITIONER ASSEMBLY | Innomed Surgical Instruments | Innomed Surgical Instruments
INNOMED, INC | الولايات المتحدة الامريكية | United States | ME0000005419SFDAA00064 | LOWER EXTREMITY LEG POSITIONER WITH PAD NO STRAPS | Innomed Surgical Instruments | Innomed Surgical Instruments
KATENA PRODUCTS, INC. | الولايات المتحدة الامريكية | United States | ME0000004799SFDAA00019 | SPATULA | SPATULA | SPATULA
KATENA PRODUCTS, INC. | الولايات المتحدة الامريكية | United States | ME0000004799SFDAA00012 | FORCEPS | FORCEPS | FORCEPS
KATENA PRODUCTS, INC. | الولايات المتحدة الامريكية | United States | ME0000004799SFDAA00006 | Speculums | Speculums | Speculums
Orthomerica Products, Inc. | الولايات المتحدة الامريكية | United States | ME0000002340SFDAA00014 | QUICK FUZION TLSO NEUTRAL | QUICK FUZION TLSO NEUTRAL | TLSO Spinal Orthosis.
Stryker Instruments | الولايات المتحدة الامريكية | United States | ME0000003208SFDAA00464 | POWEReam® | Trinkle | A device intended to connect to a surgical power tool system motor.
Stryker Instruments | الولايات المتحدة الامريكية | United States | ME0000003208SFDAA00460 | POWEReam® | ¼” Keyed Chuck | A device designed to grip a cutting tool (normally a drill bit or other rotational cutting tool) using three adjustable jaws that are geared to be manually closed concentrically upon the cutting tool.
Stryker Instruments | الولايات المتحدة الامريكية | United States | ME0000003208SFDAA00472 | System 7 | Single Trigger Wire Collet | A device intended to connect to a surgical power tool system motor to convert the non-dedicated mechanical energy provided by the motor to a dedicated mechanical motion to perform a wire driving/insertion function when an appropriate orthopaedic wire is inserted
Stryker Instruments | الولايات المتحدة الامريكية | United States | ME0000003208SFDAA00468 | Right Angle Drive AO® | Large Reamer | A device designed to grip a cutting tool (normally a drill bit or other rotational cutting tool) using three adjustable jaws that are geared to be manually closed concentrically upon the cutting tool.
Stryker Instruments | الولايات المتحدة الامريكية | United States | ME0000003208SFDAA00456 | AO® | Large Reamer | A device designed to grip a cutting tool (normally a drill bit or other rotational cutting tool) using three adjustable jaws that are geared to be manually closed concentrically upon the cutting tool.
Stryker Spine | الولايات المتحدة الامريكية | United States | ME0000009395SFDAA00072 | Navigation Enabled Es2® Non-Cannulated Tap | Navigation Enabled Es2® Non-Cannulated Tap | Stryker Spine Navigation Enabled Instruments are intended for exclusive use with the Medtronic StealthStation System to facilitate the preparation and placement of the Stryker Spine Xia 3 (includding Serrato), Xia 4.5, (includding Xia CT), ES2, Mantis, Matis Redux, and Xia 2 Spinal Fixation Systems.
Stryker Spine | الولايات المتحدة الامريكية | United States | ME0000009395SFDAA00068 | Es2® Spinal system - Rad Rod Caddy | Es2® Spinal system - Rad Rod Caddy | Surgical Instruments supplied by Stryker Spine are medical tools designed solely for use in the fitting of Stryker Spine implants for patients undergoing spinal surgery.
KATENA PRODUCTS, INC. | الولايات المتحدة الامريكية | United States | ME0000004799SFDAA00028 | SPUDS | SPUDS | SPUDS
KATENA PRODUCTS, INC. | الولايات المتحدة الامريكية | United States | ME0000004799SFDAA00024 | SCISSORS | SCISSORS | SCISSORS
KATENA PRODUCTS, INC. | الولايات المتحدة الامريكية | United States | ME0000004799SFDAA00015 | FORCEPS | FORCEPS | FORCEPS
Orthomerica Products, Inc. | الولايات المتحدة الامريكية | United States | ME0000002340SFDAA00015 | HEALPRO | HEALPRO | Foot and Ankle Orthosis Brace.
Orthomerica Products, Inc. | الولايات المتحدة الامريكية | United States | ME0000002340SFDAA00026 | PEDIATRIC AFO | PEDIATRIC AFO | ANKLE FOOT ORTHOSIS
Orthomerica Products, Inc. | الولايات المتحدة الامريكية | United States | ME0000002340SFDAA00021 | CASS KNIGHT TAYLOR | CASS KNIGHT TAYLOR | THORACOLUMBAR ORTHOSIS
INNOMED, INC | الولايات المتحدة الامريكية | United States | ME0000005419SFDAA00050 | RADIOLUCENT KOLBEL RETRACTOR BLADE 36MM X 53MM EACH | Innomed Surgical Instruments | Innomed Surgical Instruments
Stryker Spine | الولايات المتحدة الامريكية | United States | ME0000009395SFDAA00071 | Navigation Enabled Serrato® - Cannulated Tap | Navigation Enabled Serrato® - Cannulated Tap | Stryker Spine Navigation Enabled Instruments are intended for exclusive use with the Medtronic StealthStation System to facilitate the preparation and placement of the Stryker Spine Xia 3 (includding Serrato), Xia 4.5, (includding Xia CT), ES2, Mantis, Matis Redux, and Xia 2 Spinal Fixation Systems.
KATENA PRODUCTS, INC. | الولايات المتحدة الامريكية | United States | ME0000004799SFDAA00041 | Knives | Knives | Knives
KATENA PRODUCTS, INC. | الولايات المتحدة الامريكية | United States | ME0000004799SFDAA00037 | Needle Holders | Needle Holders | Needle Holders
KATENA PRODUCTS, INC. | الولايات المتحدة الامريكية | United States | ME0000004799SFDAA00034 | CASES | CASES | CASES
KATENA PRODUCTS, INC. | الولايات المتحدة الامريكية | United States | ME0000004799SFDAA00030 | CANNULAS | CANNULAS | CANNULAS
KATENA PRODUCTS, INC. | الولايات المتحدة الامريكية | United States | ME0000004799SFDAA00026 | SCISSORS | SCISSORS | SCISSORS
KATENA PRODUCTS, INC. | الولايات المتحدة الامريكية | United States | ME0000004799SFDAA00021 | SPATULA | SPATULA | SPATULA
KATENA PRODUCTS, INC. | الولايات المتحدة الامريكية | United States | ME0000004799SFDAA00017 | SPATULA | SPATULA | SPATULA
KATENA PRODUCTS, INC. | الولايات المتحدة الامريكية | United States | ME0000004799SFDAA00013 | FORCEPS | FORCEPS | FORCEPS
KATENA PRODUCTS, INC. | الولايات المتحدة الامريكية | United States | ME0000004799SFDAA00039 | DIAMOND KNIFE | DIAMOND KNIFE | DIAMOND KNIFE
KATENA PRODUCTS, INC. | الولايات المتحدة الامريكية | United States | ME0000004799SFDAA00032 | CANNULAS | CANNULAS | CANNULAS
Stryker Spine | الولايات المتحدة الامريكية | United States | ME0000009395SFDAA00066 | ES2® Spinal System Blocker Caddy With Lid | ES2® Spinal System Blocker Caddy With Lid | Surgical Instruments supplied by Stryker Spine are medical tools designed solely for use in the fitting of Stryker Spine implants for patients undergoing spinal surgery.
Stryker Instruments | الولايات المتحدة الامريكية | United States | ME0000003208SFDAA00474 | Trinkle Reamer | Trinkle Reamer | A device designed to grip a cutting tool (normally a drill bit or other rotational cutting tool) using three adjustable jaws that are geared to be manually closed concentrically upon the cutting tool.
Stryker Instruments | الولايات المتحدة الامريكية | United States | ME0000003208SFDAA00469 | Sagittal Saw Attachment | Sagittal Saw Attachment | A device intended to connect to a surgical power tool system motor.
Stryker Spine | الولايات المتحدة الامريكية | United States | ME0000009395SFDAA00073 | Navigation Enabled Xia® -Es2® - Awl Tap | Navigation Enabled Xia® -Es2® - Awl Tap | Stryker Spine Navigation Enabled Instruments are intended for exclusive use with the Medtronic StealthStation System to facilitate the preparation and placement of the Stryker Spine Xia 3 (includding Serrato), Xia 4.5, (includding Xia CT), ES2, Mantis, Matis Redux, and Xia 2 Spinal Fixation Systems.
Stryker Spine | الولايات المتحدة الامريكية | United States | ME0000009395SFDAA00069 | Es2® Spinal System Short Blade Screw Caddy | Short Blade Screw Caddy | Surgical Instruments supplied by Stryker Spine are medical tools designed solely for use in the fitting of Stryker Spine implants for patients undergoing spinal surgery.
Stryker Instruments | الولايات المتحدة الامريكية | United States | ME0000003208SFDAA00465 | Radiolucent Adapter | Radiolucent Adapter | A device intended to connect to a surgical power tool system motor.
Stryker Instruments | الولايات المتحدة الامريكية | United States | ME0000003208SFDAA00461 | POWEReam® AO® | POWEReam® AO® | A device designed to grip a cutting tool (normally a drill bit or other rotational cutting tool) using three adjustable jaws that are geared to be manually closed concentrically upon the cutting tool.
Stryker Instruments | الولايات المتحدة الامريكية | United States | ME0000003208SFDAA00457 | Large Collet | Large Collet (3.0-4.2mm) | A device intended to connect to a surgical power tool system motor to convert the non-dedicated mechanical energy provided by the motor to a dedicated mechanical motion to perform a wire driving/insertion function when an appropriate orthopaedic wire is inserted
Orthomerica Products, Inc. | الولايات المتحدة الامريكية | United States | ME0000002340SFDAA00013 | A-Flex Plus | A-Flex Plus | A-Flex Plus is Helmet Flexible Protective.
Orthomerica Products, Inc. | الولايات المتحدة الامريكية | United States | ME0000002340SFDAA00019 | COCK-UP SPLINT | COCK-UP SPLINT | Wrist Hand
Stryker Instruments | الولايات المتحدة الامريكية | United States | ME0000003208SFDAA00463 | Modified Trinkle | POWEReam® Hudson® | A device intended to connect to a surgical power tool system motor.
Stryker Instruments | الولايات المتحدة الامريكية | United States | ME0000003208SFDAA00467 | Right Angle Drive – Modified Trinkle Reamer | Right Angle Drive – Modified Trinkle Reamer | A device designed to grip a cutting tool (normally a drill bit or other rotational cutting tool) using three adjustable jaws that are geared to be manually closed concentrically upon the cutting tool.
Stryker Instruments | الولايات المتحدة الامريكية | United States | ME0000003208SFDAA00471 | Stryker SmartLife® | Battery Pack, Large | A group of rechargeable batteries held within a holder or container intended to provide temporary electrical energy to operate a medical device.
Stryker Instruments | الولايات المتحدة الامريكية | United States | ME0000003208SFDAA00473 | T-Latch Attachment | T-Latch Attachment | A device intended to connect to a surgical power tool system motor.
Stryker Instruments | الولايات المتحدة الامريكية | United States | ME0000003208SFDAA00455 | 1/4 inch (6.35mm) Reamer | 1/4 inch (6.35mm) Reamer | A device designed to grip a cutting tool (normally a drill bit or other rotational cutting tool) using three adjustable jaws that are geared to be manually closed concentrically upon the cutting tool.
Stryker Instruments | الولايات المتحدة الامريكية | United States | ME0000003208SFDAA00459 | Hudson® | Modified Trinkle Reamer | A device intended to connect to a surgical power tool system motor.
KATENA PRODUCTS, INC. | الولايات المتحدة الامريكية | United States | ME0000004799SFDAA00011 | FORCEPS | FORCEPS | FORCEPS
KATENA PRODUCTS, INC. | الولايات المتحدة الامريكية | United States | ME0000004799SFDAA00014 | FORCEPS | FORCEPS | FORCEPS
Stryker Instruments | الولايات المتحدة الامريكية | United States | ME0000003208SFDAA00470 | Single Trigger Pin Collet | Single Trigger Pin Collet | A device intended to connect to a surgical power tool system motor to convert the non-dedicated mechanical energy provided by the motor to a dedicated mechanical motion to perform a wire driving/insertion function when an appropriate orthopaedic wire is inserted
Stryker Instruments | الولايات المتحدة الامريكية | United States | ME0000003208SFDAA00466 | Radiolucent Right Angle Driver | Radiolucent Right Angle Driver | A device intended to connect to a surgical power tool system motor.
Stryker Instruments | الولايات المتحدة الامريكية | United States | ME0000003208SFDAA00462 | POWEReam® Hudson® | POWEReam® Hudson® | A device designed to grip a cutting tool (normally a drill bit or other rotational cutting tool) using three adjustable jaws that are geared to be manually closed concentrically upon the cutting tool.
Stryker Spine | الولايات المتحدة الامريكية | United States | ME0000009395SFDAA00074 | Navigation Enabled Serrato® Cannulated Driver | Navigation Enabled Serrato® Cannulated Driver | Stryker Spine Navigation Enabled Instruments are intended for exclusive use with the Medtronic StealthStation System to facilitate the preparation and placement of the Stryker Spine Xia 3 (includding Serrato), Xia 4.5, (includding Xia CT), ES2, Mantis, Matis Redux, and Xia 2 Spinal Fixation Systems.
Stryker Spine | الولايات المتحدة الامريكية | United States | ME0000009395SFDAA00070 | Navigation Enabled Xia® Tray | Navigation Enabled Xia® Tray | Surgical Instruments supplied by Stryker Spine are medical tools designed solely for use in the fitting of Stryker Spine implants for patients undergoing spinal surgery.
KATENA PRODUCTS, INC. | الولايات المتحدة الامريكية | United States | ME0000004799SFDAA00016 | SPATULAS | SPATULAS | SPATULAS
KATENA PRODUCTS, INC. | الولايات المتحدة الامريكية | United States | ME0000004799SFDAA00020 | SPATULA | SPATULA | SPATULA
KATENA PRODUCTS, INC. | الولايات المتحدة الامريكية | United States | ME0000004799SFDAA00025 | SCISSORS | SCISSORS | SCISSORS
KATENA PRODUCTS, INC. | الولايات المتحدة الامريكية | United States | ME0000004799SFDAA00018 | SPATULA | SPATULA | SPATULA
KATENA PRODUCTS, INC. | الولايات المتحدة الامريكية | United States | ME0000004799SFDAA00033 | CANNULAS | CANNULAS | CANNULAS
KATENA PRODUCTS, INC. | الولايات المتحدة الامريكية | United States | ME0000004799SFDAA00009 | Scleral Depressors | Scleral Depressors | Scleral Depressors
KATENA PRODUCTS, INC. | الولايات المتحدة الامريكية | United States | ME0000004799SFDAA00010 | FORCEPS | FORCEPS | FORCEPS
KATENA PRODUCTS, INC. | الولايات المتحدة الامريكية | United States | ME0000004799SFDAA00007 | Retractors | Retractors | Retractors
Orthomerica Products, Inc. | الولايات المتحدة الامريكية | United States | ME0000002340SFDAA00027 | UFO | UFO | Plantar Fasciitis Orthosis
KATENA PRODUCTS, INC. | الولايات المتحدة الامريكية | United States | ME0000004799SFDAA00040 | Knives | Knives | Knives
KATENA PRODUCTS, INC. | الولايات المتحدة الامريكية | United States | ME0000004799SFDAA00036 | Needle Holders | Needle Holders | Needle Holders
KATENA PRODUCTS, INC. | الولايات المتحدة الامريكية | United States | ME0000004799SFDAA00029 | CANNULAS | CANNULAS | CANNULAS
Stryker Instruments | الولايات المتحدة الامريكية | United States | ME0000003208SFDAA00458 | Hudson® | Modified Trinkle Drill | A device connect to a surgical power tool system motor.
Stryker Instruments | الولايات المتحدة الامريكية | United States | ME0000003208SFDAA00475 | Trinkle Drill | Trinkle Drill | A device intended to connect to a surgical power tool system motor.
KATENA PRODUCTS, INC. | الولايات المتحدة الامريكية | United States | ME0000004799SFDAA00023 | SCISSORS | SCISSORS | Surgical Instrument
KATENA PRODUCTS, INC. | الولايات المتحدة الامريكية | United States | ME0000004799SFDAA00027 | SCISSORS | SCISSORS | SCISSORS
Medtronic Navigation, Inc. | الولايات المتحدة الامريكية | United States | ME0000000301SFDAA00490 | S8 EM INSTRUMENT INTERFACE | S8 EM INSTRUMENT INTERFACE | EM Instrument interface
Edwards Lifesciences LLC | الولايات المتحدة الامريكية | United States | ME0000004603SFDAA00105 | Hemodynamic Monitoring Equipment (Pressure Slave Cables) | Hemodynamic Monitoring Equipment (Pressure Slave Cables) | Non-Sterile Cable/HEM accessories
Orthomerica Products, Inc. | الولايات المتحدة الامريكية | United States | ME0000002340SFDAA00024 | CALIFORNIA CEO | CALIFORNIA CEO | CRUCIFORM EXTENSION ORTHOSIS
CIVCO Medical Instruments Co., Inc DBA CIVCO and CIVCO Medical Solutions | الولايات المتحدة الامريكية | United States | ME0000006496SFDAA00073 | EX3™ Stepper | Manual Stepper | A lightweight precision stepping device for ultrasound-guided brachytherapy and other transperineal procedures.
Orthomerica Products, Inc. | الولايات المتحدة الامريكية | United States | ME0000002340SFDAA00018 | OWLS LITE BOOT | OWLS LITE BOOT | Pneumatic ankle bladder to reduce anterior shear motion and friction on the foot
Edwards Lifesciences LLC | الولايات المتحدة الامريكية | United States | ME0000004603SFDAA00104 | Hemodynamic Monitoring Equipment (ECG Slave Cables) | Hemodynamic Monitoring Equipment (ECG Slave Cables) | Non-Sterile Cable/HEM accessories
Dentsply Caulk | الولايات المتحدة الامريكية | United States | ME0000004411SFDAA00001 | Auto-Mix 50 | Cartridge Delivery System | Cartridge Delivery System
KATENA PRODUCTS, INC. | الولايات المتحدة الامريكية | United States | ME0000004799SFDAA00035 | CASES | CASES | CASES
KATENA PRODUCTS, INC. | الولايات المتحدة الامريكية | United States | ME0000004799SFDAA00031 | CANNULAS | CANNULAS | CANNULAS
KATENA PRODUCTS, INC. | الولايات المتحدة الامريكية | United States | ME0000004799SFDAA00042 | CASES | CASES | CASES
KATENA PRODUCTS, INC. | الولايات المتحدة الامريكية | United States | ME0000004799SFDAA00038 | DIAMOND KNIFE | DIAMOND KNIFE | DIAMOND KNIFE
KATENA PRODUCTS, INC. | الولايات المتحدة الامريكية | United States | ME0000004707SFDAA00017 | Blade Holder | Blade Holder | Blade Holder
Eli Lilly and Company Pharmaceutical Delivery Systems | الولايات المتحدة الامريكية | United States | ME0000004634SFDAA00007 | Tempo Smart Button | Not Applicable | The Tempo Smart Button is a module that attaches to a compatible Lilly prefilled insulin pen and is approximately 25 mm in diameter and 21 mm tall. | الزرّ الذكيّ عبارة عن جهاز إرسال بيانات قابل لإعادة الاستخدام (أو وحدة نقل بيانات) يرصد المعلومات ويخّزنها من قلم تيمبو بن® ثمّ ينقل البيانات المتعلّقة بجرعة الأنسولين إلى تطبيق متوافق (التطبيق) عبر تقنيّة بلوتوث اللاسلكيّة. يستخدم التطبيق البيانات المتعلقة بجرعة الأنسولين، والتي يمكنها عرض العلامة التجارية للأنسولين ومقدار الجرعة والتاريخ والوقت
Orthomerica Products, Inc. | الولايات المتحدة الامريكية | United States | ME0000002340SFDAA00006 | TC Super MIB Blocker Combo - BIL | Foot Ankle Orthosis | Ankle Foot Orthosis
Medtronic Navigation, Inc. | الولايات المتحدة الامريكية | United States | ME0000000301SFDAA00413 | BRACKET SUPPORT 9735547 EMITTER | StealthStation™ S8 System | BRACKET SUPPORT 9735547 EMITTER
Coltene / whaledent inc | الولايات المتحدة الامريكية | United States | ME0000011780SFDAA00013 | HYGENIC CLAMP | Dental Dam System | HYGENIC CLAMP
polygel, LLC | الولايات المتحدة الامريكية | United States | ME0000014201SFDAA00009 | gelsmart | CGS BUNION RELIEF SLEEVE WITH GEL METATARSAL PAD - COV | CGS BUNION W/MET PAD-COV provides a combination of benefits. The gel pad is soft against the skin, while the anatomically shaped gel pad helps cushion and protect both the bunion and the forefoot. | يوفر CGS BUNION W / MET PAD-COV مجموعة من الفوائد. وسادة الجل ناعمة على الجلد ، بينما تساعد وسادة الجل ذات الشكل التشريحي على تبطين وحماية الورم ومقدمة القدم.
Arthrex, Inc | الولايات المتحدة الامريكية | United States | ME0000001945SFDAA00715 | GRS Synovial Elevator | GRS Synovial Elevator | GRS Synovial Elevator
Medivators Inc. | الولايات المتحدة الامريكية | United States | ME0000002927SFDAA00006 | Intercept | Intercept | A low foaming, neutral pH detergent for cleaning of immersible medical instruments.
The Brewer Company LLC | الولايات المتحدة الامريكية | United States | ME0000002175SFDAA00004 | Access Hi Low Exam Table | TABLE EXAMINATION MEDICAL POWERED | access HL exam table
The Brewer Company LLC | الولايات المتحدة الامريكية | United States | ME0000002175SFDAA00004 | Access Hi Low Exam Table | TABLE EXAMINATION MEDICAL POWERED | access HL exam table
Midmark Corporation | الولايات المتحدة الامريكية | United States | ME0000004641SFDAA00001 | 641-00X | Power Exam Table | Power Exam Table
Midmark Corporation | الولايات المتحدة الامريكية | United States | ME0000004641SFDAA00002 | 230-00X | Universal Power Examination Table | Examination Table
Midmark Corporation | الولايات المتحدة الامريكية | United States | ME0000004641SFDAA00003 | 630-0XX | Power Exam Table | Exam Table
UMF MEDICAL | الولايات المتحدة الامريكية | United States | ME0000005208SFDAA00001 | Signature Series Manual Exam Table | Examination Table | Signature Series Manual Exam Table
UMF MEDICAL | الولايات المتحدة الامريكية | United States | ME0000005208SFDAA00002 | Power Procedure/Exam Tables | Examination Table | Examination Table
Prime Dental Manufacturing , Inc. | الولايات المتحدة الامريكية | United States | ME0000005597SFDAA00001 | Prime Gel | Topical Anesthesia | Topical Anesthesia
Edge Systems LLC | الولايات المتحدة الامريكية | United States | ME0000006226SFDAA00001 | HydraFacial MD Tower System 240V | HydraFacial MD Tower System 240V | The device is intended to provide treatment for mild to moderate acne
Edge Systems LLC | الولايات المتحدة الامريكية | United States | ME0000006226SFDAA00002 | HydraFacial MD Elite | HydraFacial MD Elite | The device is intended to provide treatment for Mild to moderate acne ie acne vulgaris comedonal acne blackheads and whiteheads and Superficial acne scarring
Aseptico, Inc. | الولايات المتحدة الامريكية | United States | ME0000000563SFDAA00009 | AMC‑25 | UNIT, OPERATIVE DENTAL | Mobile Dental Cart
Coltene / whaledent inc | الولايات المتحدة الامريكية | United States | ME0000011780SFDAA00016 | Flexi Dam | Dental Dam System | Flexi Dam
Coltene / whaledent inc | الولايات المتحدة الامريكية | United States | ME0000011780SFDAA00014 | Fiesta Dental Dam | Dental Dam System | Fiesta Dental Dam
Sun Nuclear Corporation | الولايات المتحدة الامريكية | United States | ME0000008415SFDAA00019 | StereoPHAN | StereoPHAN | End-to-end commissioning and quality assurance testing on all parts of the SRS Process.
Coltene / whaledent inc | الولايات المتحدة الامريكية | United States | ME0000011780SFDAA00012 | Dental Dam | Dental Dam System | Dental Dam System
Integra LifeSciences Corporation | الولايات المتحدة الامريكية | United States | ME0000002136SFDAA00069 | Hinged Extension Arm | Integra® Omni-Tract® | Hinged Extension Arm is made from stainless steel.
DEROYAL INDUSTRIES INC | الولايات المتحدة الامريكية | United States | ME0000001358SFDAA00047 | Suture Boot | Suture Boot | Suture Boot
Action Products, Inc. | الولايات المتحدة الامريكية | United States |  | Action® | Flotation Pads for Operating Table | Non-sterile, reusable devices intended to support and protect the surgical patient from injuries related to pressure and shear forces due to immobility during surgical procedures
Dental Technologies Inc | الولايات المتحدة الامريكية | United States | ME0000007631SFDAA00001 | Alpha Pro | Prophylaxis Paste | is a blend of polishing and cleaning agents
S.S. White Burs Inc. | الولايات المتحدة الامريكية | United States | ME0000008270SFDAA00001 | Diamond | Dental supplies | A rotary abrading device made of stainless steel which is coated with diamond particles on the working end, and which is designed to fit into a dental handpiece.
S.S. White Burs Inc. | الولايات المتحدة الامريكية | United States | ME0000008271SFDAA00002 | Great White | Carbide burs | Carbide burs
S.S. White Burs Inc. | الولايات المتحدة الامريكية | United States | ME0000008271SFDAA00003 | Carbide Burs | Operatory carbide burs | A CARBIDE dental bur is a rotary cutting device made of stainless steel, the working end of which is made from tungsten carbide, and which is designed to fit into a dental handpiece.
NeilMed Pharmaceuticals Inc., | الولايات المتحدة الامريكية | United States | ME0000008305SFDAA00001 | Dr. Hana's Nasopure | Nasopure nasal wash | nasal wash | • احتقان الانف • ضغط الجيوب الأنفية • جفاف الأنف • تسيل الانف الخلفي • سيلان الأنف • العطس • السعال
TherAdapt Products Inc | الولايات المتحدة الامريكية | United States | ME0000008558SFDAA00001 | TherAdapt Supine Stander | Supine Stander | Stander
CROPPER MEDICAL, INC. | الولايات المتحدة الامريكية | United States | ME0000008562SFDAA00001 | Hinged Knee Skin | Brace for knee | Brace for knee
CROPPER MEDICAL, INC. | الولايات المتحدة الامريكية | United States | ME0000008562SFDAA00002 | Patella Stabilizer | Brace for Knee | Brace for Knee
CROPPER MEDICAL, INC. | الولايات المتحدة الامريكية | United States | ME0000008562SFDAA00003 | Q BRACE | Brace for knee | Brace for knee
CROPPER MEDICAL, INC. | الولايات المتحدة الامريكية | United States | ME0000008562SFDAA00004 | Trilok | Brace for ankle | Brace for ankle
OrthoPediatrics Corp,. | الولايات المتحدة الامريكية | United States | ME0000005734SFDAA00014 | FOOT PUSHER PLATFORM | FOOT PUSHER PLATFORM | Orthopedic manual surgical instrument.
CROPPER MEDICAL, INC. | الولايات المتحدة الامريكية | United States | ME0000008562SFDAA00005 | Standard knee skin | Brace for knee | Brace for knee
CROPPER MEDICAL, INC. | الولايات المتحدة الامريكية | United States | ME0000008562SFDAA00006 | Q LOK | Brace for knee | Brace for knee
MEDSOURCE INTERNATIONAL LLC | الولايات المتحدة الامريكية | United States | ME0000001066SFDAA00039 | Basket Stretcher | Stretcher, Hand-Carried | Stretcher, Hand-Carried
MEDSOURCE INTERNATIONAL LLC | الولايات المتحدة الامريكية | United States | ME0000001066SFDAA00040 | Air Splint Set Orange | Splint, Hand, And Components | Splint, Hand, And Components
GLO Science Inc | الولايات المتحدة الامريكية | United States | ME0000007918SFDAA00001 | Autoclavable Mouthpiece | GLO Science Professional | Special heat resistors and light reflectors inside the mouthpiece direct the energy of gentle warming heat and safe 470nm LED light into the whitening gel speeding up the whitening process by energizing the hydrogen peroxide
OrthoPediatrics Corp,. | الولايات المتحدة الامريكية | United States | ME0000005734SFDAA00010 | FOOT PUSHER KNOB | FOOT PUSHER KNOB | Orthopedic manual surgical instrument.
Atrium Medical Corporation | الولايات المتحدة الامريكية | United States | ME0000003543SFDAA00010 | Vascular Graft Tunneler Instrumentation | Tunneling Solutions | The Vascular Graft Tunneler Instrumentation is designed to create a subcutaneous tunnel for the placement of a vascular graft in both peripheral bypass applications and as an arteriovenous access graft.
ASHLAND SPECIALTY INGREDIENTS G.P. | الولايات المتحدة الامريكية | United States | ME0000008842SFDAA00001 | RAD-SURE™ | Illumination indicator | Illumination indicator
ASHLAND SPECIALTY INGREDIENTS G.P. | الولايات المتحدة الامريكية | United States | ME0000008842SFDAA00003 | RAD-SURE™ | Blood Irradiation Indicator | Blood Irradiation Indicator
OrthoPediatrics Corp,. | الولايات المتحدة الامريكية | United States | ME0000005734SFDAA00012 | FOOT PUSHER TRAY | FOOT PUSHER TRAY | Manual surgical instrument for general use.
OrthoPediatrics Corp,. | الولايات المتحدة الامريكية | United States | ME0000005734SFDAA00013 | FOOT PUSHER HANDLE | FOOT PUSHER HANDLE | Orthopedic manual surgical instrument.
DJO, LLC | الولايات المتحدة الامريكية | United States | ME0000002507SFDAA00003 | Chattanooga | Heating unit | Heating unit for moist hot packs
OrthoPediatrics Corp,. | الولايات المتحدة الامريكية | United States | ME0000005734SFDAA00024 | PAO TRAY LID | PAO TRAY LID | Manual surgical instrument for general use.
OrthoPediatrics Corp,. | الولايات المتحدة الامريكية | United States | ME0000005734SFDAA00029 | DUAL-SPIKED PUBIS RETRACTOR | DUAL-SPIKED PUBIS RETRACTOR | Manual surgical instrument for general use.
OrthoPediatrics Corp,. | الولايات المتحدة الامريكية | United States | ME0000005734SFDAA00029 | DUAL-SPIKED PUBIS RETRACTOR | DUAL-SPIKED PUBIS RETRACTOR | Manual surgical instrument for general use.
DJO, LLC | الولايات المتحدة الامريكية | United States | ME0000002507SFDAA00003 | Chattanooga | Heating unit | Heating unit for moist hot packs
CONMED CORPORATION | الولايات المتحدة الامريكية | United States | ME0000005736SFDAA00241 | PUDDLEVAC FLOOR SUCTION DEVICE | PUDDLEVAC FLOOR SUCTION DEVICE | Electrical cord, Reusable
Integra LifeSciences Corporation | الولايات المتحدة الامريكية | United States | ME0000002136SFDAA00068 | FastSystem® Sterile Field Post | Integra® Omni-Tract® | FastSystem® Sterile Field Post made from stainless steel.
Coltene / whaledent inc | الولايات المتحدة الامريكية | United States | ME0000011780SFDAA00019 | Para Post X DRILLS | Dental Posts | Para Post X Drills
Coltene / whaledent inc | الولايات المتحدة الامريكية | United States | ME0000011780SFDAA00018 | Para Post XP | Dental Posts | Para Post XP
Coltene / whaledent inc | الولايات المتحدة الامريكية | United States | ME0000011780SFDAA00020 | ParaPost Taper Lux | Dental Posts | ParaPost Taper Lux
Allen Medical Systems | الولايات المتحدة الامريكية | United States | ME0000007666SFDAA00007 | LegHolder, Junior, Maquet (1005.05B0) | LegHolder, Junior, Maquet (1005.05B0) | Leg Support for Patients
Medline Industries, LP | الولايات المتحدة الامريكية | United States | ME0000000513SFDAA00153 | CURAD SENSITIVE SKIN PAPER TAPE | PAPER TAPE | SENSITIVE SKIN ADHESIVE PAPER TAPE Curad Sensitive Skin Paper Tape, 2 in x 10 yds (5 cm x 9.1 m) NON260003E Curad Sensitive Skin Paper Tape, 3 in x 10 yds (7.6 cm x 9.1 m)
Medline Industries, LP | الولايات المتحدة الامريكية | United States | ME0000000513SFDAA00153 | CURAD SENSITIVE SKIN PAPER TAPE | PAPER TAPE | SENSITIVE SKIN ADHESIVE PAPER TAPE Curad Sensitive Skin Paper Tape, 2 in x 10 yds (5 cm x 9.1 m) NON260003E Curad Sensitive Skin Paper Tape, 3 in x 10 yds (7.6 cm x 9.1 m)
Medline Industries, LP | الولايات المتحدة الامريكية | United States | ME0000000513SFDAA00156 | MEDLINE SPONGE COUNTER BAG NON STERILE | SPONGE COUNTER BAG | a nonelectrically powered device used to assist and organize the counting process of the sponges.
Medline Industries, LP | الولايات المتحدة الامريكية | United States | ME0000000513SFDAA00158 | Elastic Retention Netting | Elastic Retention Netting | Elastic Retention Netting
Medline Industries, LP | الولايات المتحدة الامريكية | United States | ME0000000513SFDAA00158 | Elastic Retention Netting | Elastic Retention Netting | Elastic Retention Netting
Medline Industries, LP | الولايات المتحدة الامريكية | United States | ME0000000513SFDAA00160 | MATRIX ELASTIC BANDAGES | Elastic Bandage | Matrix Elastic Bandages with Self Closure
Medline Industries, LP | الولايات المتحدة الامريكية | United States | ME0000000513SFDAA00160 | MATRIX ELASTIC BANDAGES | Elastic Bandage | Matrix Elastic Bandages with Self Closure
Medline Industries, LP | الولايات المتحدة الامريكية | United States | ME0000000513SFDAA00161 | Curad Paper Tape | Paper Tape | An elastic bandage is a device consisting of either a long flat strip or a tube of elasticized material .
Medline Industries, LP | الولايات المتحدة الامريكية | United States | ME0000000513SFDAA00161 | Curad Paper Tape | Paper Tape | An elastic bandage is a device consisting of either a long flat strip or a tube of elasticized material .
Medline Industries, LP | الولايات المتحدة الامريكية | United States | ME0000000513SFDAA00162 | Curad Cloth Tape | Cloth Tape | An elastic bandage is a device consisting of either a long flat strip or a tube of elasticized material
Medline Industries, LP | الولايات المتحدة الامريكية | United States | ME0000000513SFDAA00162 | Curad Cloth Tape | Cloth Tape | An elastic bandage is a device consisting of either a long flat strip or a tube of elasticized material
Medline Industries, LP | الولايات المتحدة الامريكية | United States | ME0000000513SFDAA00163 | Curad Transparent Tape | Transparent Tape | An elastic bandage is a device consisting of either a long flat strip or a tube of elasticized material
Medline Industries, LP | الولايات المتحدة الامريكية | United States | ME0000000513SFDAA00163 | Curad Transparent Tape | Transparent Tape | An elastic bandage is a device consisting of either a long flat strip or a tube of elasticized material
Medline Industries, LP | الولايات المتحدة الامريكية | United States | ME0000000513SFDAA00164 | Casting Tape | Casting Tape | Casting Tape
Medline Industries, LP | الولايات المتحدة الامريكية | United States | ME0000000513SFDAA00164 | Casting Tape | Casting Tape | Casting Tape
Medline Industries, LP | الولايات المتحدة الامريكية | United States | ME0000000513SFDAA00165 | DISPOSABLE IV ARMBOARDS | DISPOSABLE IV ARMBOARDS | DISPOSABLE IV ARMBOARDS
Medline Industries, LP | الولايات المتحدة الامريكية | United States | ME0000000513SFDAA00165 | DISPOSABLE IV ARMBOARDS | DISPOSABLE IV ARMBOARDS | DISPOSABLE IV ARMBOARDS
Medline Industries, LP | الولايات المتحدة الامريكية | United States | ME0000000513SFDAA00166 | REUSABLE IV ARMBOARDS | REUSABLE IV ARMBOARDS | Reusable IV Armboard
Medline Industries, LP | الولايات المتحدة الامريكية | United States | ME0000000513SFDAA00166 | REUSABLE IV ARMBOARDS | REUSABLE IV ARMBOARDS | Reusable IV Armboard
Medline Industries, LP | الولايات المتحدة الامريكية | United States | ME0000000513SFDAA00170 | PluroGel Burn and Wound Dressing | Burn Gel | PluroGel Burn and Wound Dressing
Medline Industries, LP | الولايات المتحدة الامريكية | United States | ME0000000513SFDAA00170 | PluroGel Burn and Wound Dressing | Burn Gel | PluroGel Burn and Wound Dressing
Medline Industries, LP | الولايات المتحدة الامريكية | United States | ME0000000513SFDAA00171 | Equos Hydrogel | Hydrogel Wound Dressing | Equos Hydrogel, 1 oz
Medline Industries, LP | الولايات المتحدة الامريكية | United States | ME0000000513SFDAA00171 | Equos Hydrogel | Hydrogel Wound Dressing | Equos Hydrogel, 1 oz
OrthoPediatrics Corp,. | الولايات المتحدة الامريكية | United States | ME0000005734SFDAA00027 | PAO TRAY | PAO TRAY | Manual surgical instrument for general use.
Amsino International Inc. | الولايات المتحدة الامريكية | United States | ME0000009069SFDAA00001 | Amsure Medicine Cup | Cup | Container for liquid medication
Medegen Medical Products | الولايات المتحدة الامريكية | United States | ME0000009070SFDAA00001 | Bag STB Non Sterile | Specimen Transport Bags | Specimen Transport Bags
Amsino International Inc. | الولايات المتحدة الامريكية | United States | ME0000009069SFDAA00003 | Amsure Aerosol Drainage System | Aerosol Tubing, Pressure and Accessories | Aerosol Drainage Bag 750 mL
Medegen Medical Products | الولايات المتحدة الامريكية | United States | ME0000009073SFDAA00001 | Bag: WSB | Water Soluble Laundry Bags Non Sterile | Water Soluble Laundry Bags Non Sterile
Amsino International Inc. | الولايات المتحدة الامريكية | United States | ME0000009069SFDAA00004 | Amsure Cleansing Enema Set | Enema Kit | Cleansing Enema Kit
Dale Medical Products Inc. | الولايات المتحدة الامريكية | United States | ME0000009159SFDAA00002 | Bendable ArmBoard | Splint for extremity | The ArmBoard allows the patient’s hand and wrist to maintain their natural position while securely and comfortably preventing catheter movement
Freudenberg Medical LLC | الولايات المتحدة الامريكية | United States | ME0000009158SFDAA00002 | TruSeal | Adhesive Housing for Stoma | The Tracheostoma Housing attaches to the skin surrounding the tracheostoma and acts as a holder for tracheostomal prosthetic devices,
Freudenberg Medical LLC | الولايات المتحدة الامريكية | United States | ME0000009158SFDAA00005 | Cleaning Brush | Brush for cleaning of voice prosthesis | Device for daily cleaning of tracheoesophageal voice prosthesis | فرشاة تنظيف لإزالة المواد التي تسبب انسدادا في تجويف جهاز الحنجرة الهوائية الدائم أثناء وضعه في الثقب الرغامي المريئي للمريض
Dale Medical Products Inc. | الولايات المتحدة الامريكية | United States | ME0000009159SFDAA00003 | Stabilock Endotracheal Tube Holder | Fixation device for tracheal Tube | holder securely holds an Endotracheal tube in place and fits most patients
Dale Medical Products Inc. | الولايات المتحدة الامريكية | United States | ME0000009159SFDAA00004 | PediPrints Tracheostomy Tube Holder | Fixation device for Tracheostomy Tube | holder securely holds a tracheostomy tube in place and fits most child patients
Dale Medical Products Inc. | الولايات المتحدة الامريكية | United States | ME0000009160SFDAA00001 | 240 Blue Tracheostomy Tube Holder | Fixation device for Tracheostomy Tube | holder securely holds a tracheostomy tube in place and fits most adult patients
Dale Medical Products Inc. | الولايات المتحدة الامريكية | United States | ME0000009159SFDAA00005 | NasoGastric Tube Holder | fixation tape for nasogastric tube | adhesive plaster with wings to fix the nasogastric tube
Dale Medical Products Inc. | الولايات المتحدة الامريكية | United States | ME0000009160SFDAA00002 | Hold n Place Foley Catheter Tube Holder Leg Band | Urethral Catheter Holder | Foley Catheter Tube Holder
Dale Medical Products Inc. | الولايات المتحدة الامريكية | United States | ME0000009159SFDAA00007 | Hold n Place Foley Catheter Tube Holder Adhesive Patch | Fixation Adhesive for Urethral Catheter | Short term Foley catheter holder featuring a clear breathable skin friendly adhesive base material
Freudenberg Medical LLC | الولايات المتحدة الامريكية | United States | ME0000009158SFDAA00008 | HME Cartridge | Heat and Moisture Exchanger Device | HME device is designed to provide the laryngectomee with humidified, warmed, and filtered air.
Life Instrument Corporation | الولايات المتحدة الامريكية | United States | ME0000009167SFDAA00022 | Rongeur | Rongeur | Rongeur
Maxtec, LLC | الولايات المتحدة الامريكية | United States | ME0000006151SFDAA00001 | EyeMax2 | Light Therapy Eyewear | Light Therapy Eyewear
SybronEndo | الولايات المتحدة الامريكية | United States | ME0000000649SFDAA00075 | Endodontic Instrument | Endodontic Instrument | Manual Hand Instrument
Stryker Endoscopy | الولايات المتحدة الامريكية | United States | ME0000005467SFDAA00214 | SDC Ultra Digital Capture System | SDC Ultra | N/A
DJO, LLC | الولايات المتحدة الامريكية | United States | ME0000002507SFDAA00016 | AIRSELECT, ELITE | AIRSELECT, ELITE, LARGE , AIRSELECT, ELITE, MEDIUM , AIRSELECT, ELITE, SMALL , AIRSELECT, ELITE, XLARGE , AIRSELECT, ELITE, XSMALL | The ELITE walking brace provides compressed air support for stable fracture of foot and/or ankle, severe ankle sprains, and post-operative use. Effective in fracture healing and the management of edema (swelling)
DJO, LLC | الولايات المتحدة الامريكية | United States | ME0000002507SFDAA00016 | AIRSELECT, ELITE | AIRSELECT, ELITE, LARGE , AIRSELECT, ELITE, MEDIUM , AIRSELECT, ELITE, SMALL , AIRSELECT, ELITE, XLARGE , AIRSELECT, ELITE, XSMALL | The ELITE walking brace provides compressed air support for stable fracture of foot and/or ankle, severe ankle sprains, and post-operative use. Effective in fracture healing and the management of edema (swelling)
OrthoPediatrics Corp,. | الولايات المتحدة الامريكية | United States | ME0000005734SFDAA00030 | OFFSET CURVED OSTEOTOME | OFFSET CURVED OSTEOTOME | Manual surgical instrument for general use
OrthoPediatrics Corp,. | الولايات المتحدة الامريكية | United States | ME0000005734SFDAA00030 | OFFSET CURVED OSTEOTOME | OFFSET CURVED OSTEOTOME | Manual surgical instrument for general use
Medtronic Sofamor Danek USA Inc. | الولايات المتحدة الامريكية | United States | ME0000000280SFDAA00241 | CD Horizon Solera EU tray | Cases and Trays | CD Horizon Solera EU tray
OrthoPediatrics Corp,. | الولايات المتحدة الامريكية | United States | ME0000005734SFDAA00017 | FOOT PUSHER LID | FOOT PUSHER LID | Manual surgical instrument for general use.
Medtronic Sofamor Danek USA Inc. | الولايات المتحدة الامريكية | United States | ME0000000280SFDAA00241 | CD Horizon Solera EU tray | Cases and Trays | CD Horizon Solera EU tray
PAC-DENT INTERNATIONAL, INC. | الولايات المتحدة الامريكية | United States | ME0000009293SFDAA00002 | PAC-DENT / CARBIDE BURS | CARBIDE BURS | CARBIDE BURS
RUMEX INTERNATIONAL CORPORATION | الولايات المتحدة الامريكية | United States | ME0000010199SFDAA00001 | Burrs | Burrs | Burrs
RUMEX INTERNATIONAL CORPORATION | الولايات المتحدة الامريكية | United States | ME0000010199SFDAA00002 | Cannula | Cannula | Ophthalmic Cannulas
RUMEX INTERNATIONAL CORPORATION | الولايات المتحدة الامريكية | United States | ME0000010199SFDAA00003 | Forceps | Forceps | Ophthalmic Forceps
RUMEX INTERNATIONAL CORPORATION | الولايات المتحدة الامريكية | United States | ME0000010199SFDAA00004 | Curettes | Curettes | OPHTHALMIC CURETTE
RUMEX INTERNATIONAL CORPORATION | الولايات المتحدة الامريكية | United States | ME0000010199SFDAA00005 | Chopper | Chopper | Ophthalmic Choppers
Allen Medical Systems | الولايات المتحدة الامريكية | United States | ME0000007666SFDAA00008 | Radiolucent Spine Surgery Frame | Radiolucent Spine Surgery Frame | Body Support for Patients
HoverTech International | الولايات المتحدة الامريكية | United States | ME0000007289SFDAA00020 | Q2 Roller Lateral Turning Device | Device transfer patient manual | Manual Patient transfer Device
Align Technology Inc | الولايات المتحدة الامريكية | United States | ME0000010907SFDAA00001 | Vivera Retainers | Vivera Retainers | The Vivera Retainers consists of a series of doctor prescribed, thin, clear, plastic removable orthodontic retainers that maintain and prevent movement of a patient’s dentition.
Align Technology Inc | الولايات المتحدة الامريكية | United States | ME0000010907SFDAA00002 | invisalign impression tray | invisalign impression tray | invisalign impression trays hold dental impression material to take an accurate representation of a patient's teeth
The Marena Group Inc. | الولايات المتحدة الامريكية | United States | ME0000010968SFDAA00001 | Marena Recovery Compression Product | Compression Garment Marena Recovery | Medical Compression Garment after Liposuction Surgery.
POSEY PRODUCTS, LLC | الولايات المتحدة الامريكية | United States | ME0000011036SFDAA00001 | QUICK RELEASE QUILTED LIMB HOLDER | RESTRAINT, PROTECTIVE | QUICK RELEASE QUILTED LIMB HOLDER
Medtronic Sofamor Danek USA Inc. | الولايات المتحدة الامريكية | United States | ME0000000280SFDAA00264 | PROBE | General Instruments | LUMBAR PROBE THORACIC PROB
Integra York PA,Inc | الولايات المتحدة الامريكية | United States | ME0000002141SFDAA00180 | Rubber Clamp Molar | Dental Clamp | Rubber Clamp Molar
Advanced Sterilization Products | الولايات المتحدة الامريكية | United States | ME0000000743SFDAA00001 | STERRAD® Incubator | Incubateur | The STERRAD™ Incubator is designed to incubate up to 18 biological indicator vials at 58°C ±2°C. The open well design provides viewing of the vial contents while incubating. The STERRAD™ Incubator is designed for use with the Advanced Sterilization Products’ (ASP) STERRAD® CYCLESURE® Biological Indicator. Use only as directed to ensure proper product performance.
POSEY PRODUCTS, LLC | الولايات المتحدة الامريكية | United States | ME0000011039SFDAA00001 | SECURE MITTS | RESTRAINT, PROTECTIVE | A PADDED MITT WITH FINGER SEPARATOR AND WRIST CUFF.
POSEY PRODUCTS, LLC | الولايات المتحدة الامريكية | United States | ME0000011039SFDAA00001 | SECURE MITTS | RESTRAINT, PROTECTIVE | A PADDED MITT WITH FINGER SEPARATOR AND WRIST CUFF.
DeRoyal Industries, Inc. | الولايات المتحدة الامريكية | United States | ME0000001037SFDAA00073 | Umbilical Cord Clamp Cutter | Surgical Cutter | Surgical Cutter
MEDSOURCE INTERNATIONAL LLC | الولايات المتحدة الامريكية | United States | ME0000001066SFDAA00044 | Quick Tourniquet | Tourniquet, Nonpneumatic | Tourniquet, Nonpneumatic
Bioness Inc. | الولايات المتحدة الامريكية | United States | ME0000011317SFDAA00001 | Vector ELITE | powered exercise equipment | body weight support system designed to accelerate physical rehabilitation of patients with severe gait or balance impairment
NEOTECH PRODUCTS LLC. | الولايات المتحدة الامريكية | United States | ME0000011069SFDAA00001 | NEOLEAD | ELECTROCARDIOGRAPH ELECTRODE NEONATAL | NEOLEAD ECG ELECTRODES, MINI, STANDARD, RADIOLUCENT NEOLEAD ECG ELECTRODES, RADIOLUCENT, MICRO, PEDIATRIC
NEOTECH PRODUCTS LLC. | الولايات المتحدة الامريكية | United States | ME0000011069SFDAA00002 | MECONIUM ASPIRATOR | TRACHEOBRONCHIAL SUCTION CATHETER | MECONIUM ASPIRATOR MECONIUM REMOVAL DEVICE, CLEAR, YELLOW
NEOTECH PRODUCTS LLC. | الولايات المتحدة الامريكية | United States | ME0000011069SFDAA00003 | EZ HOLD | HOLDER | EZ-HOLD TUBING AND CANNULA HOLDER, MINI, STANDARD, EXTRA LARGE
NEOTECH PRODUCTS LLC. | الولايات المتحدة الامريكية | United States | ME0000011069SFDAA00005 | NEOBRIDGE | HOLDER INTRAVASCULAR CATHETER SECUREMENT | NEOBRIDGE UMBILICAL CATHETER HOLDER, MICRO, SMALL, LARGE
NEOTECH PRODUCTS LLC. | الولايات المتحدة الامريكية | United States | ME0000011069SFDAA00007 | RAM CANNULA | NASAL OXYGEN CANNULA | RAM CANNULA NASAL OXYGEN CANNULA, MICRO PREEMIE, PREEMIE, NEWBORN, INFANT, PEDIATRIC SMALL, PEDIATRIC MEDIUM, PEDITRIC LARGE
NEOTECH PRODUCTS LLC. | الولايات المتحدة الامريكية | United States | ME0000011069SFDAA00009 | HOLD A LINE | HOLDER | Hold-A-Line Catheter and Tubing Holder, Standard
NEOTECH PRODUCTS LLC. | الولايات المتحدة الامريكية | United States | ME0000011069SFDAA00010 | NEOBOND | GENERAL PURPOSE ADHESIVE STRIPS | NeoBond Hydrocolloid Adhesive Strips, 1/2"x6" strips, 1"x15' Roll
NEOTECH PRODUCTS LLC. | الولايات المتحدة الامريكية | United States | ME0000011069SFDAA00012 | NEOPULSE | CABLE LEAD HOLDER | NeoPulse Disposable Pulse Oximeter Wrap, Small, Large, X-Large
NEOTECH PRODUCTS LLC. | الولايات المتحدة الامريكية | United States | ME0000011069SFDAA00013 | NEOSMILE | CABLE LEAD HOLDER | NeoSmile Temprature Probe Cover
NEOTECH PRODUCTS LLC. | الولايات المتحدة الامريكية | United States | ME0000011069SFDAA00016 | CHINSTRAP | SUPPORT PATIENT POSITION | Neotech ChinStrap Respiratory Support Accessory, Nano, Micro, Small, Large
NEOTECH PRODUCTS LLC. | الولايات المتحدة الامريكية | United States | ME0000011069SFDAA00018 | NEOSEAL | CLIP NOSE | NEOSEAL - NASAL PRONG SEAL
WOLF X-RAY CORPORATION | الولايات المتحدة الامريكية | United States | ME0000011068SFDAA00001 | X-Ray Gloves | N/A | Protective Radiographic Glove
WOLF X-RAY CORPORATION | الولايات المتحدة الامريكية | United States | ME0000011068SFDAA00006 | APRONETTE | N/A | X-RAT PROTECTIVE APRON
WOLF X-RAY CORPORATION | الولايات المتحدة الامريكية | United States | ME0000011068SFDAA00008 | THYROID COLLAR | N/A | X-RAY PROTECTIVE APRON
WOLF X-RAY CORPORATION | الولايات المتحدة الامريكية | United States | ME0000011068SFDAA00009 | GONAD SHIELD | N/A | X-RAY PROTECTIVE APRON
WOLF X-RAY CORPORATION | الولايات المتحدة الامريكية | United States | ME0000011068SFDAA00010 | GONAD SHIELD SET | N/A | X-RAY PROTECTIVE APRON
WOLF X-RAY CORPORATION | الولايات المتحدة الامريكية | United States | ME0000011068SFDAA00011 | THYROID COLLAR SOFTEX | N/A | X-RAY PROTECTIVE APRON
WOLF X-RAY CORPORATION | الولايات المتحدة الامريكية | United States | ME0000011068SFDAA00012 | PRO-TEK-TO-PAD | N/A | X-RAY PROTECTIVE APPAREL
WOLF X-RAY CORPORATION | الولايات المتحدة الامريكية | United States | ME0000011068SFDAA00014 | HEAD PROTECTIVE CAP | N/A | X-RAY PROTECTIVE APRON
WOLF X-RAY CORPORATION | الولايات المتحدة الامريكية | United States | ME0000011068SFDAA00023 | LEAD EYE GLASSES LITE | N/A | PROTECTIVE EYE GLASS SHIELD
WOLF X-RAY CORPORATION | الولايات المتحدة الامريكية | United States | ME0000011068SFDAA00024 | LEAD EYE GLASSES WRAP FIT OVER | N/A | PROTECTIVE EYE GLASS SHIELD
Suntech Medical, Inc. | الولايات المتحدة الامريكية | United States | ME0000011455SFDAA00001 | One Piece Durable BP Cuff | One Piece Durable BP Cuff | BP Cuff
First Quality Products, Inc. | الولايات المتحدة الامريكية | United States | ME0000011988SFDAA00001 | Prevail | Prevail | Incontinence device
Reliance Dental Mfg. LLC. | الولايات المتحدة الامريكية | United States | ME0000012071SFDAA00004 | Duralay Plastic Pins | Plastic Pins | Duralay Plastic Pins
Coltene / whaledent inc | الولايات المتحدة الامريكية | United States | ME0000011780SFDAA00008 | Hygenic | Dental Dam | Dental Damc
WOLF X-RAY CORPORATION | الولايات المتحدة الامريكية | United States | ME0000009076SFDAA00004 | Flow X-Ray Protective Aprons | X-Ray Protective Aprons | Dental Aprons
POSEY PRODUCTS, LLC | الولايات المتحدة الامريكية | United States | ME0000009040SFDAA00001 | SELF-RELEASING ROLL BELT | RESTRAINT, PROTECTIVE | SELF-RELEASING ROLL BELT
POSEY PRODUCTS, LLC | الولايات المتحدة الامريكية | United States | ME0000009040SFDAA00001 | SELF-RELEASING ROLL BELT | RESTRAINT, PROTECTIVE | SELF-RELEASING ROLL BELT
Tornier Inc | الولايات المتحدة الامريكية | United States | ME0000006419SFDAA00050 | Cut Ring | Cutting Tool | Surgical instrumentation
XENA COOL LLC | الولايات المتحدة الامريكية | United States | ME0000001091SFDAA00015 | Pack , HOT Or Cold | NYX COOL 58° BACK/HIP , ONYX COOL 58° KNEE, ONYX COOL 58° SHOULDER+,YX COOL 80° BACK/HIP,ONYX COOL CAP, ONYX COOL 80° F COOL PAD,80° PRO VEST | Onyx Cool’s pack made with a specially formulated plant-based cooling phase material (PCM) that safely and comfortably cools the core to protect against heat stress and increase stamina. The pack anatomic design conforms naturally to the body and provides immediate relief as it draws heat and safely regulates body temp. The pack cools 2-3 hours in temps below 80°F and 45-60 minutes in extreme heat.
Sunoptic Technologies, LLC | الولايات المتحدة الامريكية | United States | ME0000015099SFDAA00102 | Sunoptic | XENON LIGHTSOURCE | 300W Xenon Light Source
Gammex Inc | الولايات المتحدة الامريكية | United States | ME0000010230SFDAA00012 | Mammo 156 Phantom | Mammo 156 Phantom | Ensuring both quality and compliance for digital mammography.
DJO, LLC | الولايات المتحدة الامريكية | United States | ME0000002507SFDAA00063 | Plantar Fasciitis Splint | Plantar Fasciitis Splint | Allows for controlled application of a prolonged stretch on the Plantar Fascia and Achilles Tendon. Lightweight, sturdy, one-piece flexible shell. Adjustable bilateral dorsi-flexion straps. Cool terry liner and padded calf and ankle straps for additional comfort. Shipped with toe wedge for additional stretch on plantar fascia. Fits right or left.
DJO, LLC | الولايات المتحدة الامريكية | United States | ME0000002507SFDAA00063 | Plantar Fasciitis Splint | Plantar Fasciitis Splint | Allows for controlled application of a prolonged stretch on the Plantar Fascia and Achilles Tendon. Lightweight, sturdy, one-piece flexible shell. Adjustable bilateral dorsi-flexion straps. Cool terry liner and padded calf and ankle straps for additional comfort. Shipped with toe wedge for additional stretch on plantar fascia. Fits right or left.
DENTSPLY Caulk | الولايات المتحدة الامريكية | United States | ME0000000497SFDAA00020 | AutoMatrix | AutoMatrix | Automatrix
KINESIO HOLDING CORPORATION | الولايات المتحدة الامريكية | United States | ME0000012214SFDAA00001 | Kinesio | Kinesiology Tape | Kinesiology Tape
Reliance Medical Products, Inc | الولايات المتحدة الامريكية | United States | ME0000012253SFDAA00001 | AC-Powered Ophthalmic Instruments Stand | Ophthalmic Instruments Stand | AC-Powered Ophthalmic Instruments Stand
CLINTON INDUSTRIES | الولايات المتحدة الامريكية | United States | ME0000006861SFDAA00001 | Power Ultrasound & Imaging Trendelenburg Tables | Powered Treatment Table, Power Work Table | Powered Treatment Table, Power Work Table s
DePuy Spine | الولايات المتحدة الامريكية | United States | ME0000000723SFDAA00237 | EXPEDIUM™ SPINE SYSTEM EXTENDED TAB SCREW CADDY | Spinal surgical reusable instruments | Spinal surgical reusable instruments
Globus Medical INC. | الولايات المتحدة الامريكية | United States | ME0000005740SFDAA00087 | REVERE® 5.5 Clip-On Derotator | REVERE® 5.5 Clip-On Derotator | Orthopedic manual surgical instrument.
DePuy Spine | الولايات المتحدة الامريكية | United States | ME0000000723SFDAA00239 | EXPEDIUM™ SPINE SYSTEM TANDEM CONNECTOR TRAY | Spinal surgical reusable instruments | Spinal surgical reusable instruments
Globus Medical INC. | الولايات المتحدة الامريكية | United States | ME0000005740SFDAA00090 | REVERE® 5.5 Reduction Clip Driver | REVERE® 5.5 Reduction Clip Driver | Orthopedic manual surgical instrument.
Globus Medical INC. | الولايات المتحدة الامريكية | United States | ME0000005740SFDAA00090 | REVERE® 5.5 Reduction Clip Driver | REVERE® 5.5 Reduction Clip Driver | Orthopedic manual surgical instrument.
Globus Medical INC. | الولايات المتحدة الامريكية | United States | ME0000005740SFDAA00090 | REVERE® 5.5 Reduction Clip Driver | REVERE® 5.5 Reduction Clip Driver | Orthopedic manual surgical instrument.
Globus Medical INC. | الولايات المتحدة الامريكية | United States | ME0000005740SFDAA00090 | REVERE® 5.5 Reduction Clip Driver | REVERE® 5.5 Reduction Clip Driver | Orthopedic manual surgical instrument.
Globus Medical INC. | الولايات المتحدة الامريكية | United States | ME0000005740SFDAA00090 | REVERE® 5.5 Reduction Clip Driver | REVERE® 5.5 Reduction Clip Driver | Orthopedic manual surgical instrument.
Globus Medical INC. | الولايات المتحدة الامريكية | United States | ME0000005740SFDAA00090 | REVERE® 5.5 Reduction Clip Driver | REVERE® 5.5 Reduction Clip Driver | Orthopedic manual surgical instrument.
Globus Medical INC. | الولايات المتحدة الامريكية | United States | ME0000005740SFDAA00088 | REVERE® 5.5 Reduction Derotator | REVERE® 5.5 Reduction Derotator | Orthopedic manual surgical instrument.
Globus Medical INC. | الولايات المتحدة الامريكية | United States | ME0000005740SFDAA00085 | REVERE® 5.5 Reduction Clip | REVERE® 5.5 Reduction Clip | Orthopedic manual surgical instrument.
Globus Medical INC. | الولايات المتحدة الامريكية | United States | ME0000005740SFDAA00085 | REVERE® 5.5 Reduction Clip | REVERE® 5.5 Reduction Clip | Orthopedic manual surgical instrument.
Globus Medical INC. | الولايات المتحدة الامريكية | United States | ME0000005740SFDAA00085 | REVERE® 5.5 Reduction Clip | REVERE® 5.5 Reduction Clip | Orthopedic manual surgical instrument.
Globus Medical INC. | الولايات المتحدة الامريكية | United States | ME0000005740SFDAA00085 | REVERE® 5.5 Reduction Clip | REVERE® 5.5 Reduction Clip | Orthopedic manual surgical instrument.
Globus Medical INC. | الولايات المتحدة الامريكية | United States | ME0000005740SFDAA00085 | REVERE® 5.5 Reduction Clip | REVERE® 5.5 Reduction Clip | Orthopedic manual surgical instrument.
Globus Medical INC. | الولايات المتحدة الامريكية | United States | ME0000005740SFDAA00085 | REVERE® 5.5 Reduction Clip | REVERE® 5.5 Reduction Clip | Orthopedic manual surgical instrument.
Globus Medical INC. | الولايات المتحدة الامريكية | United States | ME0000005740SFDAA00090 | REVERE® 5.5 Reduction Clip Driver | REVERE® 5.5 Reduction Clip Driver | Orthopedic manual surgical instrument.
Globus Medical INC. | الولايات المتحدة الامريكية | United States | ME0000005740SFDAA00085 | REVERE® 5.5 Reduction Clip | REVERE® 5.5 Reduction Clip | Orthopedic manual surgical instrument.
CLINTON INDUSTRIES | الولايات المتحدة الامريكية | United States | ME0000006861SFDAA00002 | Family Practice Table with Step Stool | Table | Table with Step Stool
CLINTON INDUSTRIES | الولايات المتحدة الامريكية | United States | ME0000006861SFDAA00003 | Power Treatment Table | Power Table | Power Table
Advance Medical Designs Inc | الولايات المتحدة الامريكية | United States | ME0000013174SFDAA00001 | Infection Control System | Infection Control System | Prevention from germs. | الوقاية من الجراثيم.
Reliance Medical Products, Inc | الولايات المتحدة الامريكية | United States | ME0000012253SFDAA00005 | Low voltage control chair | Chair, Opthalmic, AC-Powerd | Electrical AC-Powered 220-240V Low-Voltage Ophthalmic Medical Examination Chair
HR Pharmaceuticals, Inc | الولايات المتحدة الامريكية | United States | ME0000005473SFDAA00001 | Ultrasound Gel Non-Sterile | Ultrasound Gel Non-Sterile | Non-Sterile Ecovue Ultrasound Gel
Globus Medical INC. | الولايات المتحدة الامريكية | United States | ME0000005740SFDAA00086 | REVERE® 5.5 Derotation Attachment Tube | REVERE® 5.5 Derotation Attachment Tube | Orthopedic manual surgical instrument.
Reliance Orthodontic Products Inc. | الولايات المتحدة الامريكية | United States | ME0000011816SFDAA00015 | Ortho Flex Tech® | Orthodontic Wire | Stainless Steel or 14 Karat White Gold fixed lingual retainer
Globus Medical INC. | الولايات المتحدة الامريكية | United States | ME0000005740SFDAA00089 | REVERE® 5.5 Derotation Driver Shaft | REVERE® 5.5 Derotation Driver Shaft | Orthopedic manual surgical instrument.
SUNMED LLC | الولايات المتحدة الامريكية | United States | ME0000006850SFDAA00022 | Oropharyngeal Guedel Airway | Oropharyngeal Guedel Airway | USED TO PROVIDE a PATENT AIRWAY for PATIENTS
Infab Corporation | الولايات المتحدة الامريكية | United States | ME0000002789SFDAA00083 | Tilted Mobile Barrier with Reach Through Curtain | Radiographic screen | Radiographic Intensifying screen
B and B Medical Technologies | الولايات المتحدة الامريكية | United States | ME0000013401SFDAA00001 | Bite Proof Bite Block | SUPPORT BREATHING TUBE | Bite block
B and B Medical Technologies | الولايات المتحدة الامريكية | United States | ME0000013401SFDAA00002 | Universal Bite Block | SUPPORT BREATHING TUBE | Bite block
B and B Medical Technologies | الولايات المتحدة الامريكية | United States | ME0000013401SFDAA00003 | stabiltube | Endotracheal tube tape | Endotracheal tube tape
B and B Medical Technologies | الولايات المتحدة الامريكية | United States | ME0000013401SFDAA00004 | Endotracheal tube tape | ET Tape | tracheal holder
B and B Medical Technologies | الولايات المتحدة الامريكية | United States | ME0000013401SFDAA00005 | Endotracheal tube tape | E.T. Tape II | endotracheal tube tape
B and B Medical Technologies | الولايات المتحدة الامريكية | United States | ME0000013401SFDAA00006 | Trachguard Trachstay Tracheostomy Tube Holder | Trachguard Trachstay | trachguard
B and B Medical Technologies | الولايات المتحدة الامريكية | United States | ME0000013401SFDAA00007 | Lock Tite Endo Tracheal Tube Holder | Lock Tite Endo Tracheal Tube Holder | Endo tracheal tube holder
Infab Corporation | الولايات المتحدة الامريكية | United States | ME0000002789SFDAA00084 | Technician Protection Mobile Screen | Radiographic screen | Radiographic Intensifying screen
Infab Corporation | الولايات المتحدة الامريكية | United States | ME0000002789SFDAA00082 | Nike Unrest Radiation Safety Glasses | RADIATION PROTECTION GLASSES | Safety Glasses
Tornier Inc | الولايات المتحدة الامريكية | United States | ME0000006419SFDAA00057 | Aequalis Humeral Nail | Reamer | Surgical instruments
DePuy Spine | الولايات المتحدة الامريكية | United States | ME0000000723SFDAA00242 | EXPEDIUM™ SPINE SYSTEM DI FAVORED ANGLE REDUCTION SCREW - CADDY | Spinal surgical reusable instruments | Spinal surgical reusable instruments
DePuy Spine | الولايات المتحدة الامريكية | United States | ME0000000723SFDAA00252 | MOSS® MIAMI SPINE SYSTEM | Spinal surgical reusable instruments | Spinal surgical reusable instruments
DePuy Spine | الولايات المتحدة الامريكية | United States | ME0000000723SFDAA00254 | EXPEDIUM™ SPINE SYSTEM DI INSTRUMENT TRAY | Spinal surgical reusable instruments | Spinal surgical reusable instruments
Reliance Medical Products, Inc | الولايات المتحدة الامريكية | United States | ME0000012253SFDAA00003 | 558 STOOL | Ophthalmic Examination Stool | Manual Hydraulic Ophthalmic Examination Stool
BSN medical Inc. | الولايات المتحدة الامريكية | United States | ME0000004302SFDAA00018 | Jersey Cotton Stockinette | CAST bandage | CAST bandage
CLINTON INDUSTRIES | الولايات المتحدة الامريكية | United States | ME0000006861SFDAA00004 | Ultrasound Power Table with Stirrups | Power Table | Power Table
Tornier Inc | الولايات المتحدة الامريكية | United States | ME0000006419SFDAA00049 | Affiniti | Fukuda Retractor, Crego Retractor | Surgical instrumentation
DeRoyal Industries, Inc. | الولايات المتحدة الامريكية | United States | ME0000001037SFDAA00074 | Multi-Specialty Positioning Kit | Support Patient Position | Support Patient Position
DeRoyal Industries, Inc. | الولايات المتحدة الامريكية | United States | ME0000001037SFDAA00076 | Arm Wedge | Support Patient Position | Support Patient Position
DeRoyal Industries, Inc. | الولايات المتحدة الامريكية | United States | ME0000001037SFDAA00075 | Flat Anti-Skid OR Table Pad | Support Patient Position | Support Patient Position
DJO, LLC | الولايات المتحدة الامريكية | United States | ME0000002507SFDAA00071 | SQUARED TOE POST OP SHOE | SQUARED TOE POST OP SHOE | POST OP SHOE
DePuy Spine | الولايات المتحدة الامريكية | United States | ME0000000723SFDAA00253 | EXPEDIUM™ SPINE SYSTEM EXTENDED TAB HOOK CADDY | Spinal surgical reusable instruments | Spinal surgical reusable instruments
Midmark Corporation | الولايات المتحدة الامريكية | United States | ME0000004641SFDAA00037 | 627 | Barrier Free Examination Chair | Barrier Free Examination Chair
Midmark Corporation | الولايات المتحدة الامريكية | United States | ME0000004641SFDAA00038 | LED Procedure Light | LED Procedure Light | LED Procedure Light
DePuy Spine | الولايات المتحدة الامريكية | United States | ME0000000723SFDAA00255 | EXPEDIUM™ SPINE SYSTEM POLY SI EXT TAB CADDY | Spinal surgical reusable instruments | Spinal surgical reusable instruments
Champion Manufacturing Inc. | الولايات المتحدة الامريكية | United States | ME0000002409SFDAA00001 | Bariatic Power Medical Recliner | Chair Surgical AC Powered | Chair Surgical AC Powered
DePuy Spine | الولايات المتحدة الامريكية | United States | ME0000000723SFDAA00244 | EXPEDIUM™ SPINE SYSTEM WIRE CASE/INSTRUMENT TRAY | Spinal surgical reusable instruments | Spinal surgical reusable instruments
DePuy Spine | الولايات المتحدة الامريكية | United States | ME0000000723SFDAA00274 | EXPEDIUM™ SPINE SYSTEM DEROTATION FRAME | Spinal surgical reusable instruments | Spinal surgical reusable instruments
InterMetro Industries Corporation | الولايات المتحدة الامريكية | United States | ME0000003729SFDAA00002 | Flexline | Pediatric Code Response Cart | Pediatric Code Response Cart for the storage of medical consumables | عربة لتخزين المستلزمات الطبية
Beyond International Inc | الولايات المتحدة الامريكية | United States | ME0000011120SFDAA00004 | Beyond polus advanced whitening accelerator | Whitening Accelerator | Teeth Whitening Accelerator
Dharma Research Inc. | الولايات المتحدة الامريكية | United States | ME0000000352SFDAA00002 | Qartz Prophylaxis Paste | prohpylaxis paste | prohpylaxis paste
Scar Heal, Inc. | الولايات المتحدة الامريكية | United States | ME0000006474SFDAA00001 | RejuvaSil Scar Sil Silicone scar Gel | RejuvaSil Scar Sil Silicone scar Gel | RejuvaSil Scar Sil Silicone scar Gel | اسكار سيل سيليكون سكارجل
Teleflex Medical | الولايات المتحدة الامريكية | United States | ME0000003656SFDAA00048 | Weckstat Skin Staple Remover | Skin Staple Remover | Skin Staple Remover
Beyond International Inc | الولايات المتحدة الامريكية | United States | ME0000011120SFDAA00001 | Beyond polus advanced whitening accelerator | Whitening Accelerator | Teeth Whitening Accelerator
Pulpdent Corporation | الولايات المتحدة الامريكية | United States | ME0000012595SFDAA00051 | Pulpdent | Pin | Spee Dee Plastic Pins
Discus Dental LLC | الولايات المتحدة الامريكية | United States | ME0000002178SFDAA00002 | Philips Zoom WhiteSpeed Whitening LED Accelerator | Heat source for bleaching teeth | The Philips Zoom! LED Accelerator is light source used by dental professionals to speed-accelerator the effect of tooth whitening gels.
DJO, LLC | الولايات المتحدة الامريكية | United States | ME0000002507SFDAA00075 | C-5 220V PKG A, INT'L STD | ColPac Chilling Unit | ColPac Chilling Unit is use for cooling the clod packs and keeping them cold
Teleflex Medical | الولايات المتحدة الامريكية | United States | ME0000003656SFDAA00053 | Universal Ventilator Set, w/ Water Traps, Long Length | Universal Ventilator Set, w/ Water Traps, Long Length | Respiratory Care Products for Oxygen and Aerosol Therapy
Reliance Medical Products, Inc | الولايات المتحدة الامريكية | United States | ME0000012253SFDAA00004 | SERIES 5300 STOOLS | Ophthalmic Examination Stools | Manual Pneumatic Ophthalmic Examination Stools
DJO, LLC | الولايات المتحدة الامريكية | United States | ME0000002507SFDAA00072 | E-1 220-240V LO H2O W/PKS | Hydrocollator Heating Units | hydrocollator unit is use for warming up hot packs and keeping them warm
InterMetro Industries Corporation | الولايات المتحدة الامريكية | United States | ME0000003729SFDAA00003 | Flexline | Procedure Cart | Procedure Cart for the storage of medical consumables | عربة لتخزين المستلزمات الطبية
Pentax of America, Inc | الولايات المتحدة الامريكية | United States | ME0000000390SFDAA00001 | LARYNGEAL STROBE | LARYNGOSTROBOSCOPE | 9400, LARYNGEAL STROBE
DJO, LLC | الولايات المتحدة الامريكية | United States | ME0000002507SFDAA00073 | M-4 220-240V W/PKS, INT'L STD | Hydrocollator Heating Units | hydrocollator unit is use for warming up hot packs and keeping them warm
Carl Zeiss Meditec, INC. | الولايات المتحدة الامريكية | United States | ME0000000159SFDAA00008 | Humphery FDT | Humphery FDT | AC-powered device intended to determine the extent of the peripheral visual field of a patient.
DePuy Spine | الولايات المتحدة الامريكية | United States | ME0000000723SFDAA00266 | EXPEDIUM™ SPINE SYSTEM IMPLANT CASE LICENSE PLATE | Spinal surgical reusable instruments | Spinal surgical reusable instruments
DePuy Spine | الولايات المتحدة الامريكية | United States | ME0000000723SFDAA00262 | EXPEDIUM™ SPINE SYSTEM DEROTATION AND CONNECTION CASE & LID | Spinal surgical reusable instruments | Spinal surgical reusable instruments
DePuy Spine | الولايات المتحدة الامريكية | United States | ME0000000723SFDAA00287 | X-MESH EXPANDABLE CAGE SYSTEM INSERTER FOOT MEDIUM | Spinal surgical reusable instruments | Spinal surgical reusable instruments
DePuy Spine | الولايات المتحدة الامريكية | United States | ME0000000723SFDAA00286 | SPOTLIGHT™ ACCESS SYSTEM 2-LEVEL PORT CASE | Spinal surgical reusable instruments | Spinal surgical reusable instruments
DePuy Spine | الولايات المتحدة الامريكية | United States | ME0000000723SFDAA00278 | EXPEDIUM™ SPINE SYSTEM VERTEBRAL BODY ROTATOR TUBE | Spinal surgical reusable instruments | Spinal surgical reusable instruments
DePuy Spine | الولايات المتحدة الامريكية | United States | ME0000000723SFDAA00315 | CONCORDE™ LS LATERAL CAGE SYSTEM ANGLED RASP | Spinal surgical reusable instruments | Spinal surgical reusable instruments
DePuy Spine | الولايات المتحدة الامريكية | United States | ME0000000723SFDAA00304 | Confidence perimeter spinal cement system MESH CUTTER CASE | Spinal surgical reusable instruments | Spinal surgical reusable instruments
DePuy Spine | الولايات المتحدة الامريكية | United States | ME0000000723SFDAA00311 | VIPER™2 SYSTEM PEDICLE CANNULATION TRAY | Spinal surgical reusable instruments | Spinal surgical reusable instruments
DePuy Spine | الولايات المتحدة الامريكية | United States | ME0000000723SFDAA00299 | SPOTLIGHT™ ACCESS SYSTEM HALF TRAY | Spinal surgical reusable instruments | Spinal surgical reusable instruments
DePuy Spine | الولايات المتحدة الامريكية | United States | ME0000000723SFDAA00280 | EXPEDIUM™ SPINE SYSTEM DEROTATION TRAY | Spinal surgical reusable instruments | Spinal surgical reusable instruments
DePuy Spine | الولايات المتحدة الامريكية | United States | ME0000000723SFDAA00285 | CONCORDE™ LS LATERAL CAGE SYSTEM SPREADER | Spinal surgical reusable instruments | Spinal surgical reusable instruments
DePuy Spine | الولايات المتحدة الامريكية | United States | ME0000000723SFDAA00320 | MONARCH® SPINE SYSTEM WRENCH | Spinal surgical reusable instruments | Spinal surgical reusable instruments
DePuy Spine | الولايات المتحدة الامريكية | United States | ME0000000723SFDAA00303 | CONCORDE™ LS LATERAL CAGE SYSTEM RASP, STRAIGHT | Spinal surgical reusable instruments | Spinal surgical reusable instruments
DePuy Spine | الولايات المتحدة الامريكية | United States | ME0000000723SFDAA00284 | CONCORDE™ LS LATERAL CAGE SYSTEM Impactor | Spinal surgical reusable instruments | Spinal surgical reusable instruments
DePuy Spine | الولايات المتحدة الامريكية | United States | ME0000000723SFDAA00276 | EXPEDIUM™ SPINE SYSTEM MEDIAL CONNECTOR CADDY | Spinal surgical reusable instruments | Spinal surgical reusable instruments
DePuy Spine | الولايات المتحدة الامريكية | United States | ME0000000723SFDAA00310 | SPOTLIGHT™ ACCESS SYSTEM HALF TRAY | Spinal surgical reusable instruments | Spinal surgical reusable instruments
DePuy Spine | الولايات المتحدة الامريكية | United States | ME0000000723SFDAA00312 | CONCORDE™ LS LATERAL CAGE SYSTEM Shaver | Spinal surgical reusable instruments | Spinal surgical reusable instruments
DePuy Spine | الولايات المتحدة الامريكية | United States | ME0000000723SFDAA00317 | UNIVERSAL INSTRUMENTS FILLER BLOCK | Spinal surgical reusable instruments | Spinal surgical reusable instruments
DePuy Spine | الولايات المتحدة الامريكية | United States | ME0000000723SFDAA00309 | Confidence perimeter spinal cement system MESH CUTTER CASE | Spinal surgical reusable instruments | Spinal surgical reusable instruments
DePuy Spine | الولايات المتحدة الامريكية | United States | ME0000000723SFDAA00305 | SPOTLIGHT™ ACCESS SYSTEM HALF TRAY | Spinal surgical reusable instruments | Spinal surgical reusable instruments
DePuy Spine | الولايات المتحدة الامريكية | United States | ME0000000723SFDAA00306 | COUGAR® LS LATERAL CAGE SYSTEM CAGE CASE 1 | Spinal surgical reusable instruments | Spinal surgical reusable instruments
DePuy Spine | الولايات المتحدة الامريكية | United States | ME0000000723SFDAA00296 | SPOTLIGHT™ ACCESS SYSTEM HALF TRAY | Spinal surgical reusable instruments | Spinal surgical reusable instruments
DePuy Spine | الولايات المتحدة الامريكية | United States | ME0000000723SFDAA00273 | EXPEDIUM™ SPINE SYSTEM UNIPLANAR CADDY | Spinal surgical reusable instruments | Spinal surgical reusable instruments
DePuy Spine | الولايات المتحدة الامريكية | United States | ME0000000723SFDAA00270 | EXPEDIUM™ SPINE SYSTEM DEROTATION REDUCTION TRAY | Spinal surgical reusable instruments | Spinal surgical reusable instruments
DePuy Spine | الولايات المتحدة الامريكية | United States | ME0000000723SFDAA00261 | EXPEDIUM™ SPINE SYSTEM LONG SCREW CADDY | Spinal surgical reusable instruments | Spinal surgical reusable instruments
DePuy Spine | الولايات المتحدة الامريكية | United States | ME0000000723SFDAA00292 | CONCORDE™ LS LATERAL CAGE SYSTEM SPREADER | Spinal surgical reusable instruments | Spinal surgical reusable instruments
DePuy Spine | الولايات المتحدة الامريكية | United States | ME0000000723SFDAA00316 | VIPER™2 SYSTEM SET SCREW AND ROD CADDY | Spinal surgical reusable instruments | Spinal surgical reusable instruments
DePuy Spine | الولايات المتحدة الامريكية | United States | ME0000000723SFDAA00277 | EXPEDIUM™ SPINE SYSTEM INSTRUMENT CASE LICENSE PLATE | Spinal surgical reusable instruments | Spinal surgical reusable instruments
DePuy Spine | الولايات المتحدة الامريكية | United States | ME0000000723SFDAA00288 | SPOTLIGHT™ ACCESS SYSTEM CORE INSTRUMENTS HALF TRAY | Spinal surgical reusable instruments | Spinal surgical reusable instruments
DePuy Spine | الولايات المتحدة الامريكية | United States | ME0000000723SFDAA00279 | EXPEDIUM™ SPINE SYSTEM EXTENDED TANDEM CONNECTOR - CADDY | Spinal surgical reusable instruments | Spinal surgical reusable instruments
DePuy Spine | الولايات المتحدة الامريكية | United States | ME0000000723SFDAA00291 | CONCORDE™ LS LATERAL CAGE SYSTEM Shaver | Spinal surgical reusable instruments | Spinal surgical reusable instruments
DePuy Spine | الولايات المتحدة الامريكية | United States | ME0000000723SFDAA00290 | UNIVERSAL ALIF INSTRUMENT SET SLAP HAMMER | Spinal surgical reusable instruments | Spinal surgical reusable instruments
Advance Medical Designs,Inc | الولايات المتحدة الامريكية | United States | ME0000012832SFDAA00003 | Patient Positioning Belt | Medical pillow | Medical pillow
Advance Medical Designs,Inc | الولايات المتحدة الامريكية | United States | ME0000012832SFDAA00001 | Adult Donut Gel | Donut Gel | Donut Gel
DePuy Orthopaedics, lnc | الولايات المتحدة الامريكية | United States | ME0000000829SFDAA00013 | Sigma RP-F FLEX SHIM | Surgical Instrument | The instruments used to implant orthopaedic prostheses do not have an indefinite function life. All reusable instruments are subjected to repeated stresses related to bone contact, impaction and routing, cleaning and sterilization process. It is essential that the surgeon and operating theatre staff are fully conversant with the appropriate surgical technique for the instruments and associated implant, if any.
DePuy Orthopaedics, lnc | الولايات المتحدة الامريكية | United States | ME0000000829SFDAA00023 | MBT DRILL STOP | Surgical Instrument | The instruments used to implant orthopaedic prostheses do not have an indefinite function life. All reusable instruments are subjected to repeated stresses related to bone contact, impaction and routing, cleaning and sterilization process. It is essential that the surgeon and operating theatre staff are fully conversant with the appropriate surgical technique for the instruments and associated implant, if any.
DePuy Orthopaedics, lnc | الولايات المتحدة الامريكية | United States | ME0000000829SFDAA00015 | SPECIALIST® 2 ALIGNMENT TOWER | Surgical Instrument | The instruments used to implant orthopaedic prostheses do not have an indefinite function life. All reusable instruments are subjected to repeated stresses related to bone contact, impaction and routing, cleaning and sterilization process. It is essential that the surgeon and operating theatre staff are fully conversant with the appropriate surgical technique for the instruments and associated implant, if any.
DePuy Orthopaedics, lnc | الولايات المتحدة الامريكية | United States | ME0000000829SFDAA00010 | SPECIALIST® 2 TIBIAL TRAY TRIAL | Surgical Instrument | The instruments used to implant orthopaedic prostheses do not have an indefinite function life. All reusable instruments are subjected to repeated stresses related to bone contact, impaction and routing, cleaning and sterilization process. It is essential that the surgeon and operating theatre staff are fully conversant with the appropriate surgical technique for the instruments and associated implant, if any.
DePuy Orthopaedics, lnc | الولايات المتحدة الامريكية | United States | ME0000000829SFDAA00046 | SPECIALIST® 2 SIGMA FEMORAL NOTCH GUIDE | Surgical Instrument | The instruments used to implant orthopaedic prostheses do not have an indefinite function life. All reusable instruments are subjected to repeated stresses related to bone contact, impaction and routing, cleaning and sterilization process. It is essential that the surgeon and operating theatre staff are fully conversant with the appropriate surgical technique for the instruments and associated implant, if any.
DePuy Orthopaedics, lnc | الولايات المتحدة الامريكية | United States | ME0000000829SFDAA00014 | SPECIALIST® 2 A/P & CHAMFER BLOCK POPUP R.H. | Surgical Instrument | The instruments used to implant orthopaedic prostheses do not have an indefinite function life. All reusable instruments are subjected to repeated stresses related to bone contact, impaction and routing, cleaning and sterilization process. It is essential that the surgeon and operating theatre staff are fully conversant with the appropriate surgical technique for the instruments and associated implant, if any.
DePuy Orthopaedics, lnc | الولايات المتحدة الامريكية | United States | ME0000000829SFDAA00024 | TRI-LOCK® BPS W/GRIPTION BROACH STARTER | Surgical Instrument | The instruments used to implant orthopaedic prostheses do not have an indefinite function life. All reusable instruments are subjected to repeated stresses related to bone contact, impaction and routing, cleaning and sterilization process. It is essential that the surgeon and operating theatre staff are fully conversant with the appropriate surgical technique for the instruments and associated implant, if any.
DePuy Orthopaedics, lnc | الولايات المتحدة الامريكية | United States | ME0000000829SFDAA00020 | SIGMA® LCS® HIGH PERFORMANCE™ MBT KEEL PUNCH CEMENTED | Surgical Instrument | The instruments used to implant orthopaedic prostheses do not have an indefinite function life. All reusable instruments are subjected to repeated stresses related to bone contact, impaction and routing, cleaning and sterilization process. It is essential that the surgeon and operating theatre staff are fully conversant with the appropriate surgical technique for the instruments and associated implant, if any.
DePuy Orthopaedics, lnc | الولايات المتحدة الامريكية | United States | ME0000000829SFDAA00035 | TISSUE SPARING SOLUTIONS COR/TRI POST STEM INSERT SHAFT | Surgical Instrument | Non-Sterile Surgical Instruments.
DePuy Orthopaedics, lnc | الولايات المتحدة الامريكية | United States | ME0000000829SFDAA00018 | SIGMA® LCS® HIGH PERFORMANCE™ MBT SPIKED EVALUATION BULLET | Surgical Instrument | The instruments used to implant orthopaedic prostheses do not have an indefinite function life. All reusable instruments are subjected to repeated stresses related to bone contact, impaction and routing, cleaning and sterilization process. It is essential that the surgeon and operating theatre staff are fully conversant with the appropriate surgical technique for the instruments and associated implant, if any.
DePuy Orthopaedics, lnc | الولايات المتحدة الامريكية | United States | ME0000000829SFDAA00022 | SIGMA® LCS® HIGH PERFORMANCE™ MBT DRILL TOWER | Surgical Instrument | The instruments used to implant orthopaedic prostheses do not have an indefinite function life. All reusable instruments are subjected to repeated stresses related to bone contact, impaction and routing, cleaning and sterilization process. It is essential that the surgeon and operating theatre staff are fully conversant with the appropriate surgical technique for the instruments and associated implant, if any.
DJO, LLC | الولايات المتحدة الامريكية | United States | ME0000002507SFDAA00074 | E-2 220-240V W/PKS, INT'L STD | Hydrocollator Heating Units | hydrocollator unit is use for warming up hot packs and keeping them warm
DePuy Orthopaedics, lnc | الولايات المتحدة الامريكية | United States | ME0000000829SFDAA00001 | SUMMIT BROACH | Surgical Instrument | Non-Sterile Surgical Instruments.
DePuy Orthopaedics, lnc | الولايات المتحدة الامريكية | United States | ME0000000829SFDAA00027 | P.F.C.® SIGMA POSTERIOR AUGMENTATION TRIAL | Surgical Instrument | The instruments used to implant orthopaedic prostheses do not have an indefinite function life. All reusable instruments are subjected to repeated stresses related to bone contact, impaction and routing, cleaning and sterilization process. It is essential that the surgeon and operating theatre staff are fully conversant with the appropriate surgical technique for the instruments and associated implant, if any.
DePuy Orthopaedics, lnc | الولايات المتحدة الامريكية | United States | ME0000000829SFDAA00011 | MBT TRAY TRIAL | Surgical Instrument | The instruments used to implant orthopaedic prostheses do not have an indefinite function life. All reusable instruments are subjected to repeated stresses related to bone contact, impaction and routing, cleaning and sterilization process. It is essential that the surgeon and operating theatre staff are fully conversant with the appropriate surgical technique for the instruments and associated implant, if any.
DePuy Orthopaedics, lnc | الولايات المتحدة الامريكية | United States | ME0000000829SFDAA00019 | SIGMA® HIGH PERFORMANCE™ FBT KEEL PUNCH - NON CEMENTED | Surgical Instrument | The instruments used to implant orthopaedic prostheses do not have an indefinite function life. All reusable instruments are subjected to repeated stresses related to bone contact, impaction and routing, cleaning and sterilization process. It is essential that the surgeon and operating theatre staff are fully conversant with the appropriate surgical technique for the instruments and associated implant, if any.
DePuy Orthopaedics, lnc | الولايات المتحدة الامريكية | United States | ME0000000829SFDAA00012 | MBT Spacer Block | Surgical Instrument | The instruments used to implant orthopaedic prostheses do not have an indefinite function life. All reusable instruments are subjected to repeated stresses related to bone contact, impaction and routing, cleaning and sterilization process. It is essential that the surgeon and operating theatre staff are fully conversant with the appropriate surgical technique for the instruments and associated implant, if any.
DePuy Orthopaedics, lnc | الولايات المتحدة الامريكية | United States | ME0000000829SFDAA00044 | SUMMIT® NECK SEGMENT | Surgical Instrument | Surgical Instrument
DePuy Orthopaedics, lnc | الولايات المتحدة الامريكية | United States | ME0000000829SFDAA00030 | TISSUE SPARING SOLUTIONS ANTERIOR BROACH HANDLE | Surgical Instrument | The instruments used to implant orthopaedic prostheses do not have an indefinite function life. All reusable instruments are subjected to repeated stresses related to bone contact, impaction and routing, cleaning and sterilization process. It is essential that the surgeon and operating theatre staff are fully conversant with the appropriate surgical technique for the instruments and associated implant, if any.
DePuy Orthopaedics, lnc | الولايات المتحدة الامريكية | United States | ME0000000829SFDAA00031 | TISSUE SPARING SOLUTIONS LONG POSTERIOR BROACH HANDLE | Surgical Instrument | Non-Sterile Surgical Instruments.
DePuy Orthopaedics, lnc | الولايات المتحدة الامريكية | United States | ME0000000829SFDAA00037 | TISSUE SPARING SOLUTIONS COR/TRI ANTERIOR STEM INSERT SHAFT | Surgical Instrument | The instruments used to implant orthopaedic prostheses do not have an indefinite function life. All reusable instruments are subjected to repeated stresses related to bone contact, impaction and routing, cleaning and sterilization process. It is essential that the surgeon and operating theatre staff are fully conversant with the appropriate surgical technique for the instruments and associated implant, if any.
DePuy Orthopaedics, lnc | الولايات المتحدة الامريكية | United States | ME0000000829SFDAA00004 | TRI-LOCK® BPS W/GRIPTION TRIAL NECK SEGMENT | Surgical Instrument | The instruments used to implant orthopaedic prostheses do not have an indefinite function life. All reusable instruments are subjected to repeated stresses related to bone contact, impaction and routing, cleaning and sterilization process. It is essential that the surgeon and operating theatre staff are fully conversant with the appropriate surgical technique for the instruments and associated implant, if any.
DePuy Orthopaedics, lnc | الولايات المتحدة الامريكية | United States | ME0000000829SFDAA00040 | SUMMIT® STERILE INSTRUMENT CASE COMPLETE | Non-Sterile Surgical Instruments | Non-Sterile Surgical Instruments.
DePuy Orthopaedics, lnc | الولايات المتحدة الامريكية | United States | ME0000000829SFDAA00029 | P.F.C.® FEMORAL RASP | Surgical Instrument | The instruments used to implant orthopaedic prostheses do not have an indefinite function life. All reusable instruments are subjected to repeated stresses related to bone contact, impaction and routing, cleaning and sterilization process. It is essential that the surgeon and operating theatre staff are fully conversant with the appropriate surgical technique for the instruments and associated implant, if any.
DePuy Orthopaedics, lnc | الولايات المتحدة الامريكية | United States | ME0000000829SFDAA00009 | PINNACLE™ ALTER BEARING INSTRUMENT TRIAL | Surgical Instrument | The instruments used to implant orthopaedic prostheses do not have an indefinite function life. All reusable instruments are subjected to repeated stresses related to bone contact, impaction and routing, cleaning and sterilization process. It is essential that the surgeon and operating theatre staff are fully conversant with the appropriate surgical technique for the instruments and associated implant, if any.
DePuy Orthopaedics, lnc | الولايات المتحدة الامريكية | United States | ME0000000829SFDAA00042 | CORE CASE 2 INSTRUMENT CASE COMPLETE | Surgical Instrument | Non-Sterile Surgical Instruments.
DePuy Orthopaedics, lnc | الولايات المتحدة الامريكية | United States | ME0000000829SFDAA00002 | PINNACLE TRIAL LINER | Surgical Instrument | The instruments used to implant orthopaedic prostheses do not have an indefinite function life. All reusable instruments are subjected to repeated stresses related to bone contact, impaction and routing, cleaning and sterilization process. It is essential that the surgeon and operating theatre staff are fully conversant with the appropriate surgical technique for the instruments and associated implant, if any.
DePuy Orthopaedics, lnc | الولايات المتحدة الامريكية | United States | ME0000000829SFDAA00017 | SPECIALIST® 2 DISTAL FEMORAL CUTTING BLOCK | Surgical Instrument | The instruments used to implant orthopaedic prostheses do not have an indefinite function life. All reusable instruments are subjected to repeated stresses related to bone contact, impaction and routing, cleaning and sterilization process. It is essential that the surgeon and operating theatre staff are fully conversant with the appropriate surgical technique for the instruments and associated implant, if any.
DePuy Orthopaedics, lnc | الولايات المتحدة الامريكية | United States | ME0000000829SFDAA00003 | PINNACLE ALTER BEARING EXTRACTOR BODY | Surgical Instrument | The instruments used to implant orthopaedic prostheses do not have an indefinite function life. All reusable instruments are subjected to repeated stresses related to bone contact, impaction and routing, cleaning and sterilization process. It is essential that the surgeon and operating theatre staff are fully conversant with the appropriate surgical technique for the instruments and associated implant, if any.
DePuy Orthopaedics, lnc | الولايات المتحدة الامريكية | United States | ME0000000829SFDAA00043 | ANTEVERSION OSTEOTOME MEDIUM | Surgical Instrument | Non-Sterile Surgical Instruments.
DePuy Orthopaedics, lnc | الولايات المتحدة الامريكية | United States | ME0000000829SFDAA00034 | TISSUE SPARING SOLUTIONS STD STRAIGHT STEM INSERT SHAFT | Surgical Instrument | The instruments used to implant orthopaedic prostheses do not have an indefinite function life. All reusable instruments are subjected to repeated stresses related to bone contact, impaction and routing, cleaning and sterilization process. It is essential that the surgeon and operating theatre staff are fully conversant with the appropriate surgical technique for the instruments and associated implant, if any.
DePuy Orthopaedics, lnc | الولايات المتحدة الامريكية | United States | ME0000000829SFDAA00008 | PINNACLE™ TRIAL LINER | Surgical Instrument | The instruments used to implant orthopaedic prostheses do not have an indefinite function life. All reusable instruments are subjected to repeated stresses related to bone contact, impaction and routing, cleaning and sterilization process. It is essential that the surgeon and operating theatre staff are fully conversant with the appropriate surgical technique for the instruments and associated implant, if any.
DePuy Orthopaedics, lnc | الولايات المتحدة الامريكية | United States | ME0000000829SFDAA00016 | SPECIALIST® 2 ANTERIOR DOWN SIZING GUIDE | Surgical Instrument | The instruments used to implant orthopaedic prostheses do not have an indefinite function life. All reusable instruments are subjected to repeated stresses related to bone contact, impaction and routing, cleaning and sterilization process. It is essential that the surgeon and operating theatre staff are fully conversant with the appropriate surgical technique for the instruments and associated implant, if any.
DePuy Orthopaedics, lnc | الولايات المتحدة الامريكية | United States | ME0000000829SFDAA00036 | TISSUE SPARING SOLUTIONS SUMMIT POST STEM INSERT SHAFT | Surgical Instrument | Non-Sterile Surgical Instruments.
DePuy Orthopaedics, lnc | الولايات المتحدة الامريكية | United States | ME0000000829SFDAA00038 | TISSUE SPARING SOLUTIONS SUMMIT ANTERIOR STEM INSERT SHAFT | Surgical Instrument | The instruments used to implant orthopaedic prostheses do not have an indefinite function life. All reusable instruments are subjected to repeated stresses related to bone contact, impaction and routing, cleaning and sterilization process. It is essential that the surgeon and operating theatre staff are fully conversant with the appropriate surgical technique for the instruments and associated implant, if any.
DePuy Spine | الولايات المتحدة الامريكية | United States | ME0000000723SFDAA00313 | BENGAL® SYSTEM INSERTER | Spinal surgical reusable instruments | Spinal surgical reusable instruments
DePuy Spine | الولايات المتحدة الامريكية | United States | ME0000000723SFDAA00260 | VIPER™ SYSTEM INSTRUMENT CASE AND TRAY | Spinal surgical reusable instruments | Spinal surgical reusable instruments
DePuy Spine | الولايات المتحدة الامريكية | United States | ME0000000723SFDAA00269 | EXPEDIUM™ SPINE SYSTEM PEEK ROD CADDY | Spinal surgical reusable instruments | Spinal surgical reusable instruments
Reliance Medical Products, Inc | الولايات المتحدة الامريكية | United States | ME0000012253SFDAA00010 | PROCEDURES CHAIR | Ophthalmic Chair | Electrical AC-Powered 220-240V Low-Voltage Ophthalmic Medical Procedures Examination Chair
Reliance Medical Products, Inc | الولايات المتحدة الامريكية | United States | ME0000012253SFDAA00011 | CHAIR/TABLE LOW VOLTAGE CONTROL | Ophthalmic Medical Examination Chair/Table | Electrical AC-Powered 220-240V Low-Voltage Ophthalmic Medical Examination Chair/Table
Reliance Medical Products, Inc | الولايات المتحدة الامريكية | United States | ME0000012253SFDAA00008 | CHAIR MOVER | Opthalmic chair | Manual Ophthalmic Chair Mover for Assistance in Examinations of Wheel Chair Patients
DePuy Orthopaedics, lnc | الولايات المتحدة الامريكية | United States | ME0000000829SFDAA00041 | SUMMIT® BROACH EXTRACTOR | Surgical Instrument | Non-Sterile Surgical Instruments.
Reliance Medical Products, Inc | الولايات المتحدة الامريكية | United States | ME0000012253SFDAA00009 | EXAM ROOM ECOSYSTEM | Ophthalmic Medical Examination Chair | Electrical AC-Powered 220-240V Ophthalmic Medical Examination Chair and Instrument Stand
DePuy Spine | الولايات المتحدة الامريكية | United States | ME0000000723SFDAA00283 | VIPER™2 SYSTEM IMPL./INSTR. CASE AND TRAY | Spinal surgical reusable instruments | Neural Tissue Instruments are tools used by surgeons during spinal surgery
OrthoPediatrics Corp,. | الولايات المتحدة الامريكية | United States | ME0000005734SFDAA00205 | SEAT, SPLIT | SEAT, SPLIT | Manual operating table and accessories and manual operating chair and accessories
DePuy Spine | الولايات المتحدة الامريكية | United States | ME0000000723SFDAA00258 | EXPEDIUM™ SPINE SYSTEM STAINLESS STEEL WIRE CADDY | Spinal surgical reusable instruments | Neural Tissue Instruments are tools used by surgeons during spinal surgery
DePuy Spine | الولايات المتحدة الامريكية | United States | ME0000000723SFDAA00282 | EXPEDIUM® SPINE SYSTEM COBALT CHROMIUM WIRE CADDY | Spinal surgical reusable instruments | Neural Tissue Instruments are tools used by surgeons during spinal surgery
DePuy Spine | الولايات المتحدة الامريكية | United States | ME0000000723SFDAA00300 | SPOTLIGHT™ ACCESS SYSTEM 4-LEVER PORT CASE | Spinal surgical reusable instruments | Neural Tissue Instruments are tools used by surgeons during spinal surgery
DePuy Spine | الولايات المتحدة الامريكية | United States | ME0000000723SFDAA00264 | EXPEDIUM™ SPINE SYSTEM CROSS CONNECTOR INSTRUMENT TRAY | Spinal surgical reusable instruments | Neural Tissue Instruments are tools used by surgeons during spinal surgery
DePuy Spine | الولايات المتحدة الامريكية | United States | ME0000000723SFDAA00307 | VIPER™2 SYSTEM CANNULATED SCREW CADDY | Spinal surgical reusable instruments | Neural Tissue Instruments are tools used by surgeons during spinal surgery
DePuy Spine | الولايات المتحدة الامريكية | United States | ME0000000723SFDAA00319 | SUMMIT™ SI OCT SPINAL FIXATION SYSTEM ROD APPROXIMATOR | Spinal surgical reusable instruments | Neural Tissue Instruments are tools used by surgeons during spinal surgery
DePuy Spine | الولايات المتحدة الامريكية | United States | ME0000000723SFDAA00318 | UNIVERSAL ALIF INSTRUMENT CAGE INSERTER SHAFT | Spinal surgical reusable instruments | Neural Tissue Instruments are tools used by surgeons during spinal surgery
DePuy Spine | الولايات المتحدة الامريكية | United States | ME0000000723SFDAA00314 | UNIVERSAL ALIF INSTRUMENT SET CAGE INSERTER BLOCK | Spinal surgical reusable instruments | Neural Tissue Instruments are tools used by surgeons during spinal surgery
DePuy Spine | الولايات المتحدة الامريكية | United States | ME0000000723SFDAA00308 | CONCORDE™ LS LATERAL CAGE SYSTEM RASP, STRAIGHT | Spinal surgical reusable instruments | Neural Tissue Instruments are tools used by surgeons during spinal surgery
DePuy Spine | الولايات المتحدة الامريكية | United States | ME0000000723SFDAA00297 | CONCORDE™ LS LATERAL CAGE SYSTEM OFFSET INSERTER | Spinal surgical reusable instruments | Neural Tissue Instruments are tools used by surgeons during spinal surgery
DePuy Spine | الولايات المتحدة الامريكية | United States | ME0000000723SFDAA00295 | SPOTLIGHT™ ACCESS SYSTEM RIGID ARM CASE | Spinal surgical reusable instruments | Neural Tissue Instruments are tools used by surgeons during spinal surgery
DePuy Spine | الولايات المتحدة الامريكية | United States | ME0000000723SFDAA00293 | CONCORDE™ LS LATERAL CAGE SYSTEM SHAVER | Spinal surgical reusable instruments | Neural Tissue Instruments are tools used by surgeons during spinal surgery
DePuy Spine | الولايات المتحدة الامريكية | United States | ME0000000723SFDAA00289 | BENGAL® SYSTEM RASP/TRIAL, STANDARD | Spinal surgical reusable instruments | Neural Tissue Instruments are tools used by surgeons during spinal surgery
DePuy Spine | الولايات المتحدة الامريكية | United States | ME0000000723SFDAA00294 | UNIVERSAL ALIF INSTRUMENT SET OZ INSERTER / DISTRACTOR | Spinal surgical reusable instruments | Neural Tissue Instruments are tools used by surgeons during spinal surgery
DJO, LLC | الولايات المتحدة الامريكية | United States | ME0000002507SFDAA00070 | POST OP SHOE | POST OP SHOE | Post OP SHoe
KT Health, LLC | الولايات المتحدة الامريكية | United States | ME0000000758SFDAA00023 | KT Tape | Kinesiology Tape Original Cotton | Elastic Athletic Tape
Integra LifeSciences Production Corporation | الولايات المتحدة الامريكية | United States | ME0000007600SFDAA00022 | INTEGRA® | Integra® Jarit® | NIPPER is made from stainless steel.
S.S. White Burs Inc. | الولايات المتحدة الامريكية | United States | ME0000008271SFDAA00005 | Carbide Burs | Carbide Multi-Bladed Instruments | A rotary cutting device made of stainless steel, the working end of which is made from tungsten carbide, and which is designed to fit into a dental handpiece.
Pentax of America, Inc | الولايات المتحدة الامريكية | United States | ME0000000390SFDAA00005 | Wolf Rigid Scope Adaptor | Laryngostroboscope | Wolf Rigid Scope Adaptor
Pentax of America, Inc | الولايات المتحدة الامريكية | United States | ME0000000390SFDAA00003 | Adapter for olympus | Laryngostroboscobe | Adapter for olympus
Pentax of America, Inc | الولايات المتحدة الامريكية | United States | ME0000000390SFDAA00006 | Endoscope Adapter | Laryngostroboscope | Endoscope Adapter
Pentax of America, Inc | الولايات المتحدة الامريكية | United States | ME0000000390SFDAA00004 | Adaptor for storz | Laryngostroboscobe | Adaptor for storz
Reliance Medical Products, Inc | الولايات المتحدة الامريكية | United States | ME0000012253SFDAA00014 | CHAIR GLIDE | Ophthalmic Chair Glide | Manual Ophthalmic Chair Glide Designed to Assist in Ophthalmic Examination of Wheel Chair Patients
Pentax of America, Inc | الولايات المتحدة الامريكية | United States | ME0000000390SFDAA00007 | Pentax Adaptor Filter | Laryngostroboscope | Pentax Adaptor Filter
DePuy Orthopaedics, lnc | الولايات المتحدة الامريكية | United States | ME0000000829SFDAA00047 | P.F.C® MODULAR PLUS STEP TRIAL | Surgical Instrument | The instruments used to implant orthopaedic prostheses do not have an indefinite function life. All reusable instruments are subjected to repeated stresses related to bone contact, impaction and routing, cleaning and sterilization process. It is essential that the surgeon and operating theatre staff are fully conversant with the appropriate surgical technique for the instruments and associated implant, if any.
Reliance Orthodontic Products Inc. | الولايات المتحدة الامريكية | United States | ME0000011816SFDAA00016 | Bond A braid | Orthodontic Wire | Lingual Retainer Wire
DePuy Orthopaedics, lnc | الولايات المتحدة الامريكية | United States | ME0000000829SFDAA00006 | SIGMA® RP CURVED INSERT TRIAL | Surgical Instrument | The instruments used to implant orthopaedic prostheses do not have an indefinite function life. All reusable instruments are subjected to repeated stresses related to bone contact, impaction and routing, cleaning and sterilization process. It is essential that the surgeon and operating theatre staff are fully conversant with the appropriate surgical technique for the instruments and associated implant, if any.
Infab Corporation | الولايات المتحدة الامريكية | United States | ME0000002789SFDAA00081 | Achilles Radiation Safety Glasses | RADIATION PROTECTION GLASSES | Safety Glasses
Freudenberg Medical, LLC | الولايات المتحدة الامريكية | United States | ME0000007373SFDAA00016 | HydroFit™ | base plate for stoma | Hydrocolloid Adhesive Housing
DePuy Spine | الولايات المتحدة الامريكية | United States | ME0000000723SFDAA00256 | EXPEDIUM™ SPINE SYSTEM LATERAL REDUCTION SLEEVE | Spinal surgical reusable instruments | Spinal surgical reusable instruments
DePuy Spine | الولايات المتحدة الامريكية | United States | ME0000000723SFDAA00267 | EXPEDIUM™ SPINE SYSTEM MODIFIED SCREW EXTENSION TRAY | Spinal surgical reusable instruments | Spinal surgical reusable instruments
DePuy Spine | الولايات المتحدة الامريكية | United States | ME0000000723SFDAA00343 | X-MESH™ EXPANDABLE CAGE SYSTEM OFFSET DISTRACTOR PADDLE SUPERIOR | Spinal surgical reusable instruments | Spinal surgical reusable instruments
Pentax of America, Inc | الولايات المتحدة الامريكية | United States | ME0000000390SFDAA00009 | HD CAMERA - 3CCD | General & Plastic surgery | HD CAMERA - 3CCD
Pentax of America, Inc | الولايات المتحدة الامريكية | United States | ME0000000390SFDAA00008 | Mic, Lapel Assy Rev D | Laryngostroboscope | Mic, Lapel Assy Rev D
DePuy Spine | الولايات المتحدة الامريكية | United States | ME0000000723SFDAA00275 | Expedium Anterior spine system | Spinal surgical reusable instruments | Spinal surgical reusable instruments
DePuy Spine | الولايات المتحدة الامريكية | United States | ME0000000723SFDAA00281 | EXPEDIUM™ SPINE SYSTEM POLYAXIAL SCREW CADDY | Spinal surgical reusable instruments | Spinal surgical reusable instruments
NEOTECH PRODUCTS LLC. | الولايات المتحدة الامريكية | United States | ME0000011069SFDAA00179 | NEOBAR | ENDO TRACHEAL TUBE HOLDER | NEOBAR ET TUBE HOLDER, MINI-PURPLE, ULTRA-YELLOW, MICRO-WHITE, SMALL-GREEN, LARGE-BLUE, XL-ROSE, MACRO-CLEAR, JUMBO-GRAY, MARCO-PEACH, JUMBO-CARBON
NEOTECH PRODUCTS LLC. | الولايات المتحدة الامريكية | United States | ME0000011069SFDAA00181 | EZCARE | TRACHEAL TUBE HOLDER | EZCare Softouch Tracheostomy Tube Holder, 5" Single piece Blue, 5" Single piece Camo, 5" Single piece Pink, 5" Single piece Tan 6" Single piece Blue, 6" Single piece Camo, 6" Single piece Pink, 6" Single piece Tan, 7" Single piece Blue, 7" Single piece Camo, 7" Single piece Pink, 7" Single piece Tan, 8" Single piece Blue, 8" Single piece Camo, 8" Single piece Pink, 8" Single piece Tan, 9" Single piece Blue, 9" Single piece Camo, 9" Single piece Pink, 9" Single piece Tan, 10" Single piece Blue, 10" Single piece Camo 10" Single piece Pink, 10" Single piece Tan, 11" Single piece Blue, 11" Single piece Camo, 11" Single piece Pink, 11" Single piece Tan, 18” 2 piece tan only
NEOTECH PRODUCTS LLC. | الولايات المتحدة الامريكية | United States | ME0000011069SFDAA00182 | NEOSHADES | NEONATAL EYE PAD | NEOSHADES WITH TABS PHOTHERAPY EYESHIELDS, MICRO, SMALL, LARGE, NEOSHAEDS WITH TABS PHOTHERAPY EYESHIELDS WITH OCULAR POCKETS, MICRO, SMALL, LARGE, NEOSHAEDS WITH HEADSTRAP PHOTHERAPY EYESHIELDS, MICRO, SMALL, LARGE
DePuy Spine | الولايات المتحدة الامريكية | United States | ME0000000723SFDAA00355 | X-MESH™ EXPANDABLE CAGE SYSTEM INSERTER FOOT SMALL | Spinal surgical reusable instruments | Neural Tissue Instruments are tools used by surgeons during spinal surgery
DePuy Spine | الولايات المتحدة الامريكية | United States | ME0000000723SFDAA00333 | X-MESH™ EXPANDABLE CAGE SYSTEM TORQUE DRWER HANDLE | Neural Tissue Instruments are tools used by surgeons during spinal surgery | Neural Tissue Instruments are tools used by surgeons during spinal surgery
Reliance Medical Products, Inc | الولايات المتحدة الامريكية | United States | ME0000012253SFDAA00013 | 3000 CHAIR | Ophthalmic Examination Chair | Manual Ophthalmic Examination Chair
DePuy Spine | الولايات المتحدة الامريكية | United States | ME0000000723SFDAA00367 | X-MESH™ EXPANDABLE CAGE SYSTEM GRAFT LOADING BLOCK | Spinal surgical reusable instruments | Neural Tissue Instruments are tools used by surgeons during spinal surgery
DePuy Spine | الولايات المتحدة الامريكية | United States | ME0000000723SFDAA00350 | X-MESH™ EXPANDABLE CAGE SYSTEM INSERTER / EXPANDER | Spinal surgical reusable instruments | Neural Tissue Instruments are tools used by surgeons during spinal surgery
DePuy Spine | الولايات المتحدة الامريكية | United States | ME0000000723SFDAA00344 | X-MESH™ EXPANDABLE CAGE SYSTEM POSTERIOR DISTRACTOR PADDLE INFERIOR | Spinal surgical reusable instruments | Spinal surgical reusable instruments
DePuy Spine | الولايات المتحدة الامريكية | United States | ME0000000723SFDAA00348 | X-MESH™ EXPANDABLE CAGE SYSTEM STRAIGHT IMPACTOR | Spinal surgical reusable instruments | Neural Tissue Instruments are tools used by surgeons during spinal surgery
DePuy Spine | الولايات المتحدة الامريكية | United States | ME0000000723SFDAA00364 | X-MESH™ EXPANDABLE CAGE SYSTEM BONE TAMP LARGE | Spinal surgical reusable instruments | Neural Tissue Instruments are tools used by surgeons during spinal surgery
DePuy Spine | الولايات المتحدة الامريكية | United States | ME0000000723SFDAA00325 | EXPEDIUM™ SPINE SYSTEM LATERAL CONNECTOR CADDY | Spinal surgical reusable instruments | Spinal surgical reusable instruments
DePuy Spine | الولايات المتحدة الامريكية | United States | ME0000000723SFDAA00358 | X-MESH™ EXPANDABLE CAGE SYSTEM BONE TAMP MEDIUM | Spinal surgical reusable instruments | Neural Tissue Instruments are tools used by surgeons during spinal surgery
DePuy Spine | الولايات المتحدة الامريكية | United States | ME0000000723SFDAA00354 | X-MESH™ EXPANDABLE CAGE SYSTEM DIS TRACTOR | Spinal surgical reusable instruments | Neural Tissue Instruments are tools used by surgeons during spinal surgery
DePuy Spine | الولايات المتحدة الامريكية | United States | ME0000000723SFDAA00370 | X-MESH™ EXPANDABLE CAGE SYSTEM POSTERIOR DISTRACTOR PADDLE SUPERIOR | Spinal surgical reusable instruments | Neural Tissue Instruments are tools used by surgeons during spinal surgery
DePuy Spine | الولايات المتحدة الامريكية | United States | ME0000000723SFDAA00347 | X-MESH™ EXPANDABLE CAGE SYSTEM POSTERIOR INSERTER FOOT SMALL - LEFT SIDE | Spinal surgical reusable instruments | Spinal surgical reusable instruments
DePuy Spine | الولايات المتحدة الامريكية | United States | ME0000000723SFDAA00332 | X-MESH™ EXPANDABLE CAGE SYSTEM IMPLANT TRAY | Neural Tissue Instruments are tools used by surgeons during spinal surgery | Neural Tissue Instruments are tools used by surgeons during spinal surgery
DePuy Spine | الولايات المتحدة الامريكية | United States | ME0000000723SFDAA00335 | X-MESH™ EXPANDABLE CAGE SYSTEM BONE TAMP SMALL | Neural Tissue Instruments are tools used by surgeons during spinal surgery | Neural Tissue Instruments are tools used by surgeons during spinal surgery
DePuy Spine | الولايات المتحدة الامريكية | United States | ME0000000723SFDAA00363 | X-MESH™ EXPANDABLE CAGE SYSTEM POSTERIOR INSERTER FOOT MEDIUM -RIGHT SIDE | Spinal surgical reusable instruments | Neural Tissue Instruments are tools used by surgeons during spinal surgery
DePuy Spine | الولايات المتحدة الامريكية | United States | ME0000000723SFDAA00351 | X-MESH™ EXPANDABLE CAGE SYSTEM INSERTER FOOT LARGE | Spinal surgical reusable instruments | Neural Tissue Instruments are tools used by surgeons during spinal surgery
DePuy Spine | الولايات المتحدة الامريكية | United States | ME0000000723SFDAA00366 | X-MESH™ EXPANDABLE CAGE SYSTEM OFFSET DISTRACTOR PADDLE INFERIOR | Spinal surgical reusable instruments | Neural Tissue Instruments are tools used by surgeons during spinal surgery
DePuy Spine | الولايات المتحدة الامريكية | United States | ME0000000723SFDAA00356 | X-MESH™ EXPANDABLE CAGE SYSTEM POSTERIOR INSERTER FOOTSTANDARD -RIGHT SIDE | Spinal surgical reusable instruments | Neural Tissue Instruments are tools used by surgeons during spinal surgery
DePuy Spine | الولايات المتحدة الامريكية | United States | ME0000000723SFDAA00365 | X-MESH™ EXPANDABLE CAGE SYSTEM POSTERIOR INSERTER REPLACEMENT SHAFT | Spinal surgical reusable instruments | Neural Tissue Instruments are tools used by surgeons during spinal surgery
DePuy Spine | الولايات المتحدة الامريكية | United States | ME0000000723SFDAA00339 | X-MESH™ EXPANDABLE CAGE SYSTEM TRIAL, POSTERIOR, SMALL/MEDIUM | Neural Tissue Instruments are tools used by surgeons during spinal surgery | Neural Tissue Instruments are tools used by surgeons during spinal surgery
DePuy Spine | الولايات المتحدة الامريكية | United States | ME0000000723SFDAA00345 | X-MESH™ EXPANDABLE CAGE SYSTEM ANGLED IMPACTOR | Spinal surgical reusable instruments | Spinal surgical reusable instruments
DePuy Orthopaedics, lnc | الولايات المتحدة الامريكية | United States | ME0000000829SFDAA00059 | DEPTH GAUGE | Surgical Instrument | The instruments used to implant orthopaedic prostheses do not have an indefinite function life. All reusable instruments are subjected to repeated stresses related to bone contact, impaction and routing, cleaning and sterilization process. It is essential that the surgeon and operating theatre staff are fully conversant with the appropriate surgical technique for the instruments and associated implant, if any.
DePuy Spine | الولايات المتحدة الامريكية | United States | ME0000000723SFDAA00352 | X-MESH™ EXPANDABLE CAGE SYSTEM POSTERIOR INSERTER FOOT MEDIUM ·LEFT SIDE | Spinal surgical reusable instruments | Neural Tissue Instruments are tools used by surgeons during spinal surgery
DePuy Spine | الولايات المتحدة الامريكية | United States | ME0000000723SFDAA00357 | X-MESH™ EXPANDABLE CAGE SYSTEM UNIVERSAL JOINT TORQUE DRIVER SHAFT | Spinal surgical reusable instruments | Neural Tissue Instruments are tools used by surgeons during spinal surgery
DePuy Spine | الولايات المتحدة الامريكية | United States | ME0000000723SFDAA00360 | X-MESH™ EXPANDABLE CAGE SYSTEM INSERTER/EXPANDER REPLACEMENT SHAFT | Spinal surgical reusable instruments | Neural Tissue Instruments are tools used by surgeons during spinal surgery
DePuy Spine | الولايات المتحدة الامريكية | United States | ME0000000723SFDAA00362 | X-MESH™ EXPANDABLE CAGE SYSTEM POSTERIOR ANGLED IMPACTOR - Medium | Spinal surgical reusable instruments | Neural Tissue Instruments are tools used by surgeons during spinal surgery
DePuy Spine | الولايات المتحدة الامريكية | United States | ME0000000723SFDAA00359 | X-MESH™ EXPANDABLE CAGE SYSTEM TORQUE DRIVER SHAFT | Spinal surgical reusable instruments | Neural Tissue Instruments are tools used by surgeons during spinal surgery
DePuy Spine | الولايات المتحدة الامريكية | United States | ME0000000723SFDAA00337 | X-MESH™ EXPANDABLE CAGE SYSTEM TRIAL, LATERIAL, MEDIUM/LARGE | Neural Tissue Instruments are tools used by surgeons during spinal surgery | Neural Tissue Instruments are tools used by surgeons during spinal surgery
DePuy Spine | الولايات المتحدة الامريكية | United States | ME0000000723SFDAA00336 | X-MESH™ EXPANDABLE CAGE SYSTEM DISTRACTOR PADDLE INFERIOR | Neural Tissue Instruments are tools used by surgeons during spinal surgery | Neural Tissue Instruments are tools used by surgeons during spinal surgery
DePuy Spine | الولايات المتحدة الامريكية | United States | ME0000000723SFDAA00340 | X-MESH™ EXPANDABLE CAGE SYSTEM POSTERIOR INSERTER FOOT SMALL -RIGHT SIDE | Neural Tissue Instruments are tools used by surgeons during spinal surgery | Neural Tissue Instruments are tools used by surgeons during spinal surgery
DePuy Spine | الولايات المتحدة الامريكية | United States | ME0000000723SFDAA00338 | X-MESH™ EXPANDABLE CAGE SYSTEM TRIAL, ANTERIOR, MEDIUM/LARGE | Neural Tissue Instruments are tools used by surgeons during spinal surgery | Neural Tissue Instruments are tools used by surgeons during spinal surgery
DePuy Spine | الولايات المتحدة الامريكية | United States | ME0000000723SFDAA00346 | X-MESH™ EXPANDABLE CAGE SYSTEM ANTEROLATERAL IMPLANT CADDY | Spinal surgical reusable instruments | Spinal surgical reusable instruments
DePuy Spine | الولايات المتحدة الامريكية | United States | ME0000000723SFDAA00334 | X-MESH™ EXPANDABLE CAGE SYSTEM DISTRACTOR PADDLE SUPERIOR | Neural Tissue Instruments are tools used by surgeons during spinal surgery | Neural Tissue Instruments are tools used by surgeons during spinal surgery
DePuy Spine | الولايات المتحدة الامريكية | United States | ME0000000723SFDAA00353 | X-MESH™ EXPANDABLE CAGE SYSTEM GRABBER | Spinal surgical reusable instruments | Neural Tissue Instruments are tools used by surgeons during spinal surgery
DePuy Spine | الولايات المتحدة الامريكية | United States | ME0000000723SFDAA00326 | EXPEDIUM™ SPINE SYSTEM HOOK CASE LICENSE PLATE | Spinal surgical reusable instruments | Spinal surgical reusable instruments
DePuy Spine | الولايات المتحدة الامريكية | United States | ME0000000723SFDAA00368 | X-MESH™ EXPANDABLE CAGE SYSTEM EXTREME TRAY | Spinal surgical reusable instruments | Neural Tissue Instruments are tools used by surgeons during spinal surgery
DePuy Spine | الولايات المتحدة الامريكية | United States | ME0000000723SFDAA00369 | X-MESH™ EXPANDABLE CAGE SYSTEM LID | Spinal surgical reusable instruments | Neural Tissue Instruments are tools used by surgeons during spinal surgery
DePuy Spine | الولايات المتحدة الامريكية | United States | ME0000000723SFDAA00263 | EXPEDIUM™ SPINE SYSTEM TRANSVERSE RODDED CONNECTOR CADDY | Spinal surgical reusable instruments | Spinal surgical reusable instruments
DePuy Spine | الولايات المتحدة الامريكية | United States | ME0000000723SFDAA00329 | X-MESH™ EXPANDABLE CAGE SYSTEM POSTERIOR INSERTER/EXPANDER | Neural Tissue Instruments are tools used by surgeons during spinal surgery | Neural Tissue Instruments are tools used by surgeons during spinal surgery
DePuy Spine | الولايات المتحدة الامريكية | United States | ME0000000723SFDAA00330 | X-MESH™ EXPANDABLE CAGE SYSTEM POSTERIOR INSERTER FOOT STANDARD - LEFT SIDE | Neural Tissue Instruments are tools used by surgeons during spinal surgery | Neural Tissue Instruments are tools used by surgeons during spinal surgery
DePuy Spine | الولايات المتحدة الامريكية | United States | ME0000000723SFDAA00265 | MONARCH® SPINE SYSTEM FLAT BENDERS PAIR | Spinal surgical reusable instruments | Spinal surgical reusable instruments
DePuy Spine | الولايات المتحدة الامريكية | United States | ME0000000723SFDAA00268 | EXPEDIUM™ SPINE SYSTEM POLYAXIAL SCREW CADDY | Spinal surgical reusable instruments | Spinal surgical reusable instruments
DePuy Spine | الولايات المتحدة الامريكية | United States | ME0000000723SFDAA00349 | X-MESH™ EXPANDABLE CAGE SYSTEM POSTERIOR IMPLANT CADDY | Spinal surgical reusable instruments | Neural Tissue Instruments are tools used by surgeons during spinal surgery
DePuy Spine | الولايات المتحدة الامريكية | United States | ME0000000723SFDAA00243 | EXPEDIUM™ SPINE SYSTEM ATERAL APPROXIMATOR HANDLES 220mm | Neural Tissue Instruments | Neural Tissue Instruments
DePuy Spine | الولايات المتحدة الامريكية | United States | ME0000000723SFDAA00331 | X-MESH™ EXPANDABLE CAGE SYSTEM EXTREME IMPLANT CADDY | Neural Tissue Instruments are tools used by surgeons during spinal surgery | Neural Tissue Instruments are tools used by surgeons during spinal surgery
Reliance Medical Products, Inc | الولايات المتحدة الامريكية | United States | ME0000012253SFDAA00015 | FC Low voltage chair/table | Opthalmic chair | Electrical AC-Powered 220-240V Low-Voltage Ophthalmic Medical Examination Chair/Table
Zirc Dental Products,Inc. | الولايات المتحدة الامريكية | United States | ME0000000379SFDAA00001 | Bur Guard | Bur Guard | Rack for surgical instruments
Champion Manufacturing Inc. | الولايات المتحدة الامريكية | United States | ME0000002409SFDAA00002 | 54 Series, Standard Medical Recliner | Chair and Table Medical | Chair and Table Medical
Champion Manufacturing Inc. | الولايات المتحدة الامريكية | United States | ME0000002409SFDAA00003 | 56 Series, Bariatric Medical Recliner | Chair and Table Medical | Chair and Table Medical
Cardinal Health 200 LLC | الولايات المتحدة الامريكية | United States | ME0000010041SFDAA00010 | Cardinal Health™ Cystoscopy Apron | Heavy-Duty Disposable CYSTOSCOPY APRON NS | Heavy-Duty Disposable Cystoscopy Apron | لباس بلاستيكي لحماية الملابس عالي الجودة غير معقم
Rumex International co. | الولايات المتحدة الامريكية | United States | ME0000011509SFDAA00004 | Speculum | Speculum | The eye speculum is an ophthalmic instrument used to keep the eyelids apart during surgical intervention such as glaucoma surgery, corneal transplant, laser eye surgery or a general ocular examination. | منظار العين هو أداة للعين تستخدم لإبقاء الجفون متباعدة أثناء التدخل الجراحي مثل جراحة الجلوكوما ، أو زرع القرنية ، أو جراحة العين بالليزر أو فحص العين العام.
DePuy Spine | الولايات المتحدة الامريكية | United States | ME0000000723SFDAA00298 | CONCORDE™ LS LATERAL CAGE SYSTEM SLAP HAMMER | Spinal surgical reusable instruments | Spinal surgical reusable instruments
Freudenberg Medical, LLC | الولايات المتحدة الامريكية | United States | ME0000007373SFDAA00017 | AccuFit™ | base plate for stoma | Adhesive Housing
Katalyst Surgical,LLC | الولايات المتحدة الامريكية | United States | ME0000006947SFDAA00001 | Tentorial Hook | Hook | Surgical instrument
The Hygenic Corp. | الولايات المتحدة الامريكية | United States | ME0000000496SFDAA00010 | Thera-Band Resistance Band Loops | Thera-Band Resistance Band Loops | Resistance Band Loops
Mizuho Orthopedic Systems, Inc | الولايات المتحدة الامريكية | United States | ME0000009400SFDAA00002 | Pkit, STS 7IN, GT II POLLOW, SG,CVR ARM6/CS | Pkit, STS Trios, GT, SG, Arm Pad | Arm Pad Pollow Support
Katalyst Surgical,LLC | الولايات المتحدة الامريكية | United States | ME0000006947SFDAA00005 | 90 degree Hook | Hook | Surgical instrument
Kaye Products Inc | الولايات المتحدة الامريكية | United States | ME0000008543SFDAA00002 | kaye posture control walker | Walkers | Walker Help disabled children to Walker and move around
Kaye Products Inc | الولايات المتحدة الامريكية | United States | ME0000008543SFDAA00002 | kaye posture control walker | Walkers | Walker Help disabled children to Walker and move around
Kaye Products Inc | الولايات المتحدة الامريكية | United States | ME0000008543SFDAA00002 | kaye posture control walker | Walkers | Walker Help disabled children to Walker and move around
DJO, LLC | الولايات المتحدة الامريكية | United States | ME0000002507SFDAA00082 | Dr. Comfort | Dr. Comfort | Comfort Foot Wear
Performance Health Supply, Inc | الولايات المتحدة الامريكية | United States | ME0000000472SFDAA00006 | FEEDER SEAT - MEDIUM | Tumble Forms 2 Seating | Feeder Seat to Help Disabled Children to seat and correct their position | جلاسة تساعد الاطفال المعاقين علي الجلوس وتصحيح الوضع
Performance Health Supply, Inc | الولايات المتحدة الامريكية | United States | ME0000000470SFDAA00001 | FEEDER SEAT - SMALL | Tumble Forms 2 Seating | Feeder Seat to Help Disabled Children to seat and correct their position | جلاسة تساعد الاطفال المعاقين علي الجلوس وتصحيح الوضع
Performance Health Supply, Inc | الولايات المتحدة الامريكية | United States | ME0000000476SFDAA00001 | FEEDER SEAT - EXTRA LARGE | Tumble Forms 2 Seating | Feeder Seat to Help Disabled Children to seat and correct their position | جلاسة تساعد الاطفال المعاقين علي الجلوس وتصحيح الوضع
Performance Health Supply, Inc | الولايات المتحدة الامريكية | United States | ME0000000482SFDAA00015 | WEDGE FOR SM/MED/LG. FEEDER SEATS | Tumble Forms 2 Seating | Wedge to install the feeder seat into it | ويدج قاعدة تركب عليها الجلاسة
medicomp | الولايات المتحدة الامريكية | United States | ME0000000483SFDAA00001 | MEDICOMP Manual Percussor | Manual Percussor | manual cup percussor
Katalyst Surgical,LLC | الولايات المتحدة الامريكية | United States | ME0000006947SFDAA00003 | Micro Curette | Curette | Surgical instrument
Katalyst Surgical,LLC | الولايات المتحدة الامريكية | United States | ME0000006947SFDAA00007 | Round Knife | Knife | Surgical instrument
Katalyst Surgical,LLC | الولايات المتحدة الامريكية | United States | ME0000006947SFDAA00002 | Malleable ball dissector | dissector | Surgical instrument
Katalyst Surgical,LLC | الولايات المتحدة الامريكية | United States | ME0000006947SFDAA00010 | Dissector | Dissectors | Surgical instrument
POSEY PRODUCTS, LLC | الولايات المتحدة الامريكية | United States | ME0000009040SFDAA00002 | FOAM TRACH TIES | RESTRAINT, PROTECTIVE | POSEY FOAM TRACHEOSTOMY TUBE HOLDER
Kaye Products Inc | الولايات المتحدة الامريكية | United States | ME0000008543SFDAA00003 | kaye posture control walker | Walkers | Walker Help disabled children to Walker and move around | مشاية تساعد المعاقين علي المشي والتنقل
Rumex International co. | الولايات المتحدة الامريكية | United States | ME0000011509SFDAA00003 | Hooks | Hooks | Ophthalmic Hooks | أداة للعين
Kaye Products Inc | الولايات المتحدة الامريكية | United States | ME0000008543SFDAA00001 | kaye posture control walker | Walkers | Walker Help disabled children to Walker and move around | مشاية تساعد المعاقين علي المشي والتنقل
Advance Medical Designs,Inc | الولايات المتحدة الامريكية | United States | ME0000012832SFDAA00004 | Large Patient Positioner | Medical pillow | Medical pillow
Life Instrument Corporation | الولايات المتحدة الامريكية | United States | ME0000009398SFDAA00002 | McCulloch Retractor System | Retractors | Reusable Hand-Held Surgical Retractor
Performance Health | الولايات المتحدة الامريكية | United States | ME0000001173SFDAA00009 | Tumble forms 2 seating | Tumble Forms 2 Seating | Feeder Seat to Help Disabled Children to seat and correct their position | جلاسة تساعد الاطفال المعاقين علي الجلوس وتصحيح الوضع
DJO LLC | الولايات المتحدة الامريكية | United States | ME0000000835SFDAA00003 | UltraSling | Shoulder Sling | Shoulder Immobilizer
Philips Oral Healthcare, LLC | الولايات المتحدة الامريكية | United States | ME0000000923SFDAA00028 | Philips Sonicare toothbruch 1100 series | Powered Toothbrush | Powered Toothbrush | فرشاة أسنان كهربائية بالاهتزازات الصوتية قابلة لإعادة الشحن
Philips Oral Healthcare, LLC | الولايات المتحدة الامريكية | United States | ME0000000926SFDAA00023 | Philips Sonicare C1 ProResults | Powered Toothbrush | Powered Toothbrush Replacement Brush Head | رؤوس فراشي أسنان قياسية تعمل بتقنية الاهتزازات الصوتية
Philips Oral Healthcare, LLC | الولايات المتحدة الامريكية | United States | ME0000001182SFDAA00001 | Philips One Battery Toothbrush by Sonicare | Powered Toothbrush | Powered Toothbrush | فيلبس ون فرشاة أسنان مزودة ببطارية تعمل الاهتزازات الدقيقة على التنظيف التلميع
Philips Oral Healthcare, LLC | الولايات المتحدة الامريكية | United States | ME0000000925SFDAA00008 | Philips Sonicare 4300 ProtectiveClean | Powered Toothbrush | Powered Toothbrush | فرشاة أسنان كهربائية بالاهتزازات الصوتية قابلة للشحن
Coltene / whaledent inc | الولايات المتحدة الامريكية | United States | ME0000011780SFDAA00021 | Ora-Shield | Dental Dam Napkin | Dental Dam Napkin
Philips Oral Healthcare, LLC | الولايات المتحدة الامريكية | United States | ME0000000924SFDAA00010 | Philips Sonicare 2100 | Powered Toothbrush | Powered Toothbrush | فرشاة أسنان كهربائية بالاهتزازات الصوتية قابلة لإعارة الشحن
Philips Oral Healthcare, LLC | الولايات المتحدة الامريكية | United States | ME0000001183SFDAA00007 | Philips One Brush Heads by Sonicare | Powered Toothbrush | Powered Toothbrush Replacement Brush Head | فيلبس ون رؤوس فرشاة عدد 2 للاستبدال
Rifton Equipment | الولايات المتحدة الامريكية | United States | ME0000001239SFDAA00004 | Pacer Gait Trainer | Gait Trainer | The Pacer Gait Trainer is a device designed to help a client learn to walk
Sklar Instruments | الولايات المتحدة الامريكية | United States | ME0000006945SFDAA00038 | BRUSH | Instrument cleaning Brush | A non-sterile, color-coded, band coated on one side with a pressure-sensitive adhesive intended to attach to a surgical instrument; it is typically wrapped around the handle or shaft to indicate instrument ownership (e.g., by doctor, hospital floor, department, or ward) and identifies the instrument prior to and during a surgical procedure. This marking will facilitate that the correct instruments are returned to the correct owner particularly after being sterilized in the hospital sterilization department or other facility. It is typically made of plastic material and is available in a sheet with different size strips of tape or in continuous roll (a spool). This is a single-use device
Sklar Instruments | الولايات المتحدة الامريكية | United States | ME0000006945SFDAA00039 | SklarLite™ Disposable paper filters | SKLARLITE Disposable paper filters | Sterilization Container paper Filters 7 ½”
Performance Health | الولايات المتحدة الامريكية | United States | ME0000001174SFDAA00002 | WEDGE FOR SM/MED/LG. FEEDER SEATS | WEDGE FOR SM/MED/LG. FEEDER SEATS | Wedge to install the feeder seat into it | ويدج قاعدة تركب عليها الجلاسة
DJO, LLC | الولايات المتحدة الامريكية | United States | ME0000001287SFDAA00003 | AIRSELECT, STANDARD, MEDIUM | Walker Boot | Assistive Shoes/Boots
Full Vision, Inc. | الولايات المتحدة الامريكية | United States | ME0000006586SFDAA00002 | Trackmaster Treadmill | Trackmaster Treadmill | It is intended to interfaced with ECG systems used for cardiac stress and pulmonary function testing.
Katalyst Surgical, LLC | الولايات المتحدة الامريكية | United States | ME0000005751SFDAA00033 | Micro Dissection Case | Tray | Tray used to keep surgical instruments
DJO, LLC | الولايات المتحدة الامريكية | United States | ME0000022451SFDAA00037 | Ankle brace | Ankle brace | Ankle/Foot Orthosis
Katalyst Surgical,LLC | الولايات المتحدة الامريكية | United States | ME0000006947SFDAA00006 | Spatular Dissector | Elevator | Surgical instrument
Life Instrument Corporation | الولايات المتحدة الامريكية | United States | ME0000009398SFDAA00001 | Scoville Retractor w/Suction 8mm 8FR | Retractors | Reusable Hand-Held Surgical Retractor
ALLEN MEDICAL SYSTEMS, INC. | الولايات المتحدة الامريكية | United States | ME0000004372SFDAA00005 | Patient Strap | Strap | Patient Strap
Advance Medical Designs,Inc | الولايات المتحدة الامريكية | United States | ME0000012832SFDAA00002 | Horseshoe Gel | Medical pillow | Medical pillow
Freudenberg Medical, LLC | الولايات المتحدة الامريكية | United States | ME0000007373SFDAA00018 | Adjustable Tracheostoma Valve II | Tracheostomy tube speech valve | The ATSV allows easy adjustment by the user for hands-free speech, normal breathing, or, increased respiratory exertion during physical activity. The ATSV is pre-assembled and consists of two pieces: a removable diaphragm/faceplate and a body. The assembled two-piece valve inserts into a tracheostoma housing that acts as a holder for the ATSV.
Rumex International co. | الولايات المتحدة الامريكية | United States | ME0000011509SFDAA00006 | sterilization trays | ophthalmic sterilization trays | Sterilization tray is specifically for different instruments to be sterilized in dry heat or autoclave.
ALLEN MEDICAL SYSTEMS, INC. | الولايات المتحدة الامريكية | United States | ME0000004372SFDAA00001 | Width/Rail Extender | Extension | surgical table extender.
ALLEN MEDICAL SYSTEMS, INC. | الولايات المتحدة الامريكية | United States | ME0000004372SFDAA00009 | Sleeve | Surgical Sleeve | Surgical Sleeve
ALLEN MEDICAL SYSTEMS, INC. | الولايات المتحدة الامريكية | United States | ME0000004372SFDAA00002 | Head Widener | Widener | Head Widener
Rumex International co. | الولايات المتحدة الامريكية | United States | ME0000011509SFDAA00005 | Knives | Knives | uses for ophthalmic surgery , helping make superior corneal incisions. | زيستخدم لجراحة العيون ، مما يساعد على جعل الشقوق القرنية متفوقة.
SKY DENT Corp For Dental Trading | الولايات المتحدة الامريكية | United States | ME0000005062SFDAA00001 | SKYDENT K-file | Dental Root-Canal Instruments | This product is a dental restoration medical devices, for the treatment of various pulpitis, pulp necrosis and other conventional root canal shaping &cleaning and filling. and its in different sizes and lengths
Pentax of America, Inc | الولايات المتحدة الامريكية | United States | ME0000000390SFDAA00014 | Microphone, Laryngeal | Laryngostroboscope | Microphone, Laryngeal, 9400
Pentax of America, Inc | الولايات المتحدة الامريكية | United States | ME0000000390SFDAA00013 | Zoom Lens Coupler | LARYNGOSTROBOSCOPE | 22-37 mm Zoom Lens Coupler
Tecomet Inc. | الولايات المتحدة الامريكية | United States | ME0000003204SFDAA00070 | SELF-CENTERING BONE FORCEPS SPEED-LOCK | Orthopedic manual surgical instrument | SELF-CENTERING BONE FORCEPS, 145MM\235MM \260MM\285MM LENGTH
Tecomet Inc. | الولايات المتحدة الامريكية | United States | ME0000003204SFDAA00062 | BONE TAMP | Orthopedic manual surgical instrument | BONE TAMP 10MM DIAMETER
Tecomet Inc. | الولايات المتحدة الامريكية | United States | ME0000003204SFDAA00066 | MALLET WITH NYLON CAP | Orthopedic manual surgical instrument | MALLET, W/NYLON CAP, 12oz/8oz
Pentax of America, Inc | الولايات المتحدة الامريكية | United States | ME0000000390SFDAA00015 | Xenon Bulb | Laryngostroboscope | Xenon Bulb
Pentax of America, Inc | الولايات المتحدة الامريكية | United States | ME0000000390SFDAA00010 | Wolfe Adapter for Pentax scope | Laryngostroboscope | Wolfe Adapter for Pentax scope
Tecomet Inc. | الولايات المتحدة الامريكية | United States | ME0000003204SFDAA00069 | Self-Centering Bone Forceps Reverse angel with Swivel foot | Orthopedic manual surgical instrument | RevSelf-CenteringForceps,Swivel,145mm \235mm\260mm
Tecomet Inc. | الولايات المتحدة الامريكية | United States | ME0000003204SFDAA00065 | HOHMANN RETRACTOR NARROW TIP | Orthopedic manual surgical instrument | HOHMANN RETRACTOR , 240 MM,Width 43
Tecomet Inc. | الولايات المتحدة الامريكية | United States | ME0000003204SFDAA00061 | Periosteal Elevator Straight Blade Round Edge | Orthopedic manual surgical instrument | Periosteal Elevator Straight Blade Round Edge 14mm Blade Width
ALLEN MEDICAL SYSTEMS, INC. | الولايات المتحدة الامريكية | United States | ME0000004372SFDAA00007 | Adapter Rail | Adapter | Adapter_Rail
ALLEN MEDICAL SYSTEMS, INC. | الولايات المتحدة الامريكية | United States | ME0000004372SFDAA00004 | Armrest | Armrest | Arm supporter.
ALLEN MEDICAL SYSTEMS, INC. | الولايات المتحدة الامريكية | United States | ME0000004372SFDAA00003 | Universal/Round Clamp | Clamp | Clamp
ALLEN MEDICAL SYSTEMS, INC. | الولايات المتحدة الامريكية | United States | ME0000004372SFDAA00008 | Flexible Anesthesia Screen | Anesthesia Screen | Anesthesia Screen
Pentax of America, Inc | الولايات المتحدة الامريكية | United States | ME0000000390SFDAA00011 | Pentax Adaptor | Laryngostroboscope | Endoscope Adapter
Tecomet Inc. | الولايات المتحدة الامريكية | United States | ME0000003204SFDAA00067 | RETRACTOR BLUNT 108MM LENGTH | Orthopedic manual surgical instrument | RETRACTOR, BLUNT, 4IN
Tecomet Inc. | الولايات المتحدة الامريكية | United States | ME0000003204SFDAA00063 | HOHMANN RETRACTOR | Orthopedic manual surgical instrument | HOHMANN RETRACTOR ,Short narrow 225 MM \ 240 MM
Dale Medical Products Inc. | الولايات المتحدة الامريكية | United States | ME0000009160SFDAA00003 | One Piece Tracheostomy Tube Holder | Tracheostomy Tube Holder | Fixation device for Tracheostomy Tube
Katalyst Surgical,LLC | الولايات المتحدة الامريكية | United States | ME0000006947SFDAA00008 | Flat knife | Knife | Surgical instrument
SUNMED LLC | الولايات المتحدة الامريكية | United States | ME0000006850SFDAA00024 | Laryngoscope Handle | Laryngoscope Handle | Used to examine and visualize a patients's upper airway and aid placement to tracheal tube during intubations
The Hygenic Corp. | الولايات المتحدة الامريكية | United States | ME0000000497SFDAA00021 | Thera-Band Hand Xtrainer | Thera-Band Hand Xtrainer | Hand Xtrainer
Med X Change, Inc. | الولايات المتحدة الامريكية | United States | ME0000006582SFDAA00002 | Image Management System 4K | Medical Video Recorder | Medical Video Recorder Solution in a compact device all while delivering brilliant 4K UHD video quality designed for both Apple and Windows editing
Propper Manufacturing Co. Inc. | الولايات المتحدة الامريكية | United States | ME0000001639SFDAA00001 | SERAKET | Tourniquet | TO Assist the Lab. Technician in Blood Drawing
Pentax of America, Inc | الولايات المتحدة الامريكية | United States | ME0000000390SFDAA00012 | RIGID ENDOSCOPE 70 DEG | LARYNGOSTROBOSCOPE | RIGID ENDOSCOPE 70 DEG
Pentax of America, Inc | الولايات المتحدة الامريكية | United States | ME0000000390SFDAA00016 | Halogen Bulb | LARYNGOSTROBOSCOPE | Bulb, Halogen
Katalyst Surgical,LLC | الولايات المتحدة الامريكية | United States | ME0000006947SFDAA00009 | spetzler micro dissection set | Tray | Surgical instrument
Katalyst Surgical,LLC | الولايات المتحدة الامريكية | United States | ME0000006947SFDAA00004 | Straight Needle | Needle | Surgical instrument
SMALL BEGINNINGS | الولايات المتحدة الامريكية | United States | ME0000001754SFDAA00001 | TnT Tourniquets | TnT Tourniquets | TnT Tender and Tiny Tourniquets.
Keystone Industries | الولايات المتحدة الامريكية | United States | ME0000008626SFDAA00037 | PREHMA DENTAL DAMS | DENTAL DAMS | Dental Dam Natural Rubber Latex
Integra York PA,Inc | الولايات المتحدة الامريكية | United States | ME0000002325SFDAA00014 | Halsted Mosquito Forceps | Halsted Mosquito Forceps | The purpose of the Halsted Mosquito Forceps from interfering with the dental work, such as contamination of oral microorganisms during root canal therapy
Integra York PA,Inc | الولايات المتحدة الامريكية | United States | ME0000002141SFDAA00185 | Cheek Retractor | Cheek Retractor | The purpose of Cheek Retractor from interfering with the dental work, such as contamination of oral microorganisms during root canal therapy
Tecomet Inc. | الولايات المتحدة الامريكية | United States | ME0000003204SFDAA00081 | Vampire Suture Grasper | Biomet Arthroscopy Instruments | VAMPIRE SUTURE GRASPER
Tecomet Inc. | الولايات المتحدة الامريكية | United States | ME0000003204SFDAA00082 | Suture Cutter | Biomet Arthroscopy Instruments | JGRKNTLS SUTURE CUTTER
Tecomet Inc. | الولايات المتحدة الامريكية | United States | ME0000003204SFDAA00077 | Arthropasser Neutral | Biomet Arthroscopy Instruments | STRAIGHT ARTHROPASSER PII
Tecomet Inc. | الولايات المتحدة الامريكية | United States | ME0000003204SFDAA00071 | SYNDESMOTIC CLAMP | Orthopedic manual surgical instrument | SYNDESMOTIC CLAMP
Tecomet Inc. | الولايات المتحدة الامريكية | United States | ME0000003204SFDAA00073 | Rongeur | Biomet Arthroscopy Instruments | RONGEUR STRAIGHT TIP 4.0MM BITE WIDTH
Tecomet Inc. | الولايات المتحدة الامريكية | United States | ME0000003204SFDAA00076 | Arthropasser | Biomet Arthroscopy Instruments | BIOMET Arthroscopy instruments are quality reusable instruments, designed to address the specific performance requirements of the Arthroscopic surgeon.
Tecomet Inc. | الولايات المتحدة الامريكية | United States | ME0000003204SFDAA00080 | Multi grasper | Biomet Arthroscopy Instruments | MULTIGRASPER TISSUE/SUTURE GRA
Tecomet Inc. | الولايات المتحدة الامريكية | United States | ME0000003204SFDAA00079 | Scissors | Biomet Arthroscopy Instruments | BIOMET Arthroscopy instruments are quality reusable instruments, designed to address the specific performance requirements of the Arthroscopic surgeon.
Tecomet Inc. | الولايات المتحدة الامريكية | United States | ME0000003204SFDAA00075 | Suture Retriever | Biomet Arthroscopy Instruments | 3.0 SUTURE RETRIEVER
MEDSOURCE INTERNATIONAL LLC | الولايات المتحدة الامريكية | United States | ME0000001066SFDAA00048 | Ready Fit Cot Sheet | Cover, Mattress (Medical Purposes) | Cover, Mattress (Medical Purposes)
Eng3 Corporation | الولايات المتحدة الامريكية | United States | ME0000011160SFDAA00001 | NanoVi™ | NanoVi | A device to maintain or boost vitality and cellular health by signaling repair at the cellular level.
DRNaturalHealing Inc. | الولايات المتحدة الامريكية | United States | ME0000001806SFDAA00006 | NasalCare | Nasal Irrigation Kit | Nasal Cleansing Device | جهاز لغسيل الأنف
Advance Medical Designs,Inc | الولايات المتحدة الامريكية | United States | ME0000012832SFDAA00005 | Safety Strap | Medical pillow | Medical pillow
SKY DENT Corp For Dental Trading | الولايات المتحدة الامريكية | United States | ME0000005062SFDAA00002 | SKY DENT Temporary Filling | ZINC OXIDE EUGENOL | Zinc oxide-eugenol is a device composed of zinc oxide-eugenol intended to serve as a temporary tooth filling or as a base cement to affix a temporary tooth filling, to affix dental devices such as crowns or bridges, or to be applied to a tooth to protect the tooth pulp.
SKY DENT Corp For Dental Trading | الولايات المتحدة الامريكية | United States | ME0000005062SFDAA00002 | SKY DENT Temporary Filling | ZINC OXIDE EUGENOL | Zinc oxide-eugenol is a device composed of zinc oxide-eugenol intended to serve as a temporary tooth filling or as a base cement to affix a temporary tooth filling, to affix dental devices such as crowns or bridges, or to be applied to a tooth to protect the tooth pulp.
SKY DENT Corp For Dental Trading | الولايات المتحدة الامريكية | United States | ME0000005062SFDAA00002 | SKY DENT Temporary Filling | ZINC OXIDE EUGENOL | Zinc oxide-eugenol is a device composed of zinc oxide-eugenol intended to serve as a temporary tooth filling or as a base cement to affix a temporary tooth filling, to affix dental devices such as crowns or bridges, or to be applied to a tooth to protect the tooth pulp.
SKY DENT Corp For Dental Trading | الولايات المتحدة الامريكية | United States | ME0000005062SFDAA00002 | SKY DENT Temporary Filling | ZINC OXIDE EUGENOL | Zinc oxide-eugenol is a device composed of zinc oxide-eugenol intended to serve as a temporary tooth filling or as a base cement to affix a temporary tooth filling, to affix dental devices such as crowns or bridges, or to be applied to a tooth to protect the tooth pulp.
DePuy Orthopaedics, lnc | الولايات المتحدة الامريكية | United States | ME0000000829SFDAA00062 | TISSUE SPARING SOLUTIONS TISSUE SPARING FEM CORE CASE 2 | Surgical instrument | The instruments used to implant orthopaedic prostheses do not have an indefinite function life. All reusable instruments are subjected to repeated stresses related to bone contact, impaction and routing, cleaning and sterilization process. It is essential that the surgeon and operating theatre staff are fully conversant with the appropriate surgical technique for the instruments and associated implant, if any.
DePuy Spine | الولايات المتحدة الامريكية | United States | ME0000000723SFDAA00378 | X-MESH™ EXPANDABLE CAGE SYSTEM POSTERIOR INSTRUMENT TRAY | Spinal surgical reusable instruments | Spinal surgical reusable instruments
Otto Bock HealthCare LP | الولايات المتحدة الامريكية | United States | ME0000006172SFDAA00001 | Triton HD | Triton HD | Heavy Duty prosthetic feet
DePuy Orthopaedics, lnc | الولايات المتحدة الامريكية | United States | ME0000000829SFDAA00070 | FEMORAL HD IMPACTOR REPL TIP | Surgical instrument | Non-Sterile Surgical Instruments.
Integra York PA, Inc. | الولايات المتحدة الامريكية | United States | ME0000002325SFDAA00015 | Probes Nabor 2 Double Ended | NABOR 2 | The purpose of Nabor from interfering with the dental work, such as contamination of oral microorganisms during root canal therapy
DePuy Spine | الولايات المتحدة الامريكية | United States | ME0000000723SFDAA00379 | X-MESH™ EXPANDABLE CAGE SYSTEM POSTERIOR ANGLED IMPACTOR - SMALL | Spinal surgical reusable instruments | Spinal surgical reusable instruments
DePuy Orthopaedics, lnc | الولايات المتحدة الامريكية | United States | ME0000000829SFDAA00074 | TISSUE SPARING SOLUTIONS BULLET TIP STEM INSERTER SHAFT | Surgical instrument | Non-Sterile Surgical Instruments.
3M Consumer Health Care | الولايات المتحدة الامريكية | United States | ME0000009313SFDAA00068 | FUTURO COMFORT LIFT KNEE SUPPORT | FUTURO COMFORT LIFT KNEE SUPPORT | Comfort Lift Knee Support is designed to provide support to stiff, weak or injured knees. Wear during activities which lead to discomfort. | دعامة الركبة فيوتورو الرافعة المريحة لتمنح الدعم للركب المتصلبة أو الضعيفة أو المصابة . يمكن ارتداؤها أثناء الأنشطة التي تؤدي الى عدم الارتياح
Life Instrument Corporation | الولايات المتحدة الامريكية | United States | ME0000009398SFDAA00003 | Suction Tube w/Atraumatic Tip | Suction Tubes | Reusable suction surgical instruments
Clinton Industries, Inc. | الولايات المتحدة الامريكية | United States | ME0000010741SFDAA00002 | POWER TABLE | TREATMENT TABLE | are exam tables designed to provide easier and more efficient treatment for patients
DePuy Orthopaedics, lnc | الولايات المتحدة الامريكية | United States | ME0000000829SFDAA00066 | LCS INSTRUMENTS RP Trial Post | Surgical instrument | The instruments used to implant orthopaedic prostheses do not have an indefinite function life. All reusable instruments are subjected to repeated stresses related to bone contact, impaction and routing, cleaning and sterilization process. It is essential that the surgeon and operating theatre staff are fully conversant with the appropriate surgical technique for the instruments and associated implant, if any.
DePuy Orthopaedics, lnc | الولايات المتحدة الامريكية | United States | ME0000000829SFDAA00064 | SIGMA MBT Tibia Prep Case | Surgical instrument | The instruments used to implant orthopaedic prostheses do not have an indefinite function life. All reusable instruments are subjected to repeated stresses related to bone contact, impaction and routing, cleaning and sterilization process. It is essential that the surgeon and operating theatre staff are fully conversant with the appropriate surgical technique for the instruments and associated implant, if any.
DePuy Orthopaedics, lnc | الولايات المتحدة الامريكية | United States | ME0000000829SFDAA00063 | SPECIALIST® 2 TIBIAL TRAY TRIAL WITH STEM | Surgical instrument | The instruments used to implant orthopaedic prostheses do not have an indefinite function life. All reusable instruments are subjected to repeated stresses related to bone contact, impaction and routing, cleaning and sterilization process. It is essential that the surgeon and operating theatre staff are fully conversant with the appropriate surgical technique for the instruments and associated implant, if any.
DePuy Orthopaedics, lnc | الولايات المتحدة الامريكية | United States | ME0000000829SFDAA00068 | SPECIALIST® 2 TIBIAL CUTTING BLOCK | Surgical instrument | The instruments used to implant orthopaedic prostheses do not have an indefinite function life. All reusable instruments are subjected to repeated stresses related to bone contact, impaction and routing, cleaning and sterilization process. It is essential that the surgeon and operating theatre staff are fully conversant with the appropriate surgical technique for the instruments and associated implant, if any.
Cardinal Health 200, LLC | الولايات المتحدة الامريكية | United States | ME0000004570SFDAA00001 | Cardinal Health ® XP Plus | Examiantion gloves | Latex examination gloves | قفازات لتكس للفحص غير معقمة
DePuy Spine | الولايات المتحدة الامريكية | United States | ME0000000723SFDAA00377 | X-MESH™ EXPANDABLE CAGE SYSTEM TRIAL, LATERAL, SMALL/MEDIUM | Spinal surgical reusable instruments | Spinal surgical reusable instruments
MEDSOURCE INTERNATIONAL LLC | الولايات المتحدة الامريكية | United States | ME0000001066SFDAA00047 | Pole Stretcher | Stretcher, Hand-Carried | 2-Fold Pole Stretcher Camouflage
DePuy Spine | الولايات المتحدة الامريكية | United States | ME0000000723SFDAA00375 | X-MESH™ EXPANDABLE CAGE SYSTEM POSTERIOR INSTRUMENT TRAY | Spinal surgical reusable instruments | Spinal surgical reusable instruments
DePuy Orthopaedics, lnc | الولايات المتحدة الامريكية | United States | ME0000000829SFDAA00065 | SPECIALIST® 2 RP TIBIAL TRAY IMPACTOR | Surgical instrument | The instruments used to implant orthopaedic prostheses do not have an indefinite function life. All reusable instruments are subjected to repeated stresses related to bone contact, impaction and routing, cleaning and sterilization process. It is essential that the surgeon and operating theatre staff are fully conversant with the appropriate surgical technique for the instruments and associated implant, if any.
The Hygenic Corp. | الولايات المتحدة الامريكية | United States | ME0000000500SFDAA00013 | Thera-Band Exercise Bands | Thera-Band Exercise Bands | Resistance Bands
The Hygenic Corp. | الولايات المتحدة الامريكية | United States | ME0000000500SFDAA00013 | Thera-Band Exercise Bands | Thera-Band Exercise Bands | Resistance Bands
DePuy Spine | الولايات المتحدة الامريكية | United States | ME0000000723SFDAA00373 | EXPEDIUM™ SPINE SYSTEM POLYAXIAL DI SCREW CADDY | Spinal surgical reusable instruments | Spinal surgical reusable instruments
DePuy Orthopaedics, lnc | الولايات المتحدة الامريكية | United States | ME0000000829SFDAA00069 | SPECIALIST® 2 STEINMAN PIN INSERTER | Surgical instrument | The instruments used to implant orthopaedic prostheses do not have an indefinite function life. All reusable instruments are subjected to repeated stresses related to bone contact, impaction and routing, cleaning and sterilization process. It is essential that the surgeon and operating theatre staff are fully conversant with the appropriate surgical technique for the instruments and associated implant, if any.
Tecomet Inc. | الولايات المتحدة الامريكية | United States | ME0000003204SFDAA00074 | Punch | Biomet Arthroscopy Instruments | BIOMET Arthroscopy instruments are quality reusable instruments, designed to address the specific performance requirements of the Arthroscopic surgeon
Champion Manufacturing Inc. | الولايات المتحدة الامريكية | United States | ME0000002409SFDAA00004 | 220 Series, Standard Medical Recliner | Chair and Table Medical | Chair and Table Medical
Thermo Fisher Scientific ( Asheville) LLC | الولايات المتحدة الامريكية | United States | ME0000000985SFDAA00012 | Plazma Freezer | General Purpose Laboratory Freezer | General Purpose Laboratory Freezer
Tecomet Inc. | الولايات المتحدة الامريكية | United States | ME0000003204SFDAA00078 | Grasper | Biomet Arthroscopy Instruments | BIOMET Arthroscopy instruments are quality reusable instruments, designed to address the specific performance requirements of the Arthroscopic surgeon
Integra York PA, Inc. | الولايات المتحدة الامريكية | United States | ME0000002325SFDAA00016 | Periosteal Elevator 9 | DEL M9, MOLT | The purpose of DEL M9, MOLT from interfering with the dental work, such as contamination of oral microorganisms during root canal therapy
Tecomet Inc. | الولايات المتحدة الامريكية | United States | ME0000003204SFDAA00072 | LAMINA SPREADER | Orthopedic manual surgical instrument | MINI LAMINA SPREADER MINI\SMALL\LARGE
Tecomet Inc. | الولايات المتحدة الامريكية | United States | ME0000003204SFDAA00068 | RONGEUR 178MM LENGHTH | Orthopedic manual surgical instrument | RONGEUR, 178MM, WIDE
Tecomet Inc. | الولايات المتحدة الامريكية | United States | ME0000003204SFDAA00064 | HOHMANN RETRACTOR LONG WIDE TIP | Orthopedic manual surgical instrument | HOHMANN RETRACTOR, 24MM WDTH,
CONMED CORPORATION | الولايات المتحدة الامريكية | United States | ME0000005736SFDAA00280 | HYPERFLEX NITINOL GUIDE WIRE | HYPERFLEX NITINOL GUIDE WIRE | Orthopedic Manual Surgical Instrument
DePuy Orthopaedics, lnc | الولايات المتحدة الامريكية | United States | ME0000000829SFDAA00067 | SIGMA RP STABILIZED TIBIAL INSERT TRIAL | Surgical instrument | The instruments used to implant orthopaedic prostheses do not have an indefinite function life. All reusable instruments are subjected to repeated stresses related to bone contact, impaction and routing, cleaning and sterilization process. It is essential that the surgeon and operating theatre staff are fully conversant with the appropriate surgical technique for the instruments and associated implant, if any.
DePuy Orthopaedics, lnc | الولايات المتحدة الامريكية | United States | ME0000000829SFDAA00071 | TRI-LOCK® BPS W/GRIPTION™ NECK RESECTION GUIDE | Surgical instrument | The instruments used to implant orthopaedic prostheses do not have an indefinite function life. All reusable instruments are subjected to repeated stresses related to bone contact, impaction and routing, cleaning and sterilization process. It is essential that the surgeon and operating theatre staff are fully conversant with the appropriate surgical technique for the instruments and associated implant, if any.
Mizuho Orthopedic Systems, Inc | الولايات المتحدة الامريكية | United States | ME0000009400SFDAA00004 | PERINEAL POST, AUDL W/PAD | Perineal Post, Adult with Pad | Operating tables and accessories and operating chairs and accessories
DePuy Spine | الولايات المتحدة الامريكية | United States | ME0000000723SFDAA00376 | X-MESH™ EXPANDABLE CAGE SYSTEM INSTRUMENT TRAY | Spinal surgical reusable instruments | Spinal surgical reusable instruments
TRULIFE | الولايات المتحدة الامريكية | United States | ME0000000938SFDAA00019 | Lerman Non-Invasive Halo | Lerman Non-Invasive Halo | Lerman Non-Invasive Halo • Secure cervical stabilization • Color coded buckles for ease of application • Designed to be donned/doffed in supine position to simplify fit • Removable anterior plate for emergency Cardiopulmonary Resuscitation • MR Safe • Polyethylene / composite plate material • Pad set included
DePuy Orthopaedics, lnc | الولايات المتحدة الامريكية | United States | ME0000000829SFDAA00072 | TISSUE SPARING SOLUTIONS EXTRA CURVED BROACH HANDLE | Surgical instrument | Non-Sterile Surgical Instruments.
ROCKY MOUNTAIN ORTHODONTICS, INC. | الولايات المتحدة الامريكية | United States | ME0000011793SFDAA00002 | Orthodontic Plier | Orthodontic Instruments | Orthodontic Plier
Haag-Streit USA | الولايات المتحدة الامريكية | United States | ME0000004751SFDAA00029 | SERIES 500 STOOLS | Ophthalmic Examination Stools | Manual Hydraulic Ophthalmic Examination Stools
Reliance Medical Products, Inc | الولايات المتحدة الامريكية | United States | ME0000012253SFDAA00016 | SERIES 4200 PNEUMATIC STOOLS | Ophthalmic Examination Stools | Manual Pneumatic Ophthalmic Examination Stools
Genadyne Biotechnologies Inc. | الولايات المتحدة الامريكية | United States | ME0000005842SFDAA00059 | Silgen Ag 5mL | Silgen Ag 5mL | Antimicrobial Silver Spray
Genadyne Biotechnologies Inc. | الولايات المتحدة الامريكية | United States | ME0000005842SFDAA00060 | Silgen Ag 10mL | Silgen Ag 10mL | Antimicrobial Silver Spray
Genadyne Biotechnologies Inc. | الولايات المتحدة الامريكية | United States | ME0000005842SFDAA00061 | Silgen Ag 25mL | Silgen Ag 25mL | Antimicrobial Silver Spray
Genadyne Biotechnologies Inc. | الولايات المتحدة الامريكية | United States | ME0000005842SFDAA00062 | Silgen Ag 100mL | Silgen Ag 100mL | Antimicrobial Silver Spray
Scar Heal, Inc. | الولايات المتحدة الامريكية | United States | ME0000006474SFDAA00002 | Scar FX Silicone Sheeting | Scar FX Silicone Sheeting | Scar FX Silicone Sheeting | شرائح السيليكون اسكار فكس
Arthrex, Inc | الولايات المتحدة الامريكية | United States | ME0000001945SFDAA00839 | Atraumatic Tendon Harvester with FlushPort | Orthopedic manual surgical instrument | Atraumatic Tendon Harvester with FlushPort
MEDSOURCE INTERNATIONAL LLC | الولايات المتحدة الامريكية | United States | ME0000001066SFDAA00050 | Field Bed | Emergency Field Bed | Emergency Field Bed
TZ Medical inc. | الولايات المتحدة الامريكية | United States | ME0000002026SFDAA00013 | Wavelinq | Arm Board | Carbon Fiber Arm Board
NewMedical Technology, Inc. | الولايات المتحدة الامريكية | United States | ME0000000527SFDAA00004 | NewGel™+UV | SILICONE GEL FOR SCARS + SPF30 | Silicone Gel with UV for Scars | جل السيليكون لعلاج الندبات مع عامل حماية من الشمس
Globus Medical INC. | الولايات المتحدة الامريكية | United States | ME0000005740SFDAA00095 | Set Screw Driver, 2.5mm Hex, 1.0Nm Torque | Set Screw Driver, 2.5mm Hex, 1.0Nm Torque | Orthopedic manual surgical instrument.
The Ruhof Corporation | الولايات المتحدة الامريكية | United States | ME0000002678SFDAA00041 | Endozime® SLR Phase One | Endozime® SLR Phase One | Detergent designed to molecularly displace synthetic lipids, allowing them to be rinsed off while dissolving blood, fat, carbohydrates, starches and protein.
Biomet Microfixation | الولايات المتحدة الامريكية | United States | ME0000008655SFDAA00017 | CMF System ID tag removal | N/A | Surgical instrument
KAP Medical | الولايات المتحدة الامريكية | United States | ME0000012318SFDAA00001 | Alternating Pressure MicroAir 50 | Air Mattress | Air Mattress
Sun Nuclear Corporation | الولايات المتحدة الامريكية | United States | ME0000008415SFDAA00020 | SNC Phantoms™ | Sun Nuclear QA Phantom | The SNC Phantoms are designed to be used with imaging QA software that is designed to assist in the quality assurance of treatment delivery.
Sklar Instruments | الولايات المتحدة الامريكية | United States | ME0000006945SFDAA00036 | Instrument tip protectors | Sklar Tip Protector | to protect tip /To wrap around
DJO, LLC | الولايات المتحدة الامريكية | United States | ME0000001092SFDAA00001 | Terrry Cover | Terrry Cover | Terry Cover used to cover the hot pack while using it in order to reduce the hot
KAP Medical | الولايات المتحدة الامريكية | United States | ME0000012318SFDAA00002 | Alternating Pressure MicroAir 55 | Air Mattress | Air Mattress
Sage Products Inc. | الولايات المتحدة الامريكية | United States | ME0000005960SFDAA00003 | Sage Oral Swab with Corinz™ Oral Rinse | Oral Swab | Oral Swab
Sage Products Inc. | الولايات المتحدة الامريكية | United States | ME0000005960SFDAA00007 | Sage PrimoFit | External Urine Management | urine collection device for males
Sage Products Inc. | الولايات المتحدة الامريكية | United States | ME0000005960SFDAA00001 | Disposable Bite Block | Dental protector | Dental protector
Sage Products Inc. | الولايات المتحدة الامريكية | United States | ME0000005960SFDAA00005 | Sage Turn and Position (TAP) System 2.0 | PATIENT POSITIONING SYSTEM | PATIENT POSITIONING SYSTEM
Sage Products Inc. | الولايات المتحدة الامريكية | United States | ME0000005960SFDAA00004 | Prevalon® Heel Protector III | Skin pressure protectors. | Skin pressure protectors.
Sage Products LLC (Comfort Personal Cleansing Products) | الولايات المتحدة الامريكية | United States | ME0000005960SFDAA00006 | Sage M2 Microclimate Body Pad for use on top of Sage TAP Glide Sheet | BODY PAD FOR BODY POSITIONING | BODY PAD FOR BODY POSITIONING
Sage Products LLC (Comfort Personal Cleansing Products) | الولايات المتحدة الامريكية | United States | ME0000005960SFDAA00008 | PrimaFit® | urine collection device | urine collection device
TRULIFE | الولايات المتحدة الامريكية | United States | ME0000000938SFDAA00020 | GUNSLINGER II | GUNSLINGER II | The Gunslinger II replicates the original Gunslinger I with the added advantage of an adjustable outrigger to accommodate abduction. Because of the length of the shaft, the Gunslinger II should be used for this purpose only. Rely on the Gunslinger I for neutral positioning
Cardinal Health 200, LLC | الولايات المتحدة الامريكية | United States | ME0000004570SFDAA00003 | Cardinal Health™ Chemotherapy Gown | ICA - Chemotherapy Gown | Isolation Gown Chemotherapy Poly-Coated SMS
Genesis Biosystems Inc | الولايات المتحدة الامريكية | United States | ME0000000613SFDAA00001 | DermaFrac™ | DermaFrac™ | Microdermabrasion and infusion System
Mizuho Orthopedic Systems, Inc | الولايات المتحدة الامريكية | United States | ME0000009400SFDAA00003 | LATERAL PAD ASSEMBLY | Trios/OTS Lateral Support Board Pad | Operating tables and accessories and operating chairs and accessories
Symmetry Surgical, Inc. | الولايات المتحدة الامريكية | United States | ME0000000701SFDAA00050 | Symmetry Adson-Brown Tissue Forceps | Symmetry Adson-Brown Tissue Forceps | Reusable surgical instrument
Symmetry Surgical, Inc. | الولايات المتحدة الامريكية | United States | ME0000000701SFDAA00053 | Symmetry Surgical Knife Handle No 7 | Symmetry Surgical Knife Handle No 7 | Reusable surgical instrument
Symmetry Surgical, Inc. | الولايات المتحدة الامريكية | United States | ME0000000701SFDAA00061 | Symmetry Surgical Dressing Forceps | Symmetry Surgical Dressing Forceps | Reusable surgical instrument
Symmetry Surgical, Inc. | الولايات المتحدة الامريكية | United States | ME0000000701SFDAA00062 | Symmetry Surgical Dressing Forceps Serrated | Symmetry Surgical Dressing Forceps Serrated | Reusable surgical instrument
Symmetry Surgical, Inc. | الولايات المتحدة الامريكية | United States | ME0000000701SFDAA00066 | Symmetry Halsted Mosquito Forceps | Symmetry Halsted Mosquito Forceps | Reusable surgical instrument
Symmetry Surgical, Inc. | الولايات المتحدة الامريكية | United States | ME0000000701SFDAA00065 | Symmetry Jacobson Micro-Mosquito Forceps | Symmetry Jacobson Micro-Mosquito Forceps | Reusable surgical instrument
Sage Products LLC (Comfort Personal Cleansing Products) | الولايات المتحدة الامريكية | United States | ME0000005957SFDAA00013 | Sage Untreated Oral Swab | Applicator, Absorbent Tipped, Non-Sterile | Applicator, Absorbent Tipped, Non-Sterile
Symmetry Surgical, Inc. | الولايات المتحدة الامريكية | United States | ME0000000701SFDAA00058 | Symmetry Bonney Tissue Forceps | Symmetry Bonney Tissue Forceps | Reusable surgical instrument
Symmetry Surgical, Inc. | الولايات المتحدة الامريكية | United States | ME0000000701SFDAA00060 | Symmetry Surgical Operating Scissors Straight Sharp Blunt | Symmetry Surgical Operating Scissors Straight Sharp Blunt | Reusable surgical instrument
Symmetry Surgical, Inc. | الولايات المتحدة الامريكية | United States | ME0000000701SFDAA00054 | Symmetry Surgical Scalpel Handle | Symmetry Surgical Scalpel Handle | Reusable surgical instrument
Symmetry Surgical, Inc. | الولايات المتحدة الامريكية | United States | ME0000000701SFDAA00048 | Symmetry Adson | Symmetry Adson | Reusable surgical instrument
Symmetry Surgical, Inc. | الولايات المتحدة الامريكية | United States | ME0000000701SFDAA00049 | Symmetry Adson Tissue Forceps | Symmetry Adson Tissue Forceps | Reusable surgical instrument
Symmetry Surgical, Inc. | الولايات المتحدة الامريكية | United States | ME0000000701SFDAA00052 | Symmetry Surgical Knife Handle No 3 | Symmetry Surgical Knife Handle No 3 | Reusable surgical instrument
Symmetry Surgical, Inc. | الولايات المتحدة الامريكية | United States | ME0000000701SFDAA00064 | Symmetry Halsted Micro-Mosquito Forceps | Symmetry Halsted Micro-Mosquito Forceps | Reusable surgical instrument
Symmetry Surgical, Inc. | الولايات المتحدة الامريكية | United States | ME0000000701SFDAA00057 | Symmetry Mayo Scissors | Symmetry Mayo Scissors | Reusable surgical instrument
Symmetry Surgical, Inc. | الولايات المتحدة الامريكية | United States | ME0000000701SFDAA00063 | Symmetry Surgical Tissue Forceps | Symmetry Surgical Tissue Forceps | Reusable surgical instrument
Symmetry Surgical, Inc. | الولايات المتحدة الامريكية | United States | ME0000000701SFDAA00051 | Symmetry Surgical Knife Handle | Symmetry Surgical Knife Handle | Reusable surgical instrument
Sage Products LLC (Comfort Personal Cleansing Products) | الولايات المتحدة الامريكية | United States | ME0000005957SFDAA00012 | Sage Oral Swab | Applicator, Absorbent Tipped, Non-Sterile | Applicator, Absorbent Tipped, Non-Sterile
Symmetry Surgical, Inc. | الولايات المتحدة الامريكية | United States | ME0000000701SFDAA00068 | Symmetry Crile Artery Forceps | Symmetry Crile Artery Forceps | Reusable surgical instrument
Symmetry Surgical, Inc. | الولايات المتحدة الامريكية | United States | ME0000000701SFDAA00067 | Symmetry Kelly Artery Forceps | Symmetry Kelly Artery Forceps | Reusable surgical instrument
Symmetry Surgical, Inc. | الولايات المتحدة الامريكية | United States | ME0000000701SFDAA00069 | Symmetry Rochester -Pean Hemostatic Forceps | Symmetry Rochester -Pean Hemostatic Forceps | Reusable surgical instrument
Symmetry Surgical, Inc. | الولايات المتحدة الامريكية | United States | ME0000000701SFDAA00059 | Symmetry Surgical Operating Scissors | Symmetry Surgical Operating Scissors | Reusable surgical instrument
Edge Systems LLC | الولايات المتحدة الامريكية | United States | ME0000006226SFDAA00004 | HydraFacial Allegro (240V) | HydraFacial Allegro (240V) | Abrade the upper layers of the skin by operator-controlled motion, in order to smooth the skin surface and improve the appearance of skin, i.e. fine lines and wrinkles.
Edge Systems LLC | الولايات المتحدة الامريكية | United States | ME0000006226SFDAA00005 | HydraFacial MD Allegro | HydraFacial MD Allegro | Abrade the upper layers of the skin by operator-controlled motion, in order to smooth the skin surface and improve the appearance of skin, i.e. fine lines and wrinkles.
Symmetry Surgical, Inc. | الولايات المتحدة الامريكية | United States | ME0000000701SFDAA00076 | Symmetry Surgical Disposable Towel Clamp Bulk Pack | Symmetry Surgical Disposable Towel Clamp Bulk Pack | Reusable surgical instrument
Symmetry Surgical, Inc. | الولايات المتحدة الامريكية | United States | ME0000000701SFDAA00073 | Symmetry Edna Towel Clamp | Symmetry Edna Towel Clamp | Reusable surgical instrument
Symmetry Surgical, Inc. | الولايات المتحدة الامريكية | United States | ME0000000701SFDAA00056 | Symmetry Metzenbaum Dissecting Scissors Curved | Symmetry Metzenbaum Dissecting Scissors Curved | Reusable surgical instrument
Symmetry Surgical, Inc. | الولايات المتحدة الامريكية | United States | ME0000000701SFDAA00071 | Symmetry Schnidt Artery Forceps | Symmetry Schnidt Artery Forceps | Reusable surgical instrument
Symmetry Surgical, Inc. | الولايات المتحدة الامريكية | United States | ME0000000701SFDAA00075 | SYMMETRY SURGICAL DISPOSABLE TOWEL CLAMP | SYMMETRY SURGICAL DISPOSABLE TOWEL CLAMP | Reusable surgical instrument
MICROCOPY Int. | الولايات المتحدة الامريكية | United States | ME0000015710SFDAA00001 | CARBIDE BUR | NEOBURR CARBIDE | CARBIDE BUR
Symmetry Surgical, Inc. | الولايات المتحدة الامريكية | United States | ME0000000701SFDAA00055 | Symmetry Metzenbaum Dissecting Scissors | Symmetry Metzenbaum Dissecting Scissors | Reusable surgical instrument
MICROCOPY Int. | الولايات المتحدة الامريكية | United States | ME0000015710SFDAA00002 | NEODIAMOND BUR | DIAMOND BUR | DIAMOND BUR
DJO, LLC | الولايات المتحدة الامريكية | United States | ME0000002507SFDAA00100 | REMEDY PRO SHOE | REMEDY PRO SHOE | shoe | حذاء
Symmetry Surgical, Inc. | الولايات المتحدة الامريكية | United States | ME0000000701SFDAA00072 | Symmetry Backhaus Towel Clamp | Symmetry Backhaus Towel Clamp | Reusable surgical instrument
Arthrex, Inc | الولايات المتحدة الامريكية | United States | ME0000001945SFDAA00848 | Hip scope instrument case | Manual Surgical Instrument for General Use | Hip scope instrument case
Symmetry Surgical, Inc. | الولايات المتحدة الامريكية | United States | ME0000000701SFDAA00070 | Symmetry Rochester Ochsner Forceps | Symmetry Rochester Ochsner Forceps | Reusable surgical instrument
Symmetry Surgical, Inc. | الولايات المتحدة الامريكية | United States | ME0000000701SFDAA00074 | Symmetry Surgical Towel Clamp | Symmetry Surgical Towel Clamp | Reusable surgical instrument
Arthrex, Inc | الولايات المتحدة الامريكية | United States | ME0000001945SFDAA00844 | SynergyHD3 laparoscope instrument Case | Manual Surgical Instrument for General Use | SynergyHD3 laparoscope instrument Case
Symmetry Surgical, Inc. | الولايات المتحدة الامريكية | United States | ME0000000701SFDAA00107 | Symmetry Surgical Jewelers Forceps Curved | Symmetry Surgical Jewelers Forceps Curved | Reusable surgical instrument
Symmetry Surgical, Inc. | الولايات المتحدة الامريكية | United States | ME0000000701SFDAA00096 | Symmetry PENFIELD Watchmaker Forceps | Symmetry PENFIELD Watchmaker Forceps | Reusable surgical instrument
Symmetry Surgical, Inc. | الولايات المتحدة الامريكية | United States | ME0000000701SFDAA00101 | Symmetry Classic® Delicate Mosquito Forceps Curved | Symmetry Classic® Delicate Mosquito Forceps Curved | Reusable surgical instrument
Arthrex, Inc | الولايات المتحدة الامريكية | United States | ME0000001945SFDAA00845 | Synergy laparoscope instrument Case extended length | Manual Surgical Instrument for General Use | Synergy laparoscope instrument Case extended length
The Hygenic Corp. | الولايات المتحدة الامريكية | United States | ME0000000501SFDAA00002 | Thera-Band Professional Resistance Bands | Thera-Band Professional Resistance Bands | Resistance Bands
The Hygenic Corp. | الولايات المتحدة الامريكية | United States | ME0000000501SFDAA00002 | Thera-Band Professional Resistance Bands | Thera-Band Professional Resistance Bands | Resistance Bands
SST Group, Inc. | الولايات المتحدة الامريكية | United States | ME0000016435SFDAA00001 | EZ DICOM CD Viewer | Viewer | EzDICOM CD viewer is a reference DICOM viewer it allows the display of DICOM images recorded onto CD or DVD.
Symmetry Surgical, Inc. | الولايات المتحدة الامريكية | United States | ME0000000701SFDAA00081 | Symmetry Senn Retractor | Symmetry Senn Retractor | Reusable surgical instrument
Symmetry Surgical, Inc. | الولايات المتحدة الامريكية | United States | ME0000000701SFDAA00092 | Symmetry Surgical Orthopedic Mallet | Symmetry Surgical Orthopedic Mallet | Reusable surgical instrument
Symmetry Surgical, Inc. | الولايات المتحدة الامريكية | United States | ME0000000701SFDAA00087 | Symmetry Surgical Dilator Case | Symmetry Surgical Dilator Case | Reusable surgical instrument
Symmetry Surgical, Inc. | الولايات المتحدة الامريكية | United States | ME0000000701SFDAA00077 | Symmetry Peers Towel Clamp | Symmetry Peers Towel Clamp | Reusable surgical instrument
Teleflex Medical | الولايات المتحدة الامريكية | United States | ME0000003656SFDAA00063 | Weck Horizon™ | Horizon™ Manual-Load Ligating Clip Applier | single-use Metal Ligating Clips.
Symmetry Surgical, Inc. | الولايات المتحدة الامريكية | United States | ME0000000701SFDAA00106 | Symmetry Bishop Harman Iris Forceps | Symmetry Bishop Harman Iris Forceps | Reusable surgical instrument
Symmetry Surgical, Inc. | الولايات المتحدة الامريكية | United States | ME0000000701SFDAA00078 | Symmetry Foerster Sponge Forceps | Symmetry Foerster Sponge Forceps | Reusable surgical instrument
Symmetry Surgical, Inc. | الولايات المتحدة الامريكية | United States | ME0000000701SFDAA00089 | Symmetry Surgical Spinal Curette | Symmetry Surgical Spinal Curette | Reusable surgical instrument
Symmetry Surgical, Inc. | الولايات المتحدة الامريكية | United States | ME0000000701SFDAA00100 | Symmetry Schnidt Hemostatic Forceps | Symmetry Schnidt Hemostatic Forceps | Reusable surgical instrument
Symmetry Surgical, Inc. | الولايات المتحدة الامريكية | United States | ME0000000701SFDAA00095 | Symmetry Cushing Tissue Forceps Serrated Handle | Symmetry Cushing Tissue Forceps Serrated Handle | Reusable surgical instrument
Symmetry Surgical, Inc. | الولايات المتحدة الامريكية | United States | ME0000000701SFDAA00091 | Symmetry Wiltse-Gelpi Retractor | Symmetry Wiltse-Gelpi Retractor | Reusable surgical instrument
Symmetry Surgical, Inc. | الولايات المتحدة الامريكية | United States | ME0000000701SFDAA00090 | Symmetry Weitlaner Retractor | Symmetry Weitlaner Retractor | Reusable surgical instrument
Sakura Finetek USA | الولايات المتحدة الامريكية | United States | ME0000000967SFDAA00056 | Tissue-Tek® TEC™ 6 | Tissue embedding instrument | Tissue embedding instrument
Symmetry Surgical, Inc. | الولايات المتحدة الامريكية | United States | ME0000000701SFDAA00085 | Symmetry Surgical Micro Instrument Dissector | Symmetry Surgical Micro Instrument Dissector | Reusable surgical instrument
Symmetry Surgical, Inc. | الولايات المتحدة الامريكية | United States | ME0000000701SFDAA00103 | Symmetry Classic® Delicate Right Angle Clamp | Symmetry Classic® Delicate Right Angle Clamp | Reusable surgical instrument
Symmetry Surgical, Inc. | الولايات المتحدة الامريكية | United States | ME0000000701SFDAA00109 | Symmetry Debakey-Diethrich Coronary Forceps | Symmetry Debakey-Diethrich Coronary Forceps | Reusable surgical instrument
Symmetry Surgical, Inc. | الولايات المتحدة الامريكية | United States | ME0000000701SFDAA00097 | Symmetry D'ERRICO Pituitary Forceps | Symmetry D'ERRICO Pituitary Forceps | Reusable surgical instrument
Symmetry Surgical, Inc. | الولايات المتحدة الامريكية | United States | ME0000000701SFDAA00082 | Symmetry Senn Retractor Sharp | Symmetry Senn Retractor Sharp | Reusable surgical instrument
Symmetry Surgical, Inc. | الولايات المتحدة الامريكية | United States | ME0000000701SFDAA00124 | Symmetry Surgical Sponge Forceps Serrated Straight | Symmetry Surgical Sponge Forceps Serrated Straight | Reusable surgical instrument
Symmetry Surgical, Inc. | الولايات المتحدة الامريكية | United States | ME0000000701SFDAA00083 | Symmetry Senn Retractor Blunt | Symmetry Senn Retractor Blunt | Reusable surgical instrument
Symmetry Surgical, Inc. | الولايات المتحدة الامريكية | United States | ME0000000701SFDAA00080 | Symmetry Surgical Tubing Clamp | Symmetry Surgical Tubing Clamp | Reusable surgical instrument
Arthrex, Inc | الولايات المتحدة الامريكية | United States | ME0000001945SFDAA00847 | Synergy camera head Tray | Manual Surgical Instrument for General Use | Synergy camera head Tray
Arthrex, Inc | الولايات المتحدة الامريكية | United States | ME0000001945SFDAA00843 | Synergy Scope system case | Manual Surgical Instrument for General Use | Synergy Scope system case
The Hygenic Corp. | الولايات المتحدة الامريكية | United States | ME0000000499SFDAA00011 | Thera-Band Ankle & Wrist Weight Set | Thera-Band Ankle & Wrist Weight Set | Weight Sets
Arthrex, Inc | الولايات المتحدة الامريكية | United States | ME0000001945SFDAA00842 | Video instrument Case | Manual Surgical Instrument for General Use | Video instrument Case
Arthrex, Inc | الولايات المتحدة الامريكية | United States | ME0000001945SFDAA00846 | Mid-size video instrument case | Manual Surgical Instrument for General Use | Mid-size video instrument case
Symmetry Surgical, Inc. | الولايات المتحدة الامريكية | United States | ME0000000701SFDAA00105 | Symmetry Surgical Eye Dressing Forceps Curved | Symmetry Surgical Eye Dressing Forceps Curved | Reusable surgical instrument
Symmetry Surgical, Inc. | الولايات المتحدة الامريكية | United States | ME0000000701SFDAA00084 | Symmetry Regnell Retractor | Symmetry Regnell Retractor | Reusable surgical instrument
Symmetry Surgical, Inc. | الولايات المتحدة الامريكية | United States | ME0000000701SFDAA00093 | Symmetry Adson Hypophyseal Forceps Straight | Symmetry Adson Hypophyseal Forceps Straight | Reusable surgical instrument
Symmetry Surgical, Inc. | الولايات المتحدة الامريكية | United States | ME0000000701SFDAA00088 | Symmetry U.S. Army Retractor | Symmetry U.S. Army Retractor | Reusable surgical instrument
Symmetry Surgical, Inc. | الولايات المتحدة الامريكية | United States | ME0000000701SFDAA00094 | Symmetry Ferris-Smith Tissue Forceps | Symmetry Ferris-Smith Tissue Forceps | Reusable surgical instrument
Symmetry Surgical, Inc. | الولايات المتحدة الامريكية | United States | ME0000000701SFDAA00108 | Symmetry Reul coronary Forceps | Symmetry Reul coronary Forceps | Reusable surgical instrument
Symmetry Surgical, Inc. | الولايات المتحدة الامريكية | United States | ME0000000701SFDAA00086 | Symmetry Joseph Skin Hook | Symmetry Joseph Skin Hook | Reusable surgical instrument
Symmetry Surgical, Inc. | الولايات المتحدة الامريكية | United States | ME0000000701SFDAA00137 | Symmetry Classic Plus® Crile-Wood Needle Holder | Symmetry Classic Plus® Crile-Wood Needle Holder | Reusable surgical instrument
Symmetry Surgical, Inc. | الولايات المتحدة الامريكية | United States | ME0000000701SFDAA00138 | Symmetry Classic Plus® Mayo-Hegar Needle Holder | Symmetry Classic Plus® Mayo-Hegar Needle Holder | Reusable surgical instrument
Symmetry Surgical, Inc. | الولايات المتحدة الامريكية | United States | ME0000000701SFDAA00110 | Symmetry Debakey-Liddicoat Forceps Straight Fine Tip 1 x 2 Teeth | Symmetry Debakey-Liddicoat Forceps Straight Fine Tip 1 x 2 Teeth | Reusable surgical instrument
Symmetry Surgical, Inc. | الولايات المتحدة الامريكية | United States | ME0000000701SFDAA00133 | Symmetry Classic® Iris Scissors Straight Sharp/Sharp | Symmetry Classic® Iris Scissors Straight Sharp/Sharp | Reusable surgical instrument
Symmetry Surgical, Inc. | الولايات المتحدة الامريكية | United States | ME0000000701SFDAA00114 | Symmetry Crile-Wood Needle Holder | Symmetry Crile-Wood Needle Holder | Reusable surgical instrument
Symmetry Surgical, Inc. | الولايات المتحدة الامريكية | United States | ME0000000701SFDAA00119 | Symmetry Webster Needle Holder | Symmetry Webster Needle Holder | Reusable surgical instrument
Symmetry Surgical, Inc. | الولايات المتحدة الامريكية | United States | ME0000000701SFDAA00115 | Symmetry Crile Forceps Straight | Symmetry Crile Forceps Straight | Reusable surgical instrument
Wolf | الولايات المتحدة الامريكية | United States | ME0000015728SFDAA00002 | X-RAY ILLUMINATORS | X-RAY ILLUMINATORS | FILM ILLUMINATOR MG-7 & Econoline
Symmetry Surgical, Inc. | الولايات المتحدة الامريكية | United States | ME0000000701SFDAA00118 | Symmetry Crile Forceps Curved Semi-Satin | Symmetry Crile Forceps Curved Semi-Satin | Reusable surgical instrument
Symmetry Surgical, Inc. | الولايات المتحدة الامريكية | United States | ME0000000701SFDAA00079 | Symmetry Gemini Clamp | Symmetry Gemini Clamp | Reusable surgical instrument
Symmetry Surgical, Inc. | الولايات المتحدة الامريكية | United States | ME0000000701SFDAA00099 | Symmetry Gerald Tissue Forceps | Symmetry Gerald Tissue Forceps | Reusable surgical instrument
GENERAL PHYSIOTHERAPY, INC. | الولايات المتحدة الامريكية | United States | ME0000009065SFDAA00002 | G5-Vibramatic Digital | Massager | G5 Vibramatic Digital Massager
TIDI Products LLC | الولايات المتحدة الامريكية | United States | ME0000014028SFDAA00001 | Safeview Eyewear Assembled Glasses | Eyewear Assembled Glasses | Eyewear assembled glasses
Symmetry Surgical, Inc. | الولايات المتحدة الامريكية | United States | ME0000000701SFDAA00117 | Symmetry Crile Forceps Curved | Symmetry Crile Forceps Curved | Reusable surgical instrument
Symmetry Surgical, Inc. | الولايات المتحدة الامريكية | United States | ME0000000701SFDAA00123 | Symmetry Horton Adson Tissue Forceps | Symmetry Horton Adson Tissue Forceps | Reusable surgical instrument
Symmetry Surgical, Inc. | الولايات المتحدة الامريكية | United States | ME0000000701SFDAA00132 | Symmetry Mayo Classic® Scissors Beveled Straight | Symmetry Mayo Classic® Scissors Beveled Straight | Reusable surgical instrument
Symmetry Surgical, Inc. | الولايات المتحدة الامريكية | United States | ME0000000701SFDAA00139 | Symmetry Classic Plus® Rubio Wire Holder Forceps | Symmetry Classic Plus® Rubio Wire Holder Forceps | Reusable surgical instrument
Symmetry Surgical, Inc. | الولايات المتحدة الامريكية | United States | ME0000000701SFDAA00128 | Symmetry Cushing Vein Retractor | Symmetry Cushing Vein Retractor | Reusable surgical instrument
Symmetry Surgical, Inc. | الولايات المتحدة الامريكية | United States | ME0000000701SFDAA00129 | Symmetry Lister Classic® Bandage Scissors | Symmetry Lister Classic® Bandage Scissors | Reusable surgical instrument
Symmetry Surgical, Inc. | الولايات المتحدة الامريكية | United States | ME0000000701SFDAA00121 | Symmetry Halsey Needle Holder | Symmetry Halsey Needle Holder | Reusable surgical instrument
Symmetry Surgical, Inc. | الولايات المتحدة الامريكية | United States | ME0000000701SFDAA00112 | Symmetry Leksell Bone Rongeur | Symmetry Leksell Bone Rongeur | Reusable surgical instrument
Symmetry Surgical, Inc. | الولايات المتحدة الامريكية | United States | ME0000000701SFDAA00113 | Symmetry Mayo -Hegar Needle Holder | Symmetry Mayo -Hegar Needle Holder | Reusable surgical instrument
Symmetry Surgical, Inc. | الولايات المتحدة الامريكية | United States | ME0000000701SFDAA00120 | Symmetry Rochester-Pean Forceps Curved | Symmetry Rochester-Pean Forceps Curved | Reusable surgical instrument
Symmetry Surgical, Inc. | الولايات المتحدة الامريكية | United States | ME0000000701SFDAA00136 | Symmetry Classic Plus® Halsey Needle Holder | Symmetry Classic Plus® Halsey Needle Holder | Reusable surgical instrument
Summit Medical | الولايات المتحدة الامريكية | United States | ME0000014378SFDAA00002 | Denver Splint | N/A | A piece of medical equipment to provide external support to nasal surgery or trauma.
Arthrex, Inc | الولايات المتحدة الامريكية | United States | ME0000001945SFDAA00841 | Arthroscope storage case | Manual Surgical Instrument for General Use | Arthroscope storage case
Symmetry Surgical, Inc. | الولايات المتحدة الامريكية | United States | ME0000000701SFDAA00131 | Symmetry Rochester-Ochsner Forceps Straight | Symmetry Rochester-Ochsner Forceps Straight | Reusable surgical instrument
Symmetry Surgical, Inc. | الولايات المتحدة الامريكية | United States | ME0000000701SFDAA00135 | Symmetry CLASSIC PLUS® CASTROVIEJO Needle Holder With Catch | Symmetry CLASSIC PLUS® CASTROVIEJO Needle Holder With Catch | Reusable surgical instrument
Symmetry Surgical, Inc. | الولايات المتحدة الامريكية | United States | ME0000000701SFDAA00122 | Symmetry Rochester - Ochsner Forceps Straight | Symmetry Rochester - Ochsner Forceps Straight | Reusable surgical instrument
Symmetry Surgical, Inc. | الولايات المتحدة الامريكية | United States | ME0000000701SFDAA00127 | Symmetry Metzenbaum Scissors | Symmetry Metzenbaum Scissors | Reusable surgical instrument
Symmetry Surgical, Inc. | الولايات المتحدة الامريكية | United States | ME0000000701SFDAA00104 | Symmetry DECKER Microsurgical Forceps Alligator Action Serrated Jaws | Symmetry DECKER Microsurgical Forceps Alligator Action Serrated Jaws | Reusable surgical instrument
Symmetry Surgical, Inc. | الولايات المتحدة الامريكية | United States | ME0000000701SFDAA00111 | Symmetry Surgical Instrument Cleaning Brushes | Symmetry Surgical Instrument Cleaning Brushes | Reusable surgical instrument
Symmetry Surgical, Inc. | الولايات المتحدة الامريكية | United States | ME0000000701SFDAA00116 | Symmetry Crile Forceps Straight Semi-Satin | Symmetry Crile Forceps Straight Semi-Satin | Reusable surgical instrument
Symmetry Surgical, Inc. | الولايات المتحدة الامريكية | United States | ME0000000701SFDAA00134 | Symmetry CLASSIC PLUS® CASTROVIEJO Needle Holder | Symmetry CLASSIC PLUS® CASTROVIEJO Needle Holder | Reusable surgical instrument
Symmetry Surgical, Inc. | الولايات المتحدة الامريكية | United States | ME0000000701SFDAA00130 | Symmetry Kelly Forceps Curved | Symmetry Kelly Forceps Curved | Reusable surgical instrument
Symmetry Surgical, Inc. | الولايات المتحدة الامريكية | United States | ME0000000701SFDAA00126 | Symmetry Surgical Iris Scissors | Symmetry Surgical Iris Scissors | Reusable surgical instrument
Symmetry Surgical, Inc. | الولايات المتحدة الامريكية | United States | ME0000000701SFDAA00125 | Symmetry Allis Tissue Forceps | Symmetry Allis Tissue Forceps | Reusable surgical instrument
Medtronic Sofamor Danek USA, Inc. | الولايات المتحدة الامريكية | United States | ME0000000273SFDAA00351 | DISTRACTOR RACK | General Instrument | DISTRACTOR RACK
AUG MEDICAL LLC | الولايات المتحدة الامريكية | United States | ME0000017032SFDAA00001 | VIDEO LARYNGOSCOPE | VIDEO LARYNGOSCOPE | A laryngoscope is a portable visual endotracheal intubation system with characteristic small size, lightweight, flexible operation
Medtronic Sofamor Danek USA, Inc. | الولايات المتحدة الامريكية | United States | ME0000000273SFDAA00353 | DISTRACTOR KEY | General Instrument | DISTRACTOR KEY
Medtronic Sofamor Danek USA, Inc. | الولايات المتحدة الامريكية | United States | ME0000000273SFDAA00352 | DISTRACTOR PINION | General Instrument | DISTRACTOR PINION
Medtronic Sofamor Danek USA, Inc. | الولايات المتحدة الامريكية | United States | ME0000000273SFDAA00355 | LORDOSIS RATCHET | General Instrument | LORDOSIS RATCHET
Medtronic Sofamor Danek USA, Inc. | الولايات المتحدة الامريكية | United States | ME0000000273SFDAA00356 | LORDOSIS RACK | General Instrument | LORDOSIS RACK
Medtronic Sofamor Danek USA, Inc. | الولايات المتحدة الامريكية | United States | ME0000000273SFDAA00361 | CROSSING BLOCK | General Instrument | CROSSING BLOCK
Medtronic Sofamor Danek USA, Inc. | الولايات المتحدة الامريكية | United States | ME0000000273SFDAA00357 | EXTENDER ADAPTER | General Instrument | EXTENDER ADAPTER
Medtronic Sofamor Danek USA, Inc. | الولايات المتحدة الامريكية | United States | ME0000000273SFDAA00363 | ROD REDUCER | General Instrument | ROD REDUCER
Medtronic Sofamor Danek USA, Inc. | الولايات المتحدة الامريكية | United States | ME0000000273SFDAA00364 | SETSCREW DRIVER T27 | SCREWDRIVER | SETSCREW DRIVER T27
Medtronic Sofamor Danek USA, Inc. | الولايات المتحدة الامريكية | United States | ME0000000273SFDAA00359 | EXTENDER OPEN | General Instrument | EXTENDER OPEN
Medtronic Sofamor Danek USA, Inc. | الولايات المتحدة الامريكية | United States | ME0000000273SFDAA00358 | ADAPTER TEMPLATE | Retractor | ADAPTER TEMPLATE
Medtronic Sofamor Danek USA, Inc. | الولايات المتحدة الامريكية | United States | ME0000000273SFDAA00360 | EXTENDER GUIDE | General Instrument | EXTENDER GUIDE
BLOXR Solutions LLC | الولايات المتحدة الامريكية | United States | ME0000016851SFDAA00001 | BLOXR® XPF® Drop Apron | Radiation Attenuating Shield | Radiation Attenuating Shield
MEDGYN PRODUCTS, INC. | الولايات المتحدة الامريكية | United States | ME0000005739SFDAA00025 | Colposcopy Instrument Set | Colposcopy Instrument Set | Manual gynecologic instrument
BLOXR Solutions LLC | الولايات المتحدة الامريكية | United States | ME0000016852SFDAA00001 | BLOXR® XPF® Vest | Radiation Attenuating Shield | Radiation Attenuating Shield
BLOXR Solutions LLC | الولايات المتحدة الامريكية | United States | ME0000016850SFDAA00001 | BLOXR® XPF® Frontal Apron | Radiation Attenuating Shield | Radiation Attenuating Shield
Medtronic Sofamor Danek USA, Inc. | الولايات المتحدة الامريكية | United States | ME0000000273SFDAA00354 | DISTRACTOR NUT | General Instrument | DISTRACTOR NUT
GE Medical Systems, LLC | الولايات المتحدة الامريكية | United States | ME0000003344SFDAA00010 | MX Tubes | X-ray tube | X-ray tube
BLOXR Solutions LLC | الولايات المتحدة الامريكية | United States | ME0000016853SFDAA00001 | BLOXR® XPF® Skirt | Radiation Attenuating Shield | Radiation Attenuating Shield
Sage Products LLC (Comfort Personal Cleansing Products) | الولايات المتحدة الامريكية | United States | ME0000005957SFDAA00017 | Ultrasoft Toothbrush | Protector, Dental | Protector, Dental
Cardinal Health 200, LLC | الولايات المتحدة الامريكية | United States | ME0000004570SFDAA00004 | Cardinal Health™ Medi-Vac™ | Medi-Vac Suction Canister Accessories | Medi-Vac Suction Canister Accessories
Leggero | الولايات المتحدة الامريكية | United States | ME0000017257SFDAA00001 | Rehab pushchairs | Rehab pushchairs | Push Chair | كرسي للاطفال شديدي الإعاقه
KAP Medical | الولايات المتحدة الامريكية | United States | ME0000012318SFDAA00003 | Alternating Pressure with Low Air Loss MicroAir 95 | Air Mattress | Air Mattress
Medline Industries, LP | الولايات المتحدة الامريكية | United States | ME0000000513SFDAA00211 | Aluminium Basket | Trays | Trays
Leggero | الولايات المتحدة الامريكية | United States | ME0000017256SFDAA00002 | Rehab pushchair | Rehab pushchair | Pusch Chair | كرسي للاطفال شديدي الإعاقه
GE Medical Systems, LLC | الولايات المتحدة الامريكية | United States | ME0000003344SFDAA00012 | Performix Tubes | X-ray tube | X-ray tube
Medsource USA, Inc. | الولايات المتحدة الامريكية | United States | ME0000014964SFDAA00002 | Isolation Gown Over-The-Head-Style | Non-Surgical Isolation Gown | Non-Surgical Isolation Gown
CONMED CORPORATION | الولايات المتحدة الامريكية | United States | ME0000005736SFDAA00308 | HEWSON BREAK AWAY PIN | HEWSON BREAK AWAY PIN | Manual surgical instrument for general use.
Rumex International co. | الولايات المتحدة الامريكية | United States | ME0000011509SFDAA00013 | Probes | Probes | ophthalmic probes
Rumex International co. | الولايات المتحدة الامريكية | United States | ME0000011509SFDAA00025 | Lacrimal Instruments | Lacrimal Instruments | Ophthalmic Lacrimal Instruments | أدوات العيون الدمعية لجراحة العيون
Rumex International co. | الولايات المتحدة الامريكية | United States | ME0000011509SFDAA00023 | Punches | Punches | Ophthalmic Punches | اللكمات العينية لجراحة العيون
GE Medical Systems, LLC | الولايات المتحدة الامريكية | United States | ME0000003344SFDAA00013 | QUANTIX 160 | X-ray tube | X-ray tube
BLOXR Solutions LLC | الولايات المتحدة الامريكية | United States | ME0000016855SFDAA00001 | BLOXR® XPF® Thyroid Collar | Radiation Attenuating Shield | Radiation Attenuating Shield
Sage Products Inc. | الولايات المتحدة الامريكية | United States | ME0000005960SFDAA00002 | Sage Untreated Oral Swab | Untreated Oral Swab | Untreated Oral Swab
BLOXR Solutions LLC | الولايات المتحدة الامريكية | United States | ME0000016854SFDAA00001 | BLOXR® XPF® Wrap Apron | Radiation Attenuating Shield | Radiation Attenuating Shield
Maxtec | الولايات المتحدة الامريكية | United States | ME0000016969SFDAA00001 | Eyemax2 | Light therapy eyewear | The eyemax provides neonatal eye protection during ultraviolet phototherapy treatment of jaundice.
DJO, LLC | الولايات المتحدة الامريكية | United States | ME0000022451SFDAA00034 | UltraSling | Shoulder Immobilizer | Elbow Orthosis
DJO, LLC | الولايات المتحدة الامريكية | United States | ME0000022451SFDAA00038 | Post Op Shoe | Post Operation Shoe | Assistive Shoes/Boots
DJO, LLC | الولايات المتحدة الامريكية | United States | ME0000001088SFDAA00010 | Colpac | Colpac | Colpac made from gel put it in refrigerator or chilling unit to be cold
Philips Oral Healthcare, LLC | الولايات المتحدة الامريكية | United States | ME0000001338SFDAA00002 | Philips Sonicare Cordless Power Flosser 2000 | Water Jet Flosser | Handheld oral irrigator | فيلبس سونيكير أداة التنظيف الاسلكية بين الأسنان بالموجات النبضية
DYNA FLEX | الولايات المتحدة الامريكية | United States | ME0000001323SFDAA00005 | Spool | Spring | Orthodontic Spool
Philips Oral Healthcare, LLC | الولايات المتحدة الامريكية | United States | ME0000001339SFDAA00004 | Philips Sonicare Cordless Power Flosser 3000 | Water Jet Flosser | Handheld oral irrigator | فيلبس سينوكير أداة التنظيف الاسلكية بين الأسنان بتقنية موجات نبضية
Rumex International co. | الولايات المتحدة الامريكية | United States | ME0000011509SFDAA00026 | Gauges | Gauges | Ophthalmic Gauges | مقاييس لجراحة العيون
WOLF X-RAY CORPORATION | الولايات المتحدة الامريكية | United States | ME0000011068SFDAA00032 | radiation shields mobile | radiation shields mobile | to protect patios from radiation
Xodus Medical Inc. | الولايات المتحدة الامريكية | United States | ME0000005647SFDAA00004 | PinkProtect positioning kit for the ICU | Positioning kit for the ICU | Positioning kit for the ICU
Rumex International co. | الولايات المتحدة الامريكية | United States | ME0000011509SFDAA00040 | Ophthalmic Electric Eye Cautery | Ophthalmic Electric Eye Cautery | Ophthalmic Electric Eye Cautery. | كي كهربائي لجراحة العيون
Rumex International co. | الولايات المتحدة الامريكية | United States | ME0000011509SFDAA00037 | trephine | trephine | Ophthalmic trephine | قمع لجراحة العيون
Biomet Microfixation | الولايات المتحدة الامريكية | United States | ME0000008655SFDAA00085 | CMF System Complete Rack SET-UP | N/A | Surgical instrument
Bertec Corporation | الولايات المتحدة الامريكية | United States | ME0000017905SFDAA00006 | Type 1001 | Type 1001 | Computerized Dynamic Posturography (CDP) system
Biomet Microfixation | الولايات المتحدة الامريكية | United States | ME0000008655SFDAA00092 | CMF System CMF Instrument container | N/A | Surgical instruments
Sunoptic Technologies, LLC | الولايات المتحدة الامريكية | United States | ME0000015099SFDAA00002 | LED 9500 HEADLIGHT ASSEMBLY | LED HEADLAMPS, BATTERY POWERED | battery powered portable headlight with an adjustable spot and uses encrypted battery technology
Teleflex Medical | الولايات المتحدة الامريكية | United States | ME0000003656SFDAA00070 | Weck Horizon™ | Horizon™ Open Clip Applier | ligating clip
Biomet Microfixation | الولايات المتحدة الامريكية | United States | ME0000008655SFDAA00087 | CMF System Rack | N/A | Surgical instruments
Biomet Microfixation | الولايات المتحدة الامريكية | United States | ME0000008655SFDAA00089 | CMF System Container | scissors | Surgical instrument
Whip Mix Corporation | الولايات المتحدة الامريكية | United States | ME0000011411SFDAA00012 | VERIGUIDE OS | VERIGUIDE OS | VeriGuide OS, a CLASS I low-risk medical device, CE certified resin material developed for the production of high precision surgical guides for use in dental implant surgery. The new material is formulated for 3D-printing systems (DLP, SLA, and LCD) at both 385 nm and 405 nm. This product is compatible with the Otoflash Curing Unit, the UViTRON UV IntelliRay 600 Curing Unit, and the UViTRON SunRay 400 UV Curing Unit.
Biomet Microfixation | الولايات المتحدة الامريكية | United States | ME0000008655SFDAA00088 | Neuro System Implant caddy | n/a | Surgical instrument
Rumex International co. | الولايات المتحدة الامريكية | United States | ME0000011509SFDAA00039 | Spoons | Spoons | Ophthalmic spoons | ملاعق لجراحة العيون
Biomet Microfixation | الولايات المتحدة الامريكية | United States | ME0000008655SFDAA00093 | CMF System | Scissors | Surgical instruments
Summit Medical | الولايات المتحدة الامريكية | United States | ME0000014378SFDAA00004 | Aquaplast PS | NA | A Nasal Splinting Thermoplastic White Sheet
Biomet Microfixation | الولايات المتحدة الامريكية | United States | ME0000008655SFDAA00094 | Power Driver Tray | N/A | Surgical instruments
Vapotherm Inc | الولايات المتحدة الامريكية | United States | ME0000010456SFDAA00019 | Precision Flow Roll Stand | Precision Flow Roll Stand | Roll Stand
Biomet Microfixation | الولايات المتحدة الامريكية | United States | ME0000008655SFDAA00095 | Rapidflap System | N/A | Surgical instruments
Biomet Microfixation | الولايات المتحدة الامريكية | United States | ME0000008655SFDAA00090 | rapidfire system | N/A | Surgical instruments
Biomet Microfixation | الولايات المتحدة الامريكية | United States | ME0000008655SFDAA00083 | Neuro System CASE | N/A | Surgical instruments
Teleflex Medical | الولايات المتحدة الامريكية | United States | ME0000003656SFDAA00072 | Weck Hem-o-Lok | Endoscopic Clip APPLIER | Single Use Ligating Clips
Biomet Microfixation | الولايات المتحدة الامريكية | United States | ME0000008655SFDAA00086 | CMF System Implant container | N/A | Surgical instruments
Biomet Microfixation | الولايات المتحدة الامريكية | United States | ME0000008655SFDAA00091 | Neuro System combo set case | N/A | Surgical instruments
Biomet Microfixation | الولايات المتحدة الامريكية | United States | ME0000008655SFDAA00084 | Neuro System thinflap system case | N/A | Surgical instruments
Advanced Bio-Technologies | الولايات المتحدة الامريكية | United States | ME0000014130SFDAA00005 | Kelo-cote Gel | Kelo-cote Gel | ADVANCED FORMULA SCAR TREATMENT | تركیبة متقدمة لعلاج الندبات
Dentsply Tulsa Dental Specialities | الولايات المتحدة الامريكية | United States | ME0000018052SFDAA00003 | Vortex Rotary Files | Rotary Files | Rotary Files for the removal of dentine and shaping of the root canal
Teleflex Medical | الولايات المتحدة الامريكية | United States | ME0000003656SFDAA00071 | Weck® Hem-o-lok® | Ligating Clips | single-use Ligating Clips
Advanced Bio-Technologies | الولايات المتحدة الامريكية | United States | ME0000014130SFDAA00004 | KELO-COTE® Spray | KELO-COTE® Spray | ADVANCED FORMULA SCAR TREATMENT | علاج الندبات
Precision Medical,Inc. | الولايات المتحدة الامريكية | United States | ME0000013393SFDAA00007 | Easy Dial Reg - Easy gauge Reg | Regulator pressure gas cylinder | Gas Regulator
DeRoyal Industries, Inc. | الولايات المتحدة الامريكية | United States | ME0000001037SFDAA00134 | Invalid Ring With Cotton Cover | Protector Skin Pressure | Protector Skin Pressure
Vapotherm Inc | الولايات المتحدة الامريكية | United States | ME0000010456SFDAA00020 | Manifold Kit | Manifold Kit | a pipe or chamber branching into several openings
Vapotherm Inc | الولايات المتحدة الامريكية | United States | ME0000010456SFDAA00017 | Medipower Power Supply | Medipower Power Supply | Power Supply
Vapotherm Inc | الولايات المتحدة الامريكية | United States | ME0000010456SFDAA00018 | Medipower Battery | Medipower Battery | Battery
Rumex International co. | الولايات المتحدة الامريكية | United States | ME0000011509SFDAA00042 | Fixation rings | Fixation rings | Ophthalmic fixation rings | حلقات التثبيت تستخدم في جراحة العيون
Rumex International co. | الولايات المتحدة الامريكية | United States | ME0000011509SFDAA00041 | calipers | calipers | ophthalmic calipers | الفرجار العيني للجراحه كامله
Ormco Corporation | الولايات المتحدة الامريكية | United States | ME0000018081SFDAA00003 | Orthos | Orthodontic Bracket, Metal | Passive Stainless-steel Orthodontic Bracket
Ormco Corporation | الولايات المتحدة الامريكية | United States | ME0000018078SFDAA00003 | Damon Q / Damon Q2 | Orthodontic Bracket, Metal | Passive Stainless-steel Orthodontic Bracket
Rumex International co. | الولايات المتحدة الامريكية | United States | ME0000011509SFDAA00038 | Blade Holders | Blade Holders | Blade Holder is a Surgical Instrument used for ophthalmic surgery. | حامل شفرة للعيون هو أداة جراحية تستخدم لجراحة العيون.
SoClean, Inc. | الولايات المتحدة الامريكية | United States | ME0000017512SFDAA00002 | SoClean® 2 | Automated PAP Disinfecting System | Automated PAP Disinfecting System | نظام تعقيم آلي لأجهزة الضغط الهوائي الإيجابي المستمر
GE Medical Systems, LLC | الولايات المتحدة الامريكية | United States | ME0000003344SFDAA00017 | Maxiray Tubes | X-ray tube | X-ray tube
DJO, LLC | الولايات المتحدة الامريكية | United States | ME0000002507SFDAA00103 | OA NANO Medial | OA NANO Medial | Joint Knee, External Brace | دعامه خارجيه للركبه
GE Medical Systems, LLC | الولايات المتحدة الامريكية | United States | ME0000003344SFDAA00016 | Solarix | X-ray tube | X-ray tube
Ormco Corporation | الولايات المتحدة الامريكية | United States | ME0000018080SFDAA00003 | Mini 2000 | Orthodontic Bracket, Metal | Passive Stainless-steel Orthodontic Bracket
WOLF X-RAY CORPORATION | الولايات المتحدة الامريكية | United States | ME0000011068SFDAA00048 | Perfect Pocket Mounts | Masked Pocket Film Mounts | Perfect Pocket Mounts Masked Pocket Film Mounts.
Altimate Medical, Inc. | الولايات المتحدة الامريكية | United States | ME0000008551SFDAA00002 | EasyStand Bantam Medium | EasyStand Bantam Medium | Transfer and Lifting Aid
CONMED CORPORATION | الولايات المتحدة الامريكية | United States | ME0000005736SFDAA00310 | HALL ® MicroFree ™ Wire Driver. | HALL ® MicroFree ™ Wire Driver. | Surgical instrument motors.
Advanced Bio-Technologies | الولايات المتحدة الامريكية | United States | ME0000011042SFDAA00002 | KELO-COTE® UV | KELO-COTE® UV | ADVANCED FORMULA SCAR TREATMENT | تركیبة متقدمة لعلاج الندبات
mayar Medical Inc. | الولايات المتحدة الامريكية | United States | ME0000018137SFDAA00002 | Elevate | support, Breathing tube | 1. Endotracheal Tube Support Device--Large 2. Endotracheal Tube Support Device--Small 3. Tracheostomy Tube Support Device
EUSA Global LLC | الولايات المتحدة الامريكية | United States | ME0000018408SFDAA00002 | ECLERIS NIV/CPAP HELMET | ECLERIS NIV/CPAP HELMET | The Ecleris HELMET is designed to perform Non Invasive Ventilation (NIV) therapy in adult patients (for more info check te user manual attached)
TRULIFE | الولايات المتحدة الامريكية | United States | ME0000000938SFDAA00022 | Lerman Minerva MRI | Lerman Minerva MRI | The Lerman MINERVA is a cervical orthosis that consists of two shells, anterior and posterior, which are joined by torso and shoulder straps. The posterior segment has an attached occipital support, which may be moved vertically. A sliding mandibular support is attached to the anterior shell. This mandibular support may also be adjusted vertically. A forehead strap is included to provide additional support. The Lerman MINERVA is constructed entirely of non‐ferrous materials.
WOLF X-RAY CORPORATION | الولايات المتحدة الامريكية | United States | ME0000011068SFDAA00049 | Front closing special procedure apron | Front closing special procedure apron | X-RAY PROTECTIVE APRON Apron Front Closing
WOLF X-RAY CORPORATION | الولايات المتحدة الامريكية | United States | ME0000011068SFDAA00050 | Loop EZ | Bite Wing Loops | Bite Wing Loops made of heavy duty paper board.
Infinium Medical, Inc. | الولايات المتحدة الامريكية | United States | ME0000006263SFDAA00008 | ClearVue Video Laryngoscope | LARYNGOSCOPE, RIGID | ClearVue Video Laryngoscope
Atlantic Medical Products, LLC | الولايات المتحدة الامريكية | United States | ME0000000651SFDAA00024 | RejuvaSil® Silicone Scar Gel | Liquid Silicone | Silicone Gel for Scars | أغطية سيليكون جل للنُدَب
Soule Medical | الولايات المتحدة الامريكية | United States | ME0000018973SFDAA00001 | Comfort Foam Headrest | Comfort Foam Headrest | Foam Headrest
TRULIFE | الولايات المتحدة الامريكية | United States | ME0000000938SFDAA00024 | HOLE / FEMALE / MALE ROTATABLE ADAPTER | AAA 4 HOLE ADAPTER | Trulife’s Aluminum Rotatable Adapters are designed for use in endoskeletal construction of Trulife limb systems. It provides ±8° angular adjustment. For maximum allowable patient weights, please refer to the chart below.
DYNA FLEX | الولايات المتحدة الامريكية | United States | ME0000001079SFDAA00032 | Archwire | Wire | Orthodontic Metal Wire
Verathon Inc. | الولايات المتحدة الامريكية | United States | ME0000007388SFDAA00002 | GlideScope® Ranger GVL | Video intubation laryngoscope blade | Portable compact video laryngoscope
DJO, LLC | الولايات المتحدة الامريكية | United States | ME0000001090SFDAA00020 | Chilling Unit | Chilling Unit | used for cooling the cold pack and put t in any parts of the body in order to manage pain
DJO, LLC | الولايات المتحدة الامريكية | United States | ME0000001087SFDAA00358 | Steam Pack | Steam Pack | used for warming of parts of the body in order to manage pain
Medline Industries, LP | الولايات المتحدة الامريكية | United States | ME0000000513SFDAA00229 | Unna-Z Stretch Bandage | Unna-Z Stretch Bandage | NONUNNAS130 , NONUNNAS140 : UNNA-Z STRETCH ZINC PASTE BANDAGE NONUNNAS30 , NONUNNAS40 : UNNA-Z STRETCH ZINC PASTE BANDAGE WITH CALAMINE
Garrison Dental Solutions L.L.C. | الولايات المتحدة الامريكية | United States | ME0000019038SFDAA00001 | Composi Tight ® 3D Fussion ™ Sectional Matrix System | Composi Tight - 3D Fussion | Composi Tight - 3D Fussion Kit Contents the following: 1-Short ring (blue) 1-Tall ring (orange) 1-Wide prep ring (green) 70-Assorted matrix bands 80-Assorted ultra adaptive wedges 12-Assorted fender /wedges 1-Ring placement forceps.
Atlantic Medical Products, LLC | الولايات المتحدة الامريكية | United States | ME0000017694SFDAA00001 | Scar Fx® Silicone Sheeting | Silicone Elastomer | Silicone Gel Sheeting for Scars | أغطية سيليكون جل للنُدَب
SAEBO, INC | الولايات المتحدة الامريكية | United States | ME0000016357SFDAA00001 | Orthosis, Limb Brace | Orthosis, Limb Brace | A limb orthosis (brace) is a device intended for medical purposes that is worn on the upper or lower extremities to support, to correct, or to prevent deformities or to align body structures for functional improvement. Examples of limb orthoses include the following: A whole limb and joint brace and a hand splint. | جهاز تقويم الأطراف هو جهاز مخصص للأغراض الطبية يتم ارتداؤه في الأطراف العلوية أو السفلية لدعم أو تصحيح أو منع التشوهات أو محاذاة هياكل الجسم من أجل التحسين الوظيفي. تتضمن أمثلة مقوام الأطراف ما يلي: طرف كامل ودعامة مشتركة وجبيرة يدوية
WOLF X-RAY CORPORATION | الولايات المتحدة الامريكية | United States | ME0000011068SFDAA00034 | Flow Dental RAPD X-Ray Positioning System | Right Angle Positioning Device System | Right Angle Positioning Device For Dental Film and PSP Envelopes.
MedRx, Inc. | الولايات المتحدة الامريكية | United States | ME0000004704SFDAA00001 | MedRx Video Otoscope | Otoscope | MedRx Video Otoscope
TRULIFE | الولايات المتحدة الامريكية | United States | ME0000000938SFDAA00023 | 3- Prong Laminating Pieces | Prong Adapter | The Trulife Laminating Adapter is designed for use exclusively in lower limb prostheses. This adapter can be easily incorporated into a two part socket lamination for AK limbs. The section below indicates the maximum patient weight.
Viant Medical, LLC | الولايات المتحدة الامريكية | United States | ME0000018349SFDAA00004 | Standard Acetabular Reamer | Orthopedic Surgical Instruments | Standard case
Bertec Corporation | الولايات المتحدة الامريكية | United States | ME0000017905SFDAA00004 | Type 1003 | Type 1003 | Computerized Dynamic Posturography (CDP) system
Bertec Corporation | الولايات المتحدة الامريكية | United States | ME0000017905SFDAA00003 | Type 1002 | Type 1002 | Computerized Dynamic Posturography (CDP) system
Viant Medical, LLC | الولايات المتحدة الامريكية | United States | ME0000018349SFDAA00015 | OFFSET IMPACTOR TIP | Surgical Instruments | Surgical Instruments
Tecomet Inc. | الولايات المتحدة الامريكية | United States | ME0000003204SFDAA00083 | Curved Forcepts Adson Hemostatic | Surgical instruments | Surgical instruments
Viant Medical, LLC | الولايات المتحدة الامريكية | United States | ME0000018349SFDAA00017 | Metal handle Offset Cup Impactor | Surgical Instruments | Surgical Instruments
Viant Medical, LLC | الولايات المتحدة الامريكية | United States | ME0000018349SFDAA00016 | 20 DEGREE ALIGNMENT GUIDE | Surgical Instruments | Surgical Instruments
Richardson Products Incorporated | الولايات المتحدة الامريكية | United States | ME0000018403SFDAA00001 | Endura-Tape Adhesive Tape | TAPE AND BANDAGE, ADHESIVE | Endura-Tape Adhesive Tapes
3M Company | الولايات المتحدة الامريكية | United States | ME0000009315SFDAA00013 | 3M Nexcare Transpore | 3M Nexcare Transpore | Clear Tape | شريط لاصق شفاف
Reliance Orthodontic Products Inc. | الولايات المتحدة الامريكية | United States | ME0000011816SFDAA00017 | Access Cheek Retractor | Access Cheek Retractor | Access Cheek Retractor
Rumex International co. | الولايات المتحدة الامريكية | United States | ME0000011509SFDAA00043 | Retractors | Retractors | Ophthalmic retractors. | مبددات لجراحة العیون
Viant Medical, LLC | الولايات المتحدة الامريكية | United States | ME0000018349SFDAA00013 | STRAIGHT REAMER HANDLE | Surgical Instruments | Surgical Instruments
Viant Medical, LLC | الولايات المتحدة الامريكية | United States | ME0000018349SFDAA00014 | OFFSET REAMER HANDLE | Surgical Instruments | Surgical Instruments
Teleflex Medical | الولايات المتحدة الامريكية | United States | ME0000003656SFDAA00078 | Weck Horizon™ | Endoscopic Ligating Clip Applier | Ligating Clips and Appliers
Teleflex Medical | الولايات المتحدة الامريكية | United States | ME0000003656SFDAA00074 | Weck Hem-o-Lok® | Endoscopic Clip Remover | Endoscopic Clip Appliers and Removers
Viant Medical, LLC | الولايات المتحدة الامريكية | United States | ME0000018349SFDAA00012 | Offset Reamer Handle | Orthopedic Surgical Instruments | Reamer Handles
WINCO MFG.,LLC. | الولايات المتحدة الامريكية | United States | ME0000009966SFDAA00001 | Blood Drawing Chair | Blood Drawing Chair | Blood-Drawing Chairs feature a durable plastic resin seat, adjustable armrests, and non-marring leveling feet
Viant Medical, LLC | الولايات المتحدة الامريكية | United States | ME0000018349SFDAA00011 | EZ CLEAN™ STRAIGHT REAMER HANDLE | Orthopedic Surgical Instruments | Reamer Handles
Viant Medical, LLC | الولايات المتحدة الامريكية | United States | ME0000018349SFDAA00007 | Standard Case Lid For Acetabular Reamers | Orthopedic Surgical Instruments | Standard Case Lid For Acetabular Reamers
Viant Medical, LLC | الولايات المتحدة الامريكية | United States | ME0000018349SFDAA00006 | ACETABULAR REAMER | Orthopedic Surgical Instruments | ACETABULAR REAMER SHELL
Viant Medical, LLC | الولايات المتحدة الامريكية | United States | ME0000018349SFDAA00010 | Oxford Microplasty Woodson Curette | Orthopedic Surgical Instruments | Woodson Cement Curette
Philips Oral Healthcare, LLC | الولايات المتحدة الامريكية | United States | ME0000001337SFDAA00030 | Philips Sonicare 9000 DiamondClean | Powered Toothbrush | Powered Toothbrush | فيلبس فرشاة أسنان كهربائية بالاهتزازات الصوتية مع تطبيق
Philips Oral Healthcare, LLC | الولايات المتحدة الامريكية | United States | ME0000001340SFDAA00004 | Philips Sonicare Power Flosser Replacement Nozzles | Water Jet Flosser, Replacement Nozzle | Water Jet Flosser, Replacement Nozzle | فيلبس سونيكير فوهات اضافية لجهاز تنظيف ما بين الأسنان القوي
Stryker Instruments | الولايات المتحدة الامريكية | United States | ME0000003208SFDAA00402 | System 7 Sternum/Sabo® | System 7 Sternum/Sabo® | The Stryker Sterilization Case is designed to contain an insert tray and protect reusable medical devices during steam sterilization, storage and transportation. The Sterilization Case must be wrapped in a validated sterilization wrap prior to sterilization to maintain sterility. The Stryker Insert Tray is designed to provide a convenient holder for reusable medical devices during automated washing and steam sterilization. This Insert Tray may also be placed in a rigid container that does not require a validated wrap.
Cardinal Health 200, LLC | الولايات المتحدة الامريكية | United States | ME0000005965SFDAA00012 | Cardinal Health Liner Medi-Vac Flex Advantage | Suction Liner | Suction Liner
DYNA FLEX | الولايات المتحدة الامريكية | United States | ME0000001341SFDAA00011 | Bands | Bands | Orthodontic Bands
DJO, LLC | الولايات المتحدة الامريكية | United States | ME0000001442SFDAA00002 | Hydrocollator Heating Units | Hydrocollator Heating Units | hydrocollator unit is used for warming up hot packs and keeping them warm
Ad-Tech Medical Instrument Corporation | الولايات المتحدة الامريكية | United States | ME0000011875SFDAA00004 | Lead Wire Connection Crimper | Electrode Placement accessories | Instrument use with Sphenoidal Electrodes for EEG monitoring
Arthrex, Inc | الولايات المتحدة الامريكية | United States | ME0000001945SFDAA01082 | GraftPro™ Graft Preparation Instrument Case | GraftPro™ Graft Preparation Instrument Case | GraftPro™ Graft Preparation Instrument Case
Arthrex, Inc | الولايات المتحدة الامريكية | United States | ME0000001945SFDAA01075 | Anatomic Contour PCL Guide, Tibial, Left | Anatomic Contour PCL Guide, Tibial, Left | Anatomic Contour PCL Guide, Tibial, Left
Arthrex, Inc | الولايات المتحدة الامريكية | United States | ME0000001945SFDAA01071 | Graft Harvesting Retractor | Graft Harvesting Retractor | Graft Harvesting Retractor
Arthrex, Inc | الولايات المتحدة الامريكية | United States | ME0000001945SFDAA01070 | Bio-Transfix® Dilator | Bio-Transfix® Dilator | Bio-Transfix® Dilator
Arthrex, Inc | الولايات المتحدة الامريكية | United States | ME0000001945SFDAA01067 | Obturator, 3.5 mm | Obturator, 3.5 mm | Obturator, 3.5 mm
Arthrex, Inc | الولايات المتحدة الامريكية | United States | ME0000001945SFDAA01066 | Slap Hammer/Extractor | Slap Hammer/Extractor | Slap Hammer/Extractor
Arthrex, Inc | الولايات المتحدة الامريكية | United States | ME0000001945SFDAA01069 | Transfix® Screwdriver | Transfix® Screwdriver | Transfix® Screwdriver
Arthrex, Inc | الولايات المتحدة الامريكية | United States | ME0000001945SFDAA01074 | Marking Hook, Femoral ACL, Curved | Marking Hook, Femoral ACL, Curved | Marking Hook, Femoral ACL, Curved
Arthrex, Inc | الولايات المتحدة الامريكية | United States | ME0000001945SFDAA01076 | Anatomic Contour PCL Guide, Tibial, Right | Anatomic Contour PCL Guide, Tibial, Right | Anatomic Contour PCL Guide, Tibial, Right
Arthrex, Inc | الولايات المتحدة الامريكية | United States | ME0000001945SFDAA01081 | Arthroereisis Sizer, 7 mm | Arthroereisis Sizer, 7 mm | Arthroereisis Sizer, 7 mm
Sun Nuclear Corporation | الولايات المتحدة الامريكية | United States | ME0000008415SFDAA00021 | SNC Machine™ | SNC Machine™ | Software that automates the machine QA completely. files are captured, categorized, processed, analyzed, and saved to the database.
Ad-Tech Medical Instrument Corporation | الولايات المتحدة الامريكية | United States | ME0000011875SFDAA00005 | Placement Wrench for LSB Bolts | Electrode Placement accessories | Placement and Removable Wrenches
K2M, Inc. | الولايات المتحدة الامريكية | United States | ME0000002133SFDAA00191 | EVEREST® Spinal System | Ball Tip Feeler | Articulated and non-articulated extended-use surgical instruments, both cutting and non-cutting.
DTC Dental USA LTD | الولايات المتحدة الامريكية | United States | ME0000001251SFDAA00049 | 2nd molar bondable buccal tubes | orthodontic buccal tubes | orthodontic buccal tubes
Teleflex Medical | الولايات المتحدة الامريكية | United States | ME0000003656SFDAA00080 | Weck Horizon™ | Ligating Clips Appliers | Ligating Clips, Appliers and Removers
MEDSOURCE INTERNATIONAL LLC | الولايات المتحدة الامريكية | United States | ME0000001066SFDAA00068 | Wood Splint Set | Splint, Hand, And Components | Splint, Hand, And Components
Ki Mobility | الولايات المتحدة الامريكية | United States | ME0000019717SFDAA00001 | Catalyst | MANUAL WHEELCHAIR | MANUAL WHEELCHAIR
Viant Medical, LLC | الولايات المتحدة الامريكية | United States | ME0000018349SFDAA00005 | Reamer Handle | Orthopedic Surgical Instruments | Modular reamer shaft
DTC Dental USA LTD | الولايات المتحدة الامريكية | United States | ME0000001251SFDAA00046 | 1st molar rough bands preweld convertible roth tube | orthodontic buccal tubes | orthodontic buccal tubes
DTC Dental USA LTD | الولايات المتحدة الامريكية | United States | ME0000001251SFDAA00021 | Roth brackets | orthodontic brackets | orthodontic brackets
DTC Dental USA LTD | الولايات المتحدة الامريكية | United States | ME0000001251SFDAA00008 | Rectangle NITI arch wires | orthodontic wires | orthodontic wires
DTC Dental USA LTD | الولايات المتحدة الامريكية | United States | ME0000001251SFDAA00013 | Round NiTi Reverse curved arch wires | orthodontic wires | orthodontic wires
DTC Dental USA LTD | الولايات المتحدة الامريكية | United States | ME0000001251SFDAA00026 | Bright Series Mini MBT brackets | orthodontic brackets | orthodontic brackets
Teleflex Medical | الولايات المتحدة الامريكية | United States | ME0000003656SFDAA00073 | Weck Hem-o-Lok | Ligating Clip Applier | Weck Hem-o-lok Ligating Clip Appliers are designed for use as delivery devices for Hem-o-lok Ligating Clips
DTC Dental USA LTD | الولايات المتحدة الامريكية | United States | ME0000001251SFDAA00041 | Stops | Orthodontic wire | Orthodontic wire
DTC Dental USA LTD | الولايات المتحدة الامريكية | United States | ME0000001251SFDAA00014 | Rectangle NiTi Reverse curved arch wires | orthodontic wires | orthodontic wires
Teleflex Medical | الولايات المتحدة الامريكية | United States | ME0000003656SFDAA00075 | Weck Horizon™ | Endoscopic Clip Applier | Ligating Clips and Appliers
Richardson Products Incorporated | الولايات المتحدة الامريكية | United States | ME0000018403SFDAA00002 | Endura-Tape Adhesive Tapes | Tape and Bandage, Adhesive | Endura-Fix Tape
DTC Dental USA LTD | الولايات المتحدة الامريكية | United States | ME0000001251SFDAA00030 | NiTi Super elastic wires | Orthodontic wire | Orthodontic wire
Performance Health Supply, Inc | الولايات المتحدة الامريكية | United States | ME0000000475SFDAA00001 | FEEDER SEAT - LARGE | Tumble Forms 2 Seating | Feeder Seat to Help Disabled Children to seat and correct their position | جلاسة تساعد الاطفال المعاقين علي الجلوس وتصحيح الوضع
DTC Dental USA LTD | الولايات المتحدة الامريكية | United States | ME0000001251SFDAA00024 | 1st molar bondable MBT buccal tubes | Orthodontic buccal tube | Orthodontic buccal tube
Ki Mobility | الولايات المتحدة الامريكية | United States | ME0000019717SFDAA00004 | Rogue | MANUAL WHEELCHAIR | MANUAL WHEELCHAIR
DTC Dental USA LTD | الولايات المتحدة الامريكية | United States | ME0000001251SFDAA00015 | Kobayashi Wires | orthodontic wires | orthodontic wires
Ventlab LLC a Subsidiary of SunMed Holdings | الولايات المتحدة الامريكية | United States | ME0000013402SFDAA00004 | O2 Cannula | Cannula, Nasal , Oxygen | Oxygen Cannula
DTC Dental USA LTD | الولايات المتحدة الامريكية | United States | ME0000001251SFDAA00001 | Crimpable hooks | hooks | hooks
DTC Dental USA LTD | الولايات المتحدة الامريكية | United States | ME0000001251SFDAA00010 | Round NITI arch wires | orthodontic wires | orthodontic wires
Integra LifeSciences Production Corporation | الولايات المتحدة الامريكية | United States | ME0000015850SFDAA00105 | Tube Occluding Forceps | Tube Occluding Forceps | Surgical Forceps made of Stainless Steel or Titanium
Teleflex Medical | الولايات المتحدة الامريكية | United States | ME0000003656SFDAA00079 | Weck Horizon™ | Take-Apart Endoscopic Ligating Clip Applier | Endoscopic Ligating Clip Appliers
Ki Mobility | الولايات المتحدة الامريكية | United States | ME0000019717SFDAA00003 | Tsunami | MANUAL WHEELCHAIR | MANUAL WHEELCHAIR
Medivators Inc. | الولايات المتحدة الامريكية | United States | ME0000002927SFDAA00035 | Intercept Plus | Intercept Plus | A LOW FOAMING MEDICAL GRADE DETERGENT FOR CLEANING OF IMMERSIBLE MEDICAL INSTRUMENTS
Teleflex Medical | الولايات المتحدة الامريكية | United States | ME0000003656SFDAA00081 | Weck Sterilization Storage Tray | Instrument Tray | Applier Storage Tray
DTC Dental USA LTD | الولايات المتحدة الامريكية | United States | ME0000001251SFDAA00037 | Ligature Ring | Ligature Ring | Ligature Ring
DTC Dental USA LTD | الولايات المتحدة الامريكية | United States | ME0000001251SFDAA00043 | self-ligating standard MBT bracket | Orthodontic Brackets | Orthodontic Brackets
DTC Dental USA LTD | الولايات المتحدة الامريكية | United States | ME0000001251SFDAA00032 | Power Chains | orthodontic power chains | orthodontic power chains
Teleflex Medical | الولايات المتحدة الامريكية | United States | ME0000003656SFDAA00076 | Weck Hem-o-Lok® ML, L | Endoscopic Clip Remover | Endoscopic Clip Appliers and Removers
Teleflex Medical | الولايات المتحدة الامريكية | United States | ME0000003656SFDAA00077 | Weck Hem-o-Lok | Take-Apart Endoscopic Clip | Endoscopic Ligating Clip Appliers and Removers
Westmed Inc. | الولايات المتحدة الامريكية | United States | ME0000010794SFDAA00009 | Sensor Wrap ,5 strap w / hook tab | N/A | he Sensor Wrap™ soft straps are created from a knitted blend of nylon and lycra outer layer, with a patented foam inner layer. The Sensor Wrap™ is used to stabilize objects against the skin, protect from ambient lights, and protect the skin from adhesives or other scratchy objects. | يتم تصنيع شرائط Sensor Wrap ™ الناعمة من مزيج محبوك من النايلون والطبقة الخارجية ليكرا ، مع طبقة داخلية رغوية حاصلة على براءة اختراع. تُستخدم أداة Sensor Wrap ™ لتثبيت الأشياء على الجلد ، والحماية من الأضواء المحيطة ، وحماية البشرة من المواد اللاصقة أو غيرها من الأشياء الخدش
Viant Medical, LLC | الولايات المتحدة الامريكية | United States | ME0000018349SFDAA00009 | Adjustable Drill Guide | Orthopedic Surgical Instruments | ADJUSTABLE DRILL GUIDE
Viant Medical, LLC | الولايات المتحدة الامريكية | United States | ME0000018349SFDAA00008 | Torque Limiting Attachment | Orthopedic Surgical Instruments | TORQUE LIMITING ATTACHMENT
TRULIFE | الولايات المتحدة الامريكية | United States | ME0000000938SFDAA00029 | Clamp Adapter | Clamp Adapter | Trulife’s Aluminum Clamp Adapter is designed for use in endoskeletal construction of Trulife limb systems. It provides ±8° angular adjustment. The overall height is 48mm (1.88”). For proper assembly to a pylon there must be at least 31mm (1.22”) of available pylon length. We recommend Trulife’s 30mm diameter bonded pylons (AAA200 or AAA202) or Trulife’s Variable Height Adapter (AAA135) be used with this adapter.
Topical Pharmaceuticals, Inc. | الولايات المتحدة الامريكية | United States | ME0000004280SFDAA00001 | Zestra Glide | Water-based lubricant made with soothing Aloe Vera | Sensual Lubricant | مزلق حميمي
American Diagnostic Corporation | الولايات المتحدة الامريكية | United States | ME0000007609SFDAA00005 | Diagnostix 5110N Pocket Diagnostic Set | Ophthalmoscope, Otoscope | An Otoscope is a hand held device that provides illumination of the ear canal for observation by using an AC- or batterypowered light source and an optical magnifying system. By using the Otoscope during an examination it makes it easier to detect an ear infection, or if there is a build up of wax in the ear canal or a rupture or puncture of the eardrum.
PRYOR PRODUCTS | الولايات المتحدة الامريكية | United States | ME0000019523SFDAA00005 | Roll-Stand Trilogy | Roll-Stand Trilogy | Roll-Stand Trilogy
Mediflex, Div. of Flexbar Machine Corp. | الولايات المتحدة الامريكية | United States | ME0000019390SFDAA00002 | Nathanson Retractor | Nathanson Retractor | Surgical Retractor
DTC Dental USA LTD | الولايات المتحدة الامريكية | United States | ME0000001251SFDAA00009 | Rectangle S.S arch wires | orthodontic wires | orthodontic wires
Bioclear Matrix System by Dr. David Clark | الولايات المتحدة الامريكية | United States | ME0000019403SFDAA00001 | Bioclear Matrix (Complete Anterior Kit) | Bioclear Matrix (Complete Anterior Kit) | This convenience kit contains a variety of Bioclear Anterior Matrices, Diamond Wedges, and TruContacts that would be needed to treat canine to canine for composite restorations.
Ki Mobility | الولايات المتحدة الامريكية | United States | ME0000019717SFDAA00010 | Axiom | Wheelchair Backs | Wheelchair Backs
DTC Dental USA LTD | الولايات المتحدة الامريكية | United States | ME0000001251SFDAA00033 | Premolar(bicuspid) bands with MBT Brackets | orthodontic Brackets | orthodontic Brackets
DTC Dental USA LTD | الولايات المتحدة الامريكية | United States | ME0000001251SFDAA00029 | NiTi Closed springs | orthodontic wires | orthodontic wires
DTC Dental USA LTD | الولايات المتحدة الامريكية | United States | ME0000001251SFDAA00023 | separators | separators | separators
Ki Mobility | الولايات المتحدة الامريكية | United States | ME0000019717SFDAA00008 | Axiom | Wheelchair Cushion | Wheelchair Cushion
Integra LifeSciences Production Corporation | الولايات المتحدة الامريكية | United States | ME0000015850SFDAA00106 | Jarit Surgical Forceps | Surgical Forceps | Surgical Forceps made of stainless steel or titanium
Ki Mobility | الولايات المتحدة الامريكية | United States | ME0000019717SFDAA00002 | Ethos | MANUAL WHEELCHAIR | MANUAL WHEELCHAIR
Ki Mobility | الولايات المتحدة الامريكية | United States | ME0000019717SFDAA00007 | Liberty | MANUAL WHEELCHAIR | MANUAL WHEELCHAIR
Ki Mobility | الولايات المتحدة الامريكية | United States | ME0000019717SFDAA00009 | Axiom | Wheelchair Seating | Wheelchair Seating
Richardson Products Incorporated | الولايات المتحدة الامريكية | United States | ME0000018403SFDAA00003 | Lite Transfer Board | Aid, Transfer | It features a lacquer finished on natural plywood, and weighs 37 ounces. The latex free Transfer Board has a 250 lbs weight capacity.
WOLF X-RAY CORPORATION | الولايات المتحدة الامريكية | United States | ME0000009076SFDAA00005 | EV-58 Fresh Pak | Dental Radiographic Film | Dental Radiographic Film
American Orthodontics | الولايات المتحدة الامريكية | United States | ME0000014422SFDAA00002 | Wire | Metal Orthodontic Wire | Metal Orthodontic Wire for teeth alignment.
Richardson Products Incorporated | الولايات المتحدة الامريكية | United States | ME0000018403SFDAA00004 | Invisible Wheelchair Lap Tray | Accessory, Wheelchair | Sammons Preston Invisible Wheelchair Lap Tray
American Orthodontics | الولايات المتحدة الامريكية | United States | ME0000014422SFDAA00003 | Direct Bond Tubes | Metal Tubes | Metal Orthodontic Tubes
KATENA PRODUCTS, INC. | الولايات المتحدة الامريكية | United States | ME0000004799SFDAA00003 | CAPSULORRHEXIS FORCEPS | Ophthalmic Forceps | INAMURA CAPSULORRHEXIS FCPS
KATENA PRODUCTS, INC. | الولايات المتحدة الامريكية | United States | ME0000004799SFDAA00001 | LASIK FORCEPS | Ophthalmic Forceps | MENDEZ LASIK FORCEPS VAULTED
American Orthodontics | الولايات المتحدة الامريكية | United States | ME0000014422SFDAA00005 | Band | Metal Bands | Orthodontic Metal Bands
medicomp | الولايات المتحدة الامريكية | United States | ME0000000483SFDAA00003 | Medicomp connector | Meter Dose adaptor | Metered dose connector
Westmed Inc. | الولايات المتحدة الامريكية | United States | ME0000010794SFDAA00040 | Chin Strap | NA | The soft straps are created from a knitted blend of nylon and Lycra® with a patented foam inner layer.Use the Chin Strap to support the mouth in closed position.The Chin Strap can be applied over other CPAP supports or bonnets
Mettler Electronics Corp | الولايات المتحدة الامريكية | United States | ME0000001356SFDAA00001 | G5 Massage Units | Massage/Percussor machines | This General Physiotherapy G5® Massager/Percussor generates mechanical vibrations that are applied to the body, and in turn, are transmitted into the body. These wave vibrations are effective in massaging body tissue, as well as dislodging and mobilizing secretions and metabolic waste by-products. G5® Massager/Percussors provide two force components: One perpendicular to the body’s surface, to help loosen and liquify fluids, and the other parallel with the body’s surface, to help mobilize fluids in a selected direction. Effective respiratory care and physical therapy requires that percussion, vibration, and mobilization be accomplished.
Mettler Electronics Corp | الولايات المتحدة الامريكية | United States | ME0000001356SFDAA00001 | G5 Massage Units | Massage/Percussor machines | This General Physiotherapy G5® Massager/Percussor generates mechanical vibrations that are applied to the body, and in turn, are transmitted into the body. These wave vibrations are effective in massaging body tissue, as well as dislodging and mobilizing secretions and metabolic waste by-products. G5® Massager/Percussors provide two force components: One perpendicular to the body’s surface, to help loosen and liquify fluids, and the other parallel with the body’s surface, to help mobilize fluids in a selected direction. Effective respiratory care and physical therapy requires that percussion, vibration, and mobilization be accomplished.
Boston Scientific Corporation | الولايات المتحدة الامريكية | United States | ME0000000537SFDAA00559 | Blox™ | Blox™ | Endoscopic bite block
American Orthodontics | الولايات المتحدة الامريكية | United States | ME0000014422SFDAA00004 | WildLife Elastics | Elastics | Orthodontic Rubber Elastics
American Orthodontics | الولايات المتحدة الامريكية | United States | ME0000014422SFDAA00007 | Ligatures | Elastics | Orthodontic Ligatures.
American Orthodontics | الولايات المتحدة الامريكية | United States | ME0000014422SFDAA00008 | Chain | Elastics | Orthodontic Chain
Bioclear Matrix Systems by Dr. David Clark | الولايات المتحدة الامريكية | United States | ME0000019404SFDAA00001 | Biofit Full Posterior Matrix Kit | Biofit Full Posterior Matrix Kit | This convenience kit contains a variety of Bioclear Posterior Matrices, Diamond Wedges,TwinRings, and twinRing Forceps that would be needed complete composite restoration in the posterior.
American Orthodontics | الولايات المتحدة الامريكية | United States | ME0000014422SFDAA00001 | Master Series | Metal Bracket | Master Series Orthodontic Metal Bracket.
DeRoyal Industries, Inc. | الولايات المتحدة الامريكية | United States | ME0000001037SFDAA00135 | Knee Support | Joint, Knee, External Brace | Limb orthosis
American Orthodontics | الولايات المتحدة الامريكية | United States | ME0000014422SFDAA00006 | Cheek Retractor | Cheek Retractor | Orthodontic Cheek Retractor
Winco MFG., LLC | الولايات المتحدة الامريكية | United States | ME0000009964SFDAA00003 | 571 | Blood Drawing Chair | Blood Drawing Chair
Arthrex, Inc | الولايات المتحدة الامريكية | United States | ME0000001945SFDAA01119 | Suture Cutter, Ø 4.2 mm x 220 mm, Open Ended, left Notch | Suture Cutter, Ø 4.2 mm x 220 mm, Open Ended, left Notch | Suture Cutter, Ø 4.2 mm x 220 mm, Open Ended, left Notch
Arthrex, Inc | الولايات المتحدة الامريكية | United States | ME0000001945SFDAA01111 | Conical Obturator for 2.7 mm Scope Sheath | Conical Obturator for 2.7 mm Scope Sheath | Conical Obturator for 2.7 mm Scope Sheath
Arthrex, Inc | الولايات المتحدة الامريكية | United States | ME0000001945SFDAA01077 | Tibial ACL Marking Hook for Retro construction Drill Guide | Tibial ACL Marking Hook for Retro construction Drill Guide | Tibial ACL Marking Hook for Retro construction Drill Guide
Arthrex, Inc | الولايات المتحدة الامريكية | United States | ME0000001945SFDAA01114 | Conical Obturator for HF 4 mm Scope Sheath | Conical Obturator for HF 4 mm Scope Sheath | Conical Obturator for HF 4 mm Scope Sheath
Arthrex, Inc | الولايات المتحدة الامريكية | United States | ME0000001945SFDAA01096 | Semitendinosus Stripper, 7 mm | Semitendinosus Stripper, 7 mm | Semitendinosus Stripper, 7 mm
Arthrex, Inc | الولايات المتحدة الامريكية | United States | ME0000001945SFDAA01090 | Arthroereisis Sizer, 12mm | Arthroereisis Sizer, 12mm | Arthroereisis Sizer, 12mm
Arthrex, Inc | الولايات المتحدة الامريكية | United States | ME0000001945SFDAA01085 | Arthroereisis Sizer, 9 mm | Arthroereisis Sizer, 9 mm | Arthroereisis Sizer, 9 mm
Arthrex, Inc | الولايات المتحدة الامريكية | United States | ME0000001945SFDAA01105 | GraftPro™ Button Holder | GraftPro™ Button Holder | GraftPro™ Button Holder
Arthrex, Inc | الولايات المتحدة الامريكية | United States | ME0000001945SFDAA01100 | Graft Sizing Block, 4.5-12 mm Holes in 0.5 increments | Graft Sizing Block, 4.5-12 mm Holes in 0.5 increments | Graft Sizing Block, 4.5-12 mm Holes in 0.5 increments
Keystone Industries | الولايات المتحدة الامريكية | United States | ME0000005861SFDAA00004 | SOFT EVA | VACUUM FORMING MATERIALS | Soft EVA is great for the fabrication of customer fluoride trays, bleaching trays and model duplication. The material is soft, clear and easily forms. Also the material can be trimmed effortlessly
SKLAR Instruments | الولايات المتحدة الامريكية | United States | ME0000012153SFDAA00002 | SKLAR I D Roll Tape | SKLAR I D Roll Tape | A non-sterile, color-coded, band coated on one side with a pressure-sensitive adhesive intended to attach to a surgical instrument; it is typically wrapped around the handle or shaft to indicate instrument ownership (e.g., by doctor, hospital floor, department, or ward) and identifies the instrument prior to and during a surgical procedure. This marking will facilitate that the correct instruments are returned to the correct owner particularly after being sterilized in the hospital sterilization department or other facility. It is typically made of plastic material and is available in a sheet with different size strips of tape or in continuous roll (a spool). This is a single-use device
Ad-Tech Medical Instrument Corporation | الولايات المتحدة الامريكية | United States | ME0000011875SFDAA00007 | Slotted Cannula Sleeve Guide | Electrode Placement accessories | Accessorie to the Ad-Tech Slotted Cannulas
Arthrex, Inc | الولايات المتحدة الامريكية | United States | ME0000001945SFDAA01126 | Dilator Handle | Dilator Handle | Dilator Handle
Arthrex, Inc | الولايات المتحدة الامريكية | United States | ME0000001945SFDAA01122 | Gelpi Retractor | Gelpi Retractor | Gelpi Retractor
Arthrex, Inc | الولايات المتحدة الامريكية | United States | ME0000001945SFDAA01106 | GraftPro® Graft Prep Board | GraftPro® Graft Prep Board | GraftPro® Graft Prep Board
Arthrex, Inc | الولايات المتحدة الامريكية | United States | ME0000001945SFDAA01101 | Punch, 3.9 mm Knotless Corkscrew® | Punch, 3.9 mm Knotless Corkscrew® | Punch, 3.9 mm Knotless Corkscrew®
SKY DENT Corp For Dental Trading | الولايات المتحدة الامريكية | United States | ME0000005062SFDAA00011 | FINGERS SPREADERS | FINGERS SPREADERS | Root Canal Instruments for Professional Dental Treatment.
SKY DENT Corp For Dental Trading | الولايات المتحدة الامريكية | United States | ME0000005062SFDAA00011 | FINGERS SPREADERS | FINGERS SPREADERS | Root Canal Instruments for Professional Dental Treatment.
SKY DENT Corp For Dental Trading | الولايات المتحدة الامريكية | United States | ME0000005062SFDAA00015 | PASTE FILLER, GATES DRILLS, PEESO REMEAR | PASTE FILLER, GATES DRILLS, PEESO REMEAR | Root Canal Instruments for Professional Dental Treatment.
SKY DENT Corp For Dental Trading | الولايات المتحدة الامريكية | United States | ME0000005062SFDAA00015 | PASTE FILLER, GATES DRILLS, PEESO REMEAR | PASTE FILLER, GATES DRILLS, PEESO REMEAR | Root Canal Instruments for Professional Dental Treatment.
SKY DENT Corp For Dental Trading | الولايات المتحدة الامريكية | United States | ME0000005062SFDAA00015 | PASTE FILLER, GATES DRILLS, PEESO REMEAR | PASTE FILLER, GATES DRILLS, PEESO REMEAR | Root Canal Instruments for Professional Dental Treatment.
Arthrex, Inc | الولايات المتحدة الامريكية | United States | ME0000001945SFDAA01084 | Arthroereisis Sizer, 8mm | Arthroereisis Sizer, 8mm | Arthroereisis Sizer, 8mm
Arthrex, Inc | الولايات المتحدة الامريكية | United States | ME0000001945SFDAA01089 | Nitinol Guide Pin, 2.0 mm, with 25- & 30-mm depth markings | Nitinol Guide Pin, 2.0 mm, with 25- & 30-mm depth markings | Nitinol Guide Pin, 2.0 mm, with 25- & 30-mm depth markings
Arthrex, Inc | الولايات المتحدة الامريكية | United States | ME0000001945SFDAA01095 | PCL Popliteal Protector Cap | PCL Popliteal Protector Cap | PCL Popliteal Protector Cap
Arthrex, Inc | الولايات المتحدة الامريكية | United States | ME0000001945SFDAA01099 | Graft Harvesting Cutting Guide, 10.5 mm width | Graft Harvesting Cutting Guide, 10.5 mm width | Graft Harvesting Cutting Guide, 10.5 mm width
Arthrex, Inc | الولايات المتحدة الامريكية | United States | ME0000001945SFDAA01117 | Grasper, Straight Loose Body Tip, Ø 4.2 mm, 220.0 mm, Straight Shaft, With NR Handle | Grasper, Straight Loose Body Tip, Ø 4.2 mm, 220.0 mm, Straight Shaft, With NR Handle | Grasper, Straight Loose Body Tip, Ø 4.2 mm, 220.0 mm, Straight Shaft, With NR Handle
Arthrex, Inc | الولايات المتحدة الامريكية | United States | ME0000001945SFDAA01110 | Conical Obturator for 1.9 mm Scope Sheath | Conical Obturator for 1.9 mm Scope Sheath | Conical Obturator for 1.9 mm Scope Sheath
Arthrex, Inc | الولايات المتحدة الامريكية | United States | ME0000001945SFDAA01118 | Grasper, Hook Tip, Ø 4.2 mm, 220.0 mm, Straight Shaft, With NR Handle | Grasper, Hook Tip, Ø 4.2 mm, 220.0 mm, Straight Shaft, With NR Handle | Grasper, Hook Tip, Ø 4.2 mm, 220.0 mm, Straight Shaft, With NR Handle
Arthrex, Inc | الولايات المتحدة الامريكية | United States | ME0000001945SFDAA01104 | GraftPro™ Post | GraftPro™ Post | GraftPro™ Post
Arthrex, Inc | الولايات المتحدة الامريكية | United States | ME0000001945SFDAA01108 | GraftPro® GraftLink® Tensioner | GraftPro® GraftLink® Tensioner | GraftPro® GraftLink® Tensioner
WATER PIK INC. | الولايات المتحدة الامريكية | United States | ME0000001518SFDAA00002 | WATER PIK WATER FLOSSER | WATER FLOSSER | WATER FLOSSER for teeth and gum care | جهاز مائي لتنظيف الاسنان
Arthrex, Inc | الولايات المتحدة الامريكية | United States | ME0000001945SFDAA01078 | Drill Pin, ACL TightRope®, Closed Eyelet, 4 mm | Drill Pin, ACL TightRope®, Closed Eyelet, 4 mm | Drill Pin, ACL TightRope®, Closed Eyelet, 4 mm
Arthrex, Inc | الولايات المتحدة الامريكية | United States | ME0000001945SFDAA01120 | Kingfisher® 220 mm, with SR Handle | Kingfisher® 220 mm, with SR Handle | Kingfisher® 220 mm, with SR Handle
Arthrex, Inc | الولايات المتحدة الامريكية | United States | ME0000001945SFDAA01124 | Grasper, Straight Loose Body Tip, Ø4.2 mm, 220 mm Straight Shaft, NR Handle with FlushPort | Grasper, Straight Loose Body Tip, Ø4.2 mm, 220 mm Straight Shaft, NR Handle with FlushPort | Grasper, Straight Loose Body Tip, Ø4.2 mm, 220 mm Straight Shaft, NR Handle with FlushPort
Arthrex, Inc | الولايات المتحدة الامريكية | United States | ME0000001945SFDAA01129 | SwiveLock® Tenodesis Trial, 9 mm | SwiveLock® Tenodesis Trial, 9 mm | SwiveLock® Tenodesis Trial, 9 mm
Arthrex, Inc | الولايات المتحدة الامريكية | United States | ME0000001945SFDAA01065 | Staple Driver | Staple Driver | Staple Driver
Arthrex, Inc | الولايات المتحدة الامريكية | United States | ME0000001945SFDAA01068 | Pigtail Hamstring Tendon Stripper, open end, 5 mm | Pigtail Hamstring Tendon Stripper, open end, 5 mm | Pigtail Hamstring Tendon Stripper, open end, 5 mm
Arthrex, Inc | الولايات المتحدة الامريكية | United States | ME0000001945SFDAA01073 | Femoral PCL, Hook Arm | Femoral PCL, Hook Arm | Femoral PCL, Hook Arm
DJO, LLC | الولايات المتحدة الامريكية | United States | ME0000022451SFDAA00035 | IROM Elbow | Elbow Orthosis | Elbow Orthosis
Medline Industries, LP | الولايات المتحدة الامريكية | United States | ME0000000513SFDAA00230 | HeelMedix Heel Protector | HeelMedix Heel Protector | HeelMedix Heel Protector
Arthrex, Inc | الولايات المتحدة الامريكية | United States | ME0000001945SFDAA01130 | SwiveLock® Tenodesis Trial, 8 mm | SwiveLock® Tenodesis Trial, 8 mm | SwiveLock® Tenodesis Trial, 8 mm
Arthrex, Inc | الولايات المتحدة الامريكية | United States | ME0000001945SFDAA01125 | GRS Handle, Blade Trade/Brand Name: GRS Handle, Blade | GRS Handle, Blade Trade/Brand Name: GRS Handle, Blade | GRS Handle, Blade Trade/Brand Name: GRS Handle, Blade
Arthrex, Inc | الولايات المتحدة الامريكية | United States | ME0000001945SFDAA01121 | Fukuda Style Retractor, Small | Fukuda Style Retractor, Small | Fukuda Style Retractor, Small
Denovo Dental Inc. | الولايات المتحدة الامريكية | United States | ME0000020681SFDAA00001 | Stainless Steel Crown | Crown | Stainless Steel Crown
Ventlab LLC a Subsidiary of SunMed Holdings | الولايات المتحدة الامريكية | United States | ME0000013402SFDAA00005 | Oxygen Mask ; Ventlab oxygen mask | Mask, Oxygen | Oxygen Mask.
Denovo Dental Inc | الولايات المتحدة الامريكية | United States | ME0000020682SFDAA00001 | Space Maintainer Band | Band | Space Maintainer Band
Richardson Products Incorporated | الولايات المتحدة الامريكية | United States | ME0000018403SFDAA00006 | Upper Extremity Exerciser, Clinic Model | Component, Exercise | Upper Extremity Exerciser, Clinic Model for shoulder, elbow, upper arm motion and strength.
Ventlab LLC a Subsidiary of SunMed Holdings | الولايات المتحدة الامريكية | United States | ME0000013402SFDAA00006 | Breath Tech Mask, Soft-Aire Mask; Vent Mask; Vent Mask ll | Mask, Gas, Anesthetic | Anesthesia mask
Ki Mobility | الولايات المتحدة الامريكية | United States | ME0000019717SFDAA00006 | Little Wave | MANUAL WHEELCHAIR | MANUAL WHEELCHAIR
Ki Mobility | الولايات المتحدة الامريكية | United States | ME0000019717SFDAA00005 | Focus | MANUAL WHEELCHAIR | MANUAL WHEELCHAIR
Barrier Technologies, LLC | الولايات المتحدة الامريكية | United States | ME0000007057SFDAA00001 | X-RAY APRONS | X-RAY APRONS | radiation protection apron in a variety of standard sizes and custom sizes
American Orthodontics | الولايات المتحدة الامريكية | United States | ME0000014422SFDAA00010 | Iconix | Metal Bracket | Orthodontic Metal Bracket.
American Orthodontics | الولايات المتحدة الامريكية | United States | ME0000014422SFDAA00009 | Empower 2 | Metal Bracket | Orthodontic Metal Bracket.
SUNMED LLC | الولايات المتحدة الامريكية | United States | ME0000006850SFDAA00025 | FORCEPS | FORCEPS | The intended use of Forceps is grasping tissue or objects as needed in medical procedures
Boston Scientific Corporation | الولايات المتحدة الامريكية | United States | ME0000000537SFDAA00562 | HEDGEHOG™ | HEDGEHOG™ | endoscope cleaning brush
DTC Dental USA LTD | الولايات المتحدة الامريكية | United States | ME0000001251SFDAA00044 | 1st molar bondable Roth buccal tubes | orthodontic buccal tubes | orthodontic buccal tubes
Kaye Products Inc | الولايات المتحدة الامريكية | United States | ME0000008543SFDAA00007 | Kaye Posture Control Walker | Kaye Posture Control Walker | Walker
Kaye Products Inc | الولايات المتحدة الامريكية | United States | ME0000008543SFDAA00004 | Kaye Walker Wagon | Kaye Walker Wagon | Walker
Kaye Products Inc | الولايات المتحدة الامريكية | United States | ME0000008543SFDAA00005 | Kaye Forward Walker | Kaye Forward Walker | Walker
WOLF X-RAY CORPORATION | الولايات المتحدة الامريكية | United States | ME0000011068SFDAA00051 | X-Ray Mounts | Grip Right Plastic | Grip Right Plastic
Ormco Corporation | الولايات المتحدة الامريكية | United States | ME0000021227SFDAA00001 | Lingual Cleat | Stainless-Steel Accessories | Orthodontic Stainless-Steel Accessories
Winco MFG., LLC | الولايات المتحدة الامريكية | United States | ME0000009964SFDAA00002 | TRANSMOTION | STRETCHER CHAIR | General purpose stretcher chair used for patient transport, treatment, surgery, and recovery.
Coltene / Whaledent inc | الولايات المتحدة الامريكية | United States | ME0000012192SFDAA00025 | ParaPost XP | Drill | Drill
Sunoptic Technologies, LLC | الولايات المتحدة الامريكية | United States | ME0000015099SFDAA00003 | LED 9000 Headlight Assembly | Sunoptic led machined HL | LED Headlight System
BTE Technologies, Inc. | الولايات المتحدة الامريكية | United States | ME0000021334SFDAA00001 | SIMULATOR II | SIMULATOR II | Functional Rehab System
Performance Health Supply, Inc | الولايات المتحدة الامريكية | United States | ME0000013873SFDAA00001 | Rolyan Aquaform Ankle Splint | Rolyan Aquaform Ankle Splint | Ankle Splint
American Orthodontics | الولايات المتحدة الامريكية | United States | ME0000014422SFDAA00011 | Power Scope 2 | Orthodontic | Orthodontic Metal Retainer
Performance Health Supply, Inc | الولايات المتحدة الامريكية | United States | ME0000013873SFDAA00009 | Rolyan Polyform | Rolyan Polyform | Orthosis
Performance Health Supply, Inc | الولايات المتحدة الامريكية | United States | ME0000013873SFDAA00007 | Rolyan Orthoplast II | Rolyan Orthoplast II | Orthosis
Performance Health Supply, Inc | الولايات المتحدة الامريكية | United States | ME0000013873SFDAA00004 | Rolyan Aquaplast Original Resilient | Rolyan Aquaplast Original Resilient | Orthosis
Performance Health Supply, Inc | الولايات المتحدة الامريكية | United States | ME0000013873SFDAA00008 | Rolyan Ezeform | Rolyan Ezeform | Orthosis
Performance Health Supply, Inc | الولايات المتحدة الامريكية | United States | ME0000013873SFDAA00010 | Rolyan Pre-Formed Posterior Elbow Splint-Traditional Version | Rolyan Pre-Formed Posterior Elbow Splint-Traditional Version | Splint
Performance Health Supply, Inc | الولايات المتحدة الامريكية | United States | ME0000013873SFDAA00005 | Rolyan Aquaplast-T | Rolyan Aquaplast-T | Orthosis
Performance Health Supply, Inc | الولايات المتحدة الامريكية | United States | ME0000013873SFDAA00006 | Rolyan® Aquaplast® Ultra Thin Edging Material | Rolyan® Aquaplast® Ultra Thin Edging Material | Orthosis
Performance Health Supply, Inc | الولايات المتحدة الامريكية | United States | ME0000013873SFDAA00003 | Rolyan Aquaplast ProDrape-T | Rolyan Aquaplast ProDrape-T | Orthosis
Performance Health Supply, Inc | الولايات المتحدة الامريكية | United States | ME0000013873SFDAA00002 | Wrist & Thumb Spica Splint | Wrist & Thumb Spica Splint | Splint
Performance Health Supply, Inc | الولايات المتحدة الامريكية | United States | ME0000013873SFDAA00011 | Rolyan Hand-Based Thumb Spica Splint | Rolyan Hand-Based Thumb Spica Splint | Orthosis
BONE FOAM INC. | الولايات المتحدة الامريكية | United States | ME0000020498SFDAA00001 | BONE FOAM | BONE FOAM | reusable non-sterile patient positioning devices
Ventlab LLC a Subsidiary of SunMed Holdings | الولايات المتحدة الامريكية | United States | ME0000013402SFDAA00007 | Breath Tech HME - Medline HME - Ventlab HME | Condenser, Heat and Moisture (Artificial Nose) | Heat and moisture exchangers
Arthrex, Inc | الولايات المتحدة الامريكية | United States | ME0000001945SFDAA01094 | Semitendinosus Stripper, 5 mm | Semitendinosus Stripper, 5 mm | Semitendinosus Stripper, 5 mm
SKY DENT Corp For Dental Trading | الولايات المتحدة الامريكية | United States | ME0000005062SFDAA00013 | HEDSTROM / K-FILE | HEDSTROM / K-FILE | Root Canal Instruments for Professional Dental Treatment.
Arthrex, Inc | الولايات المتحدة الامريكية | United States | ME0000001945SFDAA01098 | Graft Harvesting Cutting Guide, 9.5 mm width | Graft Harvesting Cutting Guide, 9.5 mm width | Graft Harvesting Cutting Guide, 9.5 mm width
Arthrex, Inc | الولايات المتحدة الامريكية | United States | ME0000001945SFDAA01102 | TransFix® II Implant Impactor on Handle | TransFix® II Implant Impactor on Handle | TransFix® II Implant Impactor on Handle
SKY DENT Corp For Dental Trading | الولايات المتحدة الامريكية | United States | ME0000005062SFDAA00014 | NERVE BROCHE | NERVE BROCHE | Root Canal Instruments for Professional Dental Treatment.
SKY DENT Corp For Dental Trading | الولايات المتحدة الامريكية | United States | ME0000005062SFDAA00014 | NERVE BROCHE | NERVE BROCHE | Root Canal Instruments for Professional Dental Treatment.
SKY DENT Corp For Dental Trading | الولايات المتحدة الامريكية | United States | ME0000005062SFDAA00014 | NERVE BROCHE | NERVE BROCHE | Root Canal Instruments for Professional Dental Treatment.
Arthrex, Inc | الولايات المتحدة الامريكية | United States | ME0000001945SFDAA01109 | GraftPro™ Soft Tissue Clamp | GraftPro™ Soft Tissue Clamp | GraftPro™ Soft Tissue Clamp
Arthrex, Inc | الولايات المتحدة الامريكية | United States | ME0000001945SFDAA01116 | Punch, for 2.6 FiberTak® and DR Suture Anchors. | Punch, for 2.6 FiberTak® and DR Suture Anchors. | Punch, for 2.6 FiberTak® and DR Suture Anchors.
Arthrex, Inc | الولايات المتحدة الامريكية | United States | ME0000001945SFDAA01107 | GraftPro™ GraftLink® Attachment | GraftPro™ GraftLink® Attachment | GraftPro™ GraftLink® Attachment
DeRoyal Industries, Inc. | الولايات المتحدة الامريكية | United States | ME0000005496SFDAA00002 | O.R. Table Strap | Restraint, Protective | Restraint, Protective
Pac-Dent, Inc | الولايات المتحدة الامريكية | United States | ME0000022178SFDAA00002 | Carbide Burs | Dental Bur | DENTAL CARBIDE BUR
Mediflex, Div. of Flexbar Machine Corp. | الولايات المتحدة الامريكية | United States | ME0000019420SFDAA00015 | Bookler Endo FlexArm Plus Sys | Retractor System | Retractor System
Mediflex, Div. of Flexbar Machine Corp. | الولايات المتحدة الامريكية | United States | ME0000019420SFDAA00009 | Univ. Single FlexArm Plus System | FlexArm Plus | surgical holding arm for stabilization
Mediflex, Div. of Flexbar Machine Corp. | الولايات المتحدة الامريكية | United States | ME0000019420SFDAA00018 | Quick-Grip Scope Holding Attachment | Scope Holder | Scope Holder
Mediflex, Div. of Flexbar Machine Corp. | الولايات المتحدة الامريكية | United States | ME0000019420SFDAA00017 | DynaTrac Retractor Frame | Retractor Frame | Retractor Frame
Mediflex, Div. of Flexbar Machine Corp. | الولايات المتحدة الامريكية | United States | ME0000019420SFDAA00021 | Suture Passer Guide | Suture Guide | Suture Guide
Mediflex, Div. of Flexbar Machine Corp. | الولايات المتحدة الامريكية | United States | ME0000019420SFDAA00019 | Endo Instrument Holder | arms, Holders, and Postioners | arms, Holders, and Postioners
Mediflex, Div. of Flexbar Machine Corp. | الولايات المتحدة الامريكية | United States | ME0000019420SFDAA00020 | Lapro-Flex Triangular Retractor | Lapro-Flex | surgical retactor
Mediflex, Div. of Flexbar Machine Corp. | الولايات المتحدة الامريكية | United States | ME0000019420SFDAA00016 | Delrin Instrument clamp | Holding and Positioning Arms | ADJUSTABLE HOLDING TIPS
S.S. White Burs Inc. | الولايات المتحدة الامريكية | United States | ME0000008271SFDAA00004 | EXACT | Endodontic files | Endodontic Files are used with conventional and well-known techniques included in the daily basis of the dental general practices.
Westmed Inc. | الولايات المتحدة الامريكية | United States | ME0000010794SFDAA00047 | Dry Bubble Humidifiers low flow , high flow | NA | Dry Bubble Humidifiers provides effective and consistent results for your oxygen therapy patients across the entire clinical flowrate range
Cardinal Health 200, LLC | الولايات المتحدة الامريكية | United States | ME0000004570SFDAA00056 | Cardinal Health™ Infant Heel™Warmer Instant Squeeze Activation | Cardinal Health™ Infant Heel Warmer with Tape, Squeeze | Infant Heel with Tape Squeeze to activate heel warmer, soft consistent, latex-free, Single-use.
Venoscope, LLC | الولايات المتحدة الامريكية | United States | ME0000021790SFDAA00001 | venoscope | Transilluminator, Battery powered | Vein finder
Mediflex, Div. of Flexbar Machine Corp. | الولايات المتحدة الامريكية | United States | ME0000019420SFDAA00029 | StrongArm, Twin Arm | Arms, Holders, and Postioners | Arms, Holders, and Postioners
Mediflex, Div. of Flexbar Machine Corp. | الولايات المتحدة الامريكية | United States | ME0000019420SFDAA00025 | Stainless Steel Instrument Clamp | Holding and Positioning Anns | Holding and Positioning Anns
Mediflex, Div. of Flexbar Machine Corp. | الولايات المتحدة الامريكية | United States | ME0000019420SFDAA00024 | O.R Rail Clamp | Holding and Positioning Arms | Holding and Positioning Arms
Mediflex, Div. of Flexbar Machine Corp. | الولايات المتحدة الامريكية | United States | ME0000019420SFDAA00028 | Long Reach Monolithic FlexArm Plus | Arms, Holders, and Postioners | Arms, Holders, and Postioners
Mediflex, Div. of Flexbar Machine Corp. | الولايات المتحدة الامريكية | United States | ME0000019420SFDAA00023 | Long Reach Mount Post | Long Reach Mount Post | Holding and Positioning Arms
Mediflex, Div. of Flexbar Machine Corp. | الولايات المتحدة الامريكية | United States | ME0000019420SFDAA00026 | Stainless Steel Univ. Attachment w/Hex Fitting | Holding and Positioning Arms | Holding and Positioning Arms
Mediflex, Div. of Flexbar Machine Corp. | الولايات المتحدة الامريكية | United States | ME0000019420SFDAA00022 | Swivel Ball Post Positioner | Swivel Ball Post Positioner | Holding and Positioning Anns
Mediflex, Div. of Flexbar Machine Corp. | الولايات المتحدة الامريكية | United States | ME0000019420SFDAA00027 | Twin FlexArm Plus Laparoscopic System | Arms, Holders, and Postioners | Arms, Holders, and Postioners
RUMEX INTERNATIONAL CORPORATION | الولايات المتحدة الامريكية | United States | ME0000010199SFDAA00006 | Aspirators | Ophthalmic Handles | Reusable Backflush Handle, Titanium
Rumex International co. | الولايات المتحدة الامريكية | United States | ME0000011509SFDAA00046 | Scissors | Scissors | Scissors Ophthalmic
Integra LifeSciences Production Corporation | الولايات المتحدة الامريكية | United States | ME0000015850SFDAA00118 | Integra | Tray | Instrumental Trays are made from stainless steel
Integra LifeSciences Production Corporation | الولايات المتحدة الامريكية | United States | ME0000015850SFDAA00116 | Integra | Hook | Hooks are made from stainless steel.
Cardinal Health 200, LLC | الولايات المتحدة الامريكية | United States | ME0000004570SFDAA00057 | Cardinal Health™ Infant Transport Mattress Instant | Infant Transport Mattress Instant | Porta-Warm natural nesting consistent infant mattress, single-use device.
Burton Medical LLC | الولايات المتحدة الامريكية | United States | ME0000022513SFDAA00001 | NOVA Exam LED | NOVA Exam LED | The LED light source produces a cool light that enhances physician/patient comfort while delivering a uniform beam pattern and higher illumination levels.
Integra LifeSciences Production Corporation | الولايات المتحدة الامريكية | United States | ME0000015850SFDAA00119 | Integra | CHISEL | Chisel is made from Stainless Steel.
Integra LifeSciences Production Corporation | الولايات المتحدة الامريكية | United States | ME0000015850SFDAA00123 | INTEGRA | OSTEOTOME | osteotome are made from stainless steel.
Integra LifeSciences Production Corporation | الولايات المتحدة الامريكية | United States | ME0000015850SFDAA00120 | Integra | SUCTION TUBE | Suction tubes are made from stainless steel
Integra LifeSciences Production Corporation | الولايات المتحدة الامريكية | United States | ME0000015850SFDAA00124 | INTEGRA | MIRROR | mirrors are made from stainless steel
Integra LifeSciences Production Corporation | الولايات المتحدة الامريكية | United States | ME0000015850SFDAA00122 | Integra | ELEVATOR | Elevators are made for stainless steel
Integra LifeSciences Production Corporation | الولايات المتحدة الامريكية | United States | ME0000015850SFDAA00125 | INTEGRA | CURETTE | CURETTES ARE MADE FROM STAINLESS STEEL
Integra LifeSciences Production Corporation | الولايات المتحدة الامريكية | United States | ME0000015850SFDAA00121 | Integra | Forceps | Forceps are made from Stainless steel or Titanium
Integra LifeSciences Production Corporation | الولايات المتحدة الامريكية | United States | ME0000015850SFDAA00132 | Integra | RETRACTOR | Retractors are made from stainless steel.
Integra LifeSciences Production Corporation | الولايات المتحدة الامريكية | United States | ME0000015850SFDAA00129 | Integra | SPECULUM | Speculums are made from stainless steel
Integra LifeSciences Production Corporation | الولايات المتحدة الامريكية | United States | ME0000015850SFDAA00137 | INTEGRA | CUP FORCEPS | CUP FORCEPS ARE MADE FROM STAINLESS STEEL.
Med-Tec Inc. bda CIVCO Medical Solutions and CIVCO Radiotherapy | الولايات المتحدة الامريكية | United States | ME0000002101SFDAA00010 | Eye Shield - Medium | Eye Shield - Medium | Radiological Eye Shield
Integra LifeSciences Production Corporation | الولايات المتحدة الامريكية | United States | ME0000015850SFDAA00127 | Integra | Scissors | Scissors are made from stainless steel or titanium
Integra LifeSciences Production Corporation | الولايات المتحدة الامريكية | United States | ME0000015850SFDAA00136 | Integra | NEEDLE-HOLDER | NEEDLE-HOLDERS ARE MADE FROM STAINLESS STEEL
Integra LifeSciences Production Corporation | الولايات المتحدة الامريكية | United States | ME0000015850SFDAA00135 | Integra | RASP | RASP ARE MADE FROM STAINLESS STEEL
Burton Medical LLC | الولايات المتحدة الامريكية | United States | ME0000022513SFDAA00002 | Outpatient LED | Outpatient LED | Outpatient LED is the perfect low maintenance, top-performing light for examination applications in the hospital, physician’s office and veterinary field.
Dictum Health, Inc. | الولايات المتحدة الامريكية | United States | ME0000008718SFDAA00002 | eVER-HOME TABLET | Tablet To collect Vital signs | Tablet to collect Vital signed by connecting with other devices or entered manually | جهاز لوحي لادارة وحفظ المؤشرات الحيوية
Med-Tec Inc. bda CIVCO Medical Solutions and CIVCO Radiotherapy | الولايات المتحدة الامريكية | United States | ME0000002101SFDAA00009 | CT Simulation Laser QA Device | CT Simulation Laser QA Device | Radiologic quality assurance instrument
Medivators Inc. | الولايات المتحدة الامريكية | United States | ME0000002928SFDAA00004 | Bite Block | Bite Block | The bite blocks are used during an upper GI endoscopic examinations.
3D Imaging and Simulation Corp.Americas | الولايات المتحدة الامريكية | United States | ME0000021496SFDAA00002 | Heron IOS Intraoral Optical Scanner | Intraoral Optical Scanner | Heron IOS is an Intraoral Color Impression Scanner.
Integra LifeSciences Production Corporation | الولايات المتحدة الامريكية | United States | ME0000015850SFDAA00139 | INTEGRA | PICK | Picks are made from Stainless Steel
Dale Medical Products, Inc. | الولايات المتحدة الامريكية | United States | ME0000007375SFDAA00001 | Nasal Dressing Holder | Fixation device for nasal bandages | Replaces adhesive tape for nasal bandages consists of a clear plastic dressing holder section, and is secured by ear loops
S.S. White Burs Inc. | الولايات المتحدة الامريكية | United States | ME0000008270SFDAA00003 | DC | Endodontic files | Endodontic Files are used with conventional and well-known techniques included in the daily basis of the dental general practices.
Doran Scales Inc. | الولايات المتحدة الامريكية | United States | ME0000020393SFDAA00001 | DORAN SCALE | DORAN SCALE | Diaper or Specimen Scale
AUG Medical LLC | الولايات المتحدة الامريكية | United States | ME0000013217SFDAA00015 | Exlite | Laryngoscope Blades | Laryngoscope, Rigid
Integra LifeSciences Production Corporation | الولايات المتحدة الامريكية | United States | ME0000015850SFDAA00140 | Integra Jarit | RONGEUR | Rongeurs are made from stainless steel.
AUG Medical LLC | الولايات المتحدة الامريكية | United States | ME0000013217SFDAA00014 | MAXLITE | Laryngoscope Blades | Laryngoscope, Rigid
Mediflex, Div. of Flexbar Machine Corp. | الولايات المتحدة الامريكية | United States | ME0000019420SFDAA00030 | Rail Clamp Converter | Rail Clamp Converter | Rail Clamp Converter
TZ Medical, Inc. | الولايات المتحدة الامريكية | United States | ME0000006593SFDAA00002 | WRIST STRAPS KIT | WRIST STRAPS KIT | Arm Board
UMF MEDICAL | الولايات المتحدة الامريكية | United States | ME0000005208SFDAA00023 | Fusion One Power Exam Table | Examination Table | Examination Table
MEDSOURCE INTERNATIONAL LLC | الولايات المتحدة الامريكية | United States | ME0000001066SFDAA00093 | IV Poles | INFUSION STAND | INFUSION STAND
Arthrex, Inc | الولايات المتحدة الامريكية | United States | ME0000001945SFDAA01123 | Patella Tendon Retractor | Patella Tendon Retractor | Patella Tendon Retractor
Arthrex, Inc | الولايات المتحدة الامريكية | United States | ME0000001945SFDAA01127 | SwiveLock® Tenodesis Trial, 7 mm | SwiveLock® Tenodesis Trial, 7 mm | SwiveLock® Tenodesis Trial, 7 mm
Aspen Medical Products LLC | الولايات المتحدة الامريكية | United States | ME0000012680SFDAA00001 | Vista Collar | Cervical Collar | restricts cervical spine flexion device
Mizuho Orthopedic Systems, Inc | الولايات المتحدة الامريكية | United States | ME0000009400SFDAA00005 | TRIOS/STS HIP PAD TEMPUR COMFORT | Tempur-Pedic Comfort Hip Pad | Tempur-Pedic Comfort Hip Pad
SYMMETRY MEDICAL MANUFACTURING INC. | الولايات المتحدة الامريكية | United States | ME0000000100SFDAA00007 | Golf Club Retractor | Retractor | Golf Club Retractor
Integra LifeSciences Production Corporation | الولايات المتحدة الامريكية | United States | ME0000015850SFDAA00144 | Integra® Jarit® | Scissors | Scissors are made up of stainless steel.
Integra LifeSciences Production Corporation | الولايات المتحدة الامريكية | United States | ME0000015850SFDAA00148 | Integra® Jarit® | HOOK | Hooks are made up of stainless steel.
Integra LifeSciences Production Corporation | الولايات المتحدة الامريكية | United States | ME0000015850SFDAA00147 | Integra® Jarit® | NEEDLE HOLDER | Needle holders are made up of stainless steel.
Integra LifeSciences Production Corporation | الولايات المتحدة الامريكية | United States | ME0000015850SFDAA00145 | Integra® Jarit® | CHISEL | Chisel are made up of stainless steel.
Integra LifeSciences Production Corporation | الولايات المتحدة الامريكية | United States | ME0000015850SFDAA00150 | Integra® Jarit® | RASP | Rasps are made up of stainless steel.
Integra LifeSciences Production Corporation | الولايات المتحدة الامريكية | United States | ME0000015850SFDAA00155 | Integra® Jarit® | OSTEOTOME | Osteotome is made up of stainless steel.
Integra LifeSciences Production Corporation | الولايات المتحدة الامريكية | United States | ME0000015850SFDAA00154 | Integra® Jarit® | BASIN | Basin is made up of stainless steel.
Integra LifeSciences Production Corporation | الولايات المتحدة الامريكية | United States | ME0000015850SFDAA00156 | Integra® Jarit® | Retractor | Retractor is made up of stainless steel.
Integra LifeSciences Production Corporation | الولايات المتحدة الامريكية | United States | ME0000015850SFDAA00153 | Integra® Jarit® | Mallet | Mallet is made up of stainless steel.
BIOMET, INC. | الولايات المتحدة الامريكية | United States | ME0000000102SFDAA00015 | COMPREHENSIVE INSTRUMENTATION RATCHET HANDLE | Comprehensive Segmental Revision System | COMPREHENSIVE INSTRUMENTATION RATCHET HANDLE
Integra LifeSciences Production Corporation | الولايات المتحدة الامريكية | United States | ME0000015850SFDAA00158 | Integra® Jarit® | KNIFE | KNIFE is made up of stainless steel.
Burton Medical LLC | الولايات المتحدة الامريكية | United States | ME0000022513SFDAA00003 | AIM LED | ALED | Illumination
3Gen, inc | الولايات المتحدة الامريكية | United States | ME0000011174SFDAA00002 | DermLite DL200 Hybrid | dermatoscope | is a smartphone-compatible pocket dermatoscope with 10x magnification designed to examine skin lesions with polarized or non-polarized illumination, with or without skin contact
UMF MEDICAL | الولايات المتحدة الامريكية | United States | ME0000005208SFDAA00024 | Power Procedure/Exam Tables | Examination Table | Examination Table
UMF MEDICAL | الولايات المتحدة الامريكية | United States | ME0000005208SFDAA00025 | Pediatric Table | Examination Table | Examination Table
Integra LifeSciences Production Corporation | الولايات المتحدة الامريكية | United States | ME0000015850SFDAA00146 | Integra® Jarit® | SUCTION TUBE | Suction tube are made up of stainless steel.
Integra LifeSciences Production Corporation | الولايات المتحدة الامريكية | United States | ME0000015850SFDAA00151 | Integra® Jarit® | ELEVATOR | Elevator is made up of stainless steel.
Integra LifeSciences Production Corporation | الولايات المتحدة الامريكية | United States | ME0000015850SFDAA00157 | Integra® Jarit® | HANDLE | HANDLE is made up of stainless steel.
Mediflex, Div. of Flexbar Machine Corp. | الولايات المتحدة الامريكية | United States | ME0000019420SFDAA00037 | StrongArm Single Arm Front-Mount | StrongArm Single Arm Front-Mount | Holding and Positioning Arms
Mediflex, Div. of Flexbar Machine Corp. | الولايات المتحدة الامريكية | United States | ME0000019420SFDAA00042 | StrongArm Top-Mount Nathanson Retraction Sys | StrongArm Top-Mount Nathanson Retraction Sys | Holding and Positioning Arms
Mediflex, Div. of Flexbar Machine Corp. | الولايات المتحدة الامريكية | United States | ME0000019420SFDAA00036 | StrongArm Top-Mount Single Arm | StrongArm Top-Mount Single Arm | Holding and Positioning Anns
Boston Scientific - Marlborough | الولايات المتحدة الامريكية | United States | ME0000015075SFDAA00001 | Koala™ | ACCESSORIES, CLEANING BRUSHES, FOR ENDOSCOPE | Medical Device Cleaning Sponge
Mediflex, Div. of Flexbar Machine Corp. | الولايات المتحدة الامريكية | United States | ME0000019420SFDAA00039 | StrongArm Nathanson Retract Sys | StrongArm Nathanson Retract Sys | Holding and Positioning Arms
Mediflex, Div. of Flexbar Machine Corp. | الولايات المتحدة الامريكية | United States | ME0000019420SFDAA00041 | StrongArm Nathanson Retraction Sys | StrongArm Nathanson Retraction Sys | Holding and Positioning Arms
Mediflex, Div. of Flexbar Machine Corp. | الولايات المتحدة الامريكية | United States | ME0000019420SFDAA00032 | Mediflex Tray for Arms | Mediflex Tray for Arms | Sterilization Tray
Mediflex, Div. of Flexbar Machine Corp. | الولايات المتحدة الامريكية | United States | ME0000019420SFDAA00035 | StrongArm | StrongArm | Holding and Positioning Arms
Mediflex, Div. of Flexbar Machine Corp. | الولايات المتحدة الامريكية | United States | ME0000019420SFDAA00040 | StrongArm Top-Mount Nathanson Sys | StrongArm Top-Mount Nathanson Sys | Holding and Positioning Arms
Mediflex, Div. of Flexbar Machine Corp. | الولايات المتحدة الامريكية | United States | ME0000019420SFDAA00044 | Lapro-Flex Finger Style Retractor | Lapro-Flex Finger Style Retractor | surgical retractor
Mediflex, Div. of Flexbar Machine Corp. | الولايات المتحدة الامريكية | United States | ME0000019420SFDAA00043 | Nathanson Long Reach Monolithic FlexArm Plus Sys | Nathanson Long Reach Monolithic FlexArm Plus Sys | Holding and Positioning Arms
Mediflex, Div. of Flexbar Machine Corp. | الولايات المتحدة الامريكية | United States | ME0000019420SFDAA00038 | StrongArm, Cvd Post Sys | StrongArm, Cvd Post Sys | Holding and Positioning Arms
Mediflex, Div. of Flexbar Machine Corp. | الولايات المتحدة الامريكية | United States | ME0000019420SFDAA00031 | Sterilization Container for Mini-Bookler Systems | Sterilization Container for Mini-Bookler Systems | Surgical Sterilization Container
Amfit, Inc. | الولايات المتحدة الامريكية | United States | ME0000001312SFDAA00001 | AMFIT INSOLE BLANKS | AMFIT INSOLE BLANKS | Shoe Insoles
Foreseeson Custom Displays, Inc | الولايات المتحدة الامريكية | United States | ME0000005636SFDAA00003 | 4k UHD Wireless Kit | 4k UHD Wireless Kit | Wireless Imaging System
Rumex International co. | الولايات المتحدة الامريكية | United States | ME0000011509SFDAA00048 | Dissectors | Dissectors | Surgical Instrument
Ultradent products Inc | الولايات المتحدة الامريكية | United States | ME0000015243SFDAA00012 | Ultradent Slide packer | Ultradent Slide packer | These thin, non-serrated slide packers are designed to place and compress Ultrapak™ knitted cord using a sliding action as the clinician circles the prep. Thin head sinks into retraction cord Smooth, circular shape slides around the preparation without needing to be lifted from the cord 45° angle minimizes the need to flip the instrument end to end
Ortho Technology, Inc | الولايات المتحدة الامريكية | United States | ME0000009463SFDAA00148 | Bionic | Orthodontic stainless steel brackets | Orthodontic stainless steel brackets
Ultradent products Inc | الولايات المتحدة الامريكية | United States | ME0000015243SFDAA00011 | OraSeal™ Caulking & Putty | OraSeal™ Caulking & Putty | Product Descirption OraSeal Caulking and OraSeal Putty are specially designed, cellulose-based caulking and block-out materials that are syringe delivered. OraSeal Caulking will adhere to a wet rubber dam, gingival and mucosal tissues, and teeth. It will adhere under water and saliva. OraSeal Putty is a heavier-bodied material with the same adhesive qualities as OraSeal rubber dam caulking
BIOMET, INC. | الولايات المتحدة الامريكية | United States | ME0000001395SFDAA00003 | COMPREHENSIVE® VERSA-DIAL(TM) HEAD INSTRUMENT CASE | Comprehensive Anatomic Shoulder | Comprehensive Primary Versa-Dial Humeral Head Instrument Case
Midmark Corporation | الولايات المتحدة الامريكية | United States | ME0000015352SFDAA00001 | 224 | Bariatric Power Treatment Table | Bariatric Power Treatment Table
Ultradent products Inc | الولايات المتحدة الامريكية | United States | ME0000015243SFDAA00007 | OpalDam™ Green | OpalDam™ Green | OpalDam Green are unique, light-reflective, passively adhesive (sealing) light cured resins. Their methacrylate base is designed with adequate strength to maintain a barrier, yet removes easily from embrasures and undercuts. The contrasting green color of OpalDam Green shows its location on the gingiva and teeth for more effective coverage.
Ultradent products Inc | الولايات المتحدة الامريكية | United States | ME0000015243SFDAA00008 | PropGard | PropGard | Mouth Prop and Tongue Guard
Ultradent products Inc | الولايات المتحدة الامريكية | United States | ME0000015243SFDAA00005 | Fischer's Ultrapak™ Packer | Fischer's Ultrapak™ Packer | These specially designed packers ease the packing of Ultrapak™ knitted cord. Their thin edges and fine serrations sink into the cord, preventing it from slipping off and reducing the risk of cutting the gingival attachment. 45° to handle: Our most popular packers, with heads at 45° to the handle and three packing sides. Circular packing of the prep can be completed without the need to flip the instrument end to end. Use the small packer on lower anteriors and upper lateral incisors. 90° and parallel to handle: Same size and three-sided heads as the 45º to handle packer, except one of the heads is in line with the shank and the other is at a right angle to the shank.
Ortho Technology, Inc | الولايات المتحدة الامريكية | United States | ME0000009463SFDAA00152 | Sensation M | Orthodontic stainless steel brackets | Orthodontic stainless steel brackets
Ortho Technology, Inc | الولايات المتحدة الامريكية | United States | ME0000009463SFDAA00151 | Pinnacle | Orthodontic stainless steel brackets | Orthodontic stainless steel brackets
DJO, LLC | الولايات المتحدة الامريكية | United States | ME0000002507SFDAA00104 | Procare Surround™ Patella Strap | Surround™ Patella Strap | Patella Strap
Ultradent products Inc | الولايات المتحدة الامريكية | United States | ME0000015243SFDAA00006 | DermaDam rubber dam | DermaDam rubber dam | Ultra-pure latex dental dam
Integra LifeSciences Production Corporation | الولايات المتحدة الامريكية | United States | ME0000001791SFDAA00014 | Integra® Jarit® | CONTAINER | CONTAINER is made up of a stainless steel.
Ultradent products Inc | الولايات المتحدة الامريكية | United States | ME0000015243SFDAA00016 | The UniCore Post and Drill System | The UniCore Post and Drill System | The UniCore Post and Drill System consist of a radiopaque, fiber post for restoring endodontically treated teeth and a durable drill for removal of existing obturators or posts and post preparation. The pre-stressed quartz fibers, encased in a bondable resin matrix, create a monoblock" restoration once the core material is placed.
Ortho Technology, Inc | الولايات المتحدة الامريكية | United States | ME0000009463SFDAA00153 | Votion | Orthodontic stainless steel brackets | Orthodontic stainless steel brackets
Ortho Technology, Inc | الولايات المتحدة الامريكية | United States | ME0000009463SFDAA00149 | Lotus Plus DS | Orthodontic stainless steel brackets | Orthodontic stainless steel brackets
Ultradent products Inc | الولايات المتحدة الامريكية | United States | ME0000015243SFDAA00014 | Kleerview | Kleerview | kleerView cheek and lip retractors are perfect for in-office tooth whitening, bonding, composite, and clinical photography.
Graphic Controls Ltd. DBA Vermed | الولايات المتحدة الامريكية | United States | ME0000002181SFDAA00004 | SilveRest | Resting ECG tab electrodes | Resting ECG tab electrodes
Graphic Controls Ltd. DBA Vermed | الولايات المتحدة الامريكية | United States | ME0000002181SFDAA00004 | SilveRest | Resting ECG tab electrodes | Resting ECG tab electrodes
Ortho Technology, Inc | الولايات المتحدة الامريكية | United States | ME0000009463SFDAA00150 | Marquis | Orthodontic stainless steel brackets | Orthodontic stainless steel brackets
Ortho Technology, Inc | الولايات المتحدة الامريكية | United States | ME0000009463SFDAA00154 | Marquis TruGold | Orthodontic stainless steel brackets | Orthodontic stainless steel brackets
Ultradent products Inc | الولايات المتحدة الامريكية | United States | ME0000015243SFDAA00018 | Omni-Matrix | Omni-Matrix | The Omni Matrix System (Disposable Retainer and Matrix) is a medical device designed to confine restorative product within the tooth preparation.
Ultradent products Inc | الولايات المتحدة الامريكية | United States | ME0000015243SFDAA00009 | Ultra Pro Tx Prophy Taste | Ultra Pro Tx Prophy Taste | Ultrapro Tx flavored prophy pastes are enamel-polishing agents with 1.23% fluoride ion and 5% potassium nitrate added. The flavored pastes are available in 3 grits and 4 flavors. Ultrapro Tx PURE is an enamel-polishing agent with no oils, fluoride, or dyes. PURE is flavor free and comes in medium grit. All pastes are packaged in 2 gram unit-dose cups.
Ultradent products Inc | الولايات المتحدة الامريكية | United States | ME0000015243SFDAA00024 | UniCore Post and Drill System | UniCore Post and Drill System | The UniCore Post and Drill System consist of a radiopaque, fiber post for restoring endodontically treated teeth and a durable drill for removal of existing obturators or posts and post preparation. The pre-stressed quartz fibers, encased in a bondable resin matrix, create a monoblock" restoration once the core material is placed.
Ultradent products Inc | الولايات المتحدة الامريكية | United States | ME0000015243SFDAA00023 | UniCore Post and Drill System | UniCore Post and Drill System | The UniCore Post and Drill System consist of a radiopaque, fiber post for restoring endodontically treated teeth and a durable drill for removal of existing obturators or posts and post preparation. The pre-stressed quartz fibers, encased in a bondable resin matrix, create a monoblock" restoration once the core material is placed
Ultradent products Inc | الولايات المتحدة الامريكية | United States | ME0000015243SFDAA00022 | UniCore Drill System | UniCore Post and Drill System | The UniCore Post and Drill System consist of a radiopaque, fiber post for restoring endodontically treated teeth and a durable drill for removal of existing obturators or posts and post preparation. The pre-stressed quartz fibers, encased in a bondable resin matrix, create a monoblock" restoration once the core material is placed
Ultradent products Inc | الولايات المتحدة الامريكية | United States | ME0000015243SFDAA00021 | UniCore Post and Drill System | UniCore Post and Drill System | The UniCore Post and Drill System consist of a radiopaque, fiber post for restoring endodontically treated teeth and a durable drill for removal of existing obturators or posts and post preparation. The pre-stressed quartz fibers, encased in a bondable resin matrix, create a monoblock" restoration once the core material is placed
M. J. MARKELL SHOE CO., INC | الولايات المتحدة الامريكية | United States | ME0000002008SFDAA00002 | TARSO MEDIUS | ORTHOSIS CORRECTIVE SHOES | are designed to be used to help maintain correction in babies with Clubfoot and Metatarsus Adductus
Ultradent products Inc | الولايات المتحدة الامريكية | United States | ME0000015243SFDAA00030 | LC Block-Out Resin | LC Block-Out Resin | Ultradent LC Block-Out Resin is a viscous light-cured, methacrylate-based, blue pigmented utility resin which is syringe delivered for precise delivery. For all products described, carefully read and understand all instructions and SDS information prior to use.
TPC Advanced Technology Inc. | الولايات المتحدة الامريكية | United States | ME0000001793SFDAA00018 | TPC | TPC Mobile Cart | TPC Mobile Cart
Integra LifeSciences Production Corporation | الولايات المتحدة الامريكية | United States | ME0000001791SFDAA00017 | Integra® Jarit® | PROBE | PROBE is made up of stainless steel.
OCULAR INSTRUMENTS, INC. | الولايات المتحدة الامريكية | United States | ME0000001247SFDAA00002 | Laser Lenses | Laser Lenses | Ophthalmic Lens
Ultradent products Inc | الولايات المتحدة الامريكية | United States | ME0000015243SFDAA00028 | Micro 20 gauge Tips | Micro 20 gauge Tips | Tips are used as single use devices which minimize the risk if hygiene safety and composed of material(s) that has been utilized in the manufacturing industry for many years. They enable material to be delivered into deep occlusal groves without air bubbles or waste.
Integra LifeSciences Production Corporation | الولايات المتحدة الامريكية | United States | ME0000001791SFDAA00015 | Integra® Jarit® | SPECULUM | Speculum is made up of stainless steel.
Integra LifeSciences Production Corporation | الولايات المتحدة الامريكية | United States | ME0000001791SFDAA00018 | Integra® Jarit® | TRAY | Tray is made up ud stainless steel.
OCULAR INSTRUMENTS, INC. | الولايات المتحدة الامريكية | United States | ME0000001296SFDAA00002 | Surgical Lenses | Surgical Lenses | Ophthalmic Lens
DJO, LLC | الولايات المتحدة الامريكية | United States | ME0000022451SFDAA00007 | STEAM PACK | STEAM PACK | Steam Pack
Ultradent products Inc | الولايات المتحدة الامريكية | United States | ME0000015243SFDAA00013 | Ultrapak™ Knitted Cord | Ultrapak™ Knitted Cord | Ultrapak cord is made of 100% cotton, knitted into thousands of tiny loops to form long, interlocking chains. This unique knitted design exerts a gentle, continuous outward force following placement, as the knitted loops seek to open. Optimal tissue displacement occurs in 3–8 minutes.
Ultradent products Inc | الولايات المتحدة الامريكية | United States | ME0000015243SFDAA00031 | Endo-Eze™ Irrigator Tip | Endo-Eze™ Irrigator Tip | Tips are used as single use devices which minimize the risk if hygiene safety and composed of material(s) that has been utilized in the manufacturing industry for many years. They enable material to be delivered into deep occlusal groves without air bubbles or waste.
Rumex International co. | الولايات المتحدة الامريكية | United States | ME0000011509SFDAA00047 | INJECTORS | INJECTORS | Reusable surgical Injectors
Ultradent products Inc | الولايات المتحدة الامريكية | United States | ME0000015243SFDAA00020 | UniCore Post and Drill System | UniCore Post and Drill System | The UniCore Post and Drill System consist of a radiopaque, fiber post for restoring endodontically treated teeth and a durable drill for removal of existing obturators or posts and post preparation. The pre-stressed quartz fibers, encased in a bondable resin matrix, create a monoblock" restoration once the core material is placed.
Ultradent products Inc | الولايات المتحدة الامريكية | United States | ME0000015243SFDAA00029 | Jiffy | Jiffy | The Jiffy branded products include grinders, polishers burs, used on composite, porcelain lithium disilicate, and zirconia restorative materials.
Mediflex, Div. of Flexbar Machine Corp. | الولايات المتحدة الامريكية | United States | ME0000019420SFDAA00047 | Flex-Light Fiber Optic Light Pipe | Flex-Light Fiber Optic Light Pipe | Fiber Optic Light
Ultradent products Inc | الولايات المتحدة الامريكية | United States | ME0000015243SFDAA00032 | Blue Mini™ Dento-Infusor™ Tip | Blue Mini™ Dento-Infusor™ Tip | Tips are used as single use devices which minimize the risk if hygiene safety and composed of material(s) that has been utilized in the manufacturing industry for many years. They enable material to be delivered into deep occlusal groves without air bubbles or waste.
DJO, LLC | الولايات المتحدة الامريكية | United States | ME0000022451SFDAA00019 | X-ROM POST-OP KNEE BRACE | X-ROM POST-OP KNEE BRACE | Knee Brace
Mediflex, Div. of Flexbar Machine Corp. | الولايات المتحدة الامريكية | United States | ME0000019420SFDAA00046 | Flex-Light Fiber Optic Light Clip | Flex-Light Fiber Optic Light Clip | Fiber optic light
Ortho Technology, Inc | الولايات المتحدة الامريكية | United States | ME0000009463SFDAA00159 | Lingual Button DB Curved | Lingual Button DB Curved | Single use bondable device.
Ortho Technology, Inc | الولايات المتحدة الامريكية | United States | ME0000009463SFDAA00155 | Bondable Retainer | Bondable Retainer | Single use bondable device.
Ultradent products Inc | الولايات المتحدة الامريكية | United States | ME0000015243SFDAA00033 | NaviTip® Tips | NaviTip® Tips | Tips are used as single use devices which minimize the risk if hygiene safety and composed of material(s) that has been utilized in the manufacturing industry for many years. They enable material to be delivered into deep occlusal groves without air bubbles or waste.
Mediflex, Div. of Flexbar Machine Corp. | الولايات المتحدة الامريكية | United States | ME0000019420SFDAA00050 | StrongArm Combo System | StrongArm Combo System | SURGICAL ARMS TO HOLD AND POSITION
Ortho Technology, Inc | الولايات المتحدة الامريكية | United States | ME0000009463SFDAA00160 | Tongue Tamers® 10 per pk | Tongue Tamers® 10 per pk | Single use bondable device.
Ortho Technology, Inc | الولايات المتحدة الامريكية | United States | ME0000009463SFDAA00156 | Bondable Retainer Kit | Bondable Retainer Kit | Single use bondable device.
Mediflex, Div. of Flexbar Machine Corp. | الولايات المتحدة الامريكية | United States | ME0000019420SFDAA00049 | Replacement Handle Seals for Mediflex Containers | Replacement Handle Seals for Mediflex Containers | Sterilization container filter
Mediflex, Div. of Flexbar Machine Corp. | الولايات المتحدة الامريكية | United States | ME0000019420SFDAA00048 | Replacement Filters for Mediflex Containers | Replacement Filters for Mediflex Containers | Sterilization container
Mediflex, Div. of Flexbar Machine Corp. | الولايات المتحدة الامريكية | United States | ME0000019420SFDAA00051 | Univ.Twin FlexArm Plus System | Univ.Twin FlexArm Plus System | surgical arms to hold and position
Ortho Technology, Inc | الولايات المتحدة الامريكية | United States | ME0000009463SFDAA00158 | Eruption Appl | Eruption Appl | Single use bondable device.
Mediflex, Div. of Flexbar Machine Corp. | الولايات المتحدة الامريكية | United States | ME0000019420SFDAA00045 | Flex-Light Fiber Optic Light Kit | Flex-Light Fiber Optic Light Kit | Fiber optic light
NuSmile, LTD | الولايات المتحدة الامريكية | United States | ME0000020447SFDAA00007 | NuSmile ® ZR Zirconia Crowns | Zirconia Crowns | Zirconia Crowns
Mediflex, Div. of Flexbar Machine Corp. | الولايات المتحدة الامريكية | United States | ME0000019420SFDAA00052 | Univ. FlexArm Plus only | Univ. FlexArm Plus only | surgical arms to hold and position
Ultradent products Inc | الولايات المتحدة الامريكية | United States | ME0000015243SFDAA00035 | Opalustre™ | Opalustre™ | Enamel Micro-Abrasion Slurry Opalustre is a chemical and mechanical abrasion slurry containing 6.6% hydrochloric acid and silicon carbide micro particles that can be rinsed off with water. For all products described, carefully read and understand all instructions and SDS information prior to use
Mediflex, Div. of Flexbar Machine Corp. | الولايات المتحدة الامريكية | United States | ME0000019420SFDAA00054 | StrongArm Single Arm | StrongArm Single Arm | SURGICAL ARMS TO HOLD AND POSITION
Ultradent products Inc | الولايات المتحدة الامريكية | United States | ME0000015243SFDAA00038 | Jiffy Natural | Jiffy Natural | The Jiffy branded products include grinders, polishers burs, used on composite, porcelain lithium disilicate, and zirconia restorative materials.
Ortho Technology, Inc | الولايات المتحدة الامريكية | United States | ME0000009463SFDAA00157 | Direct Bond Eyelet | Direct Bond Eyelet | Single use bondable device.
Ortho Technology, Inc | الولايات المتحدة الامريكية | United States | ME0000009463SFDAA00165 | Bracket Height Gauge | Bracket Height Gauge | Ensures correct height placement of brackets from incisal edge.
Ortho Technology, Inc | الولايات المتحدة الامريكية | United States | ME0000009463SFDAA00173 | Sensation M SLB Opening Instrument Rev-0 | Sensation M SLB Opening Instrument Rev-0 | Self-ligating orthodontic bracket unlocking tool
Ortho Technology, Inc | الولايات المتحدة الامريكية | United States | ME0000009463SFDAA00169 | Lotus Plus® DS SLB Turn Key Instrument | Lotus Plus® DS SLB Turn Key Instrument | Self-ligating orthodontic bracket opening instrument
NuSmile, LTD | الولايات المتحدة الامريكية | United States | ME0000020447SFDAA00006 | NuSmile Signature Crowns | Crowns | Veneered Steel Crowns
Ortho Technology, Inc | الولايات المتحدة الامريكية | United States | ME0000009463SFDAA00163 | Bite Stick | Bite Stick | Seating preformed orthodontic bands.
Ortho Technology, Inc | الولايات المتحدة الامريكية | United States | ME0000009463SFDAA00177 | TruFlex Nickel Titanium Archwire | TruFlex Nickel Titanium Archwire | Archwire for Orthodontic treatment
Ortho Technology, Inc | الولايات المتحدة الامريكية | United States | ME0000009463SFDAA00167 | Explorer REV-1 | Explorer REV-1 | Double ended orthodontic instrument.
Ortho Technology, Inc | الولايات المتحدة الامريكية | United States | ME0000009463SFDAA00171 | Mershon Band Pusher | Mershon Band Pusher | Seating preformed orthodontic bands.
Ortho Technology, Inc | الولايات المتحدة الامريكية | United States | ME0000009463SFDAA00166 | Elastic Directors Multicolored 100 per pack | Elastic Directors Multicolored 100 per pack | Elastic director.
Ortho Technology, Inc | الولايات المتحدة الامريكية | United States | ME0000009463SFDAA00176 | TruForce Stainless Steel Archwire | TruForce Stainless Steel Archwire | Arch wire for use in orthodontic treatment
Ortho Technology, Inc | الولايات المتحدة الامريكية | United States | ME0000009463SFDAA00162 | Perforated Strips | Perforated Strips | Individual single use dental strips
Ortho Technology, Inc | الولايات المتحدة الامريكية | United States | ME0000009463SFDAA00170 | Lotus SLB Explorer | Lotus SLB Explorer | Self-ligating orthodontic bracket opening instrument
Ortho Technology, Inc | الولايات المتحدة الامريكية | United States | ME0000009463SFDAA00161 | Mini Stripper | Mini Stripper | Individual single use dental strips
Ortho Technology, Inc | الولايات المتحدة الامريكية | United States | ME0000009463SFDAA00168 | Ligature Director | Ligature Director | Orthodontic hand instrument
Ortho Technology, Inc | الولايات المتحدة الامريكية | United States | ME0000009463SFDAA00164 | Boone Gauge | Boone Gauge | Ensures correct height placement of brackets from incisal edge.
Ultradent products Inc | الولايات المتحدة الامريكية | United States | ME0000015243SFDAA00036 | Blue Micro Tips | Blue Micro Tips | Tips are used as single use devices which minimize the risk if hygiene safety and composed of material(s) that has been utilized in the manufacturing industry for many years. They enable material to be delivered into deep occlusal groves without air bubbles or waste.
NuSmile, LTD | الولايات المتحدة الامريكية | United States | ME0000020447SFDAA00008 | NuSmile Pre-Contoured Stainless-Steel Crowns | Steel Crowns | Steel Crowns
Ortho Technology, Inc | الولايات المتحدة الامريكية | United States | ME0000009463SFDAA00172 | Mini Stripper Handle | Mini Stripper Handle | Orthodontic instrument used to hold abrasive strips
Ultradent products Inc | الولايات المتحدة الامريكية | United States | ME0000015243SFDAA00040 | Black Mini Tips | Black Mini Tips | Tips are used as single use devices which minimize the risk if hygiene safety and composed of material(s) that has been utilized in the manufacturing industry for many years. They enable material to be delivered into deep occlusal groves without air bubbles or waste.
Integra LifeSciences Production Corporation | الولايات المتحدة الامريكية | United States | ME0000001791SFDAA00019 | Integra® | MUSTARD TABLE ADAPTER | MUSTARD TABLE ADAPTER is made up of stainless steel.
Ortho Technology, Inc | الولايات المتحدة الامريكية | United States | ME0000009463SFDAA00175 | Photographic Metal Mirror | Photographic Metal Mirror | Intraoral stainless steel photographic mirror.
DJO Global | الولايات المتحدة الامريكية | United States | ME0000007515SFDAA00019 | COLPAC HALF PACKED SINGLE | COLPAC | blue vinyl filled with gel put it inside refrigerator or chilling unit before using it to be cool
Ortho Technology, Inc | الولايات المتحدة الامريكية | United States | ME0000009463SFDAA00182 | Galaxy Debonding Bur | Galaxy Debonding Bur | Reduction or contouring of enamel to increase interproximal space.
Ortho Technology, Inc | الولايات المتحدة الامريكية | United States | ME0000009463SFDAA00174 | Photo Mirror Occlusal Adult Extra Long | Photo Mirror Occlusal Adult Extra Long | Intraoral rhodium coated photographic mirror.
Ortho Technology, Inc | الولايات المتحدة الامريكية | United States | ME0000009463SFDAA00184 | Galaxy Interproximal Diamond Bur Fine Grit Mosquito | Galaxy Interproximal Diamond Bur Fine Grit Mosquito | Reduction or contouring of enamel to increase interproximal space.
Ortho Technology, Inc | الولايات المتحدة الامريكية | United States | ME0000009463SFDAA00179 | Galaxy Debonding Burs Intro Kit 8 burs/bur block | Galaxy Debonding Burs Intro Kit 8 burs/bur block | Reduction or contouring of enamel to increase interproximal space.
Ortho Technology, Inc | الولايات المتحدة الامريكية | United States | ME0000009463SFDAA00178 | Disc Guard with Adapter | Disc Guard with Adapter | Reduction or contouring of enamel to increase interproximal space
Ortho Technology, Inc | الولايات المتحدة الامريكية | United States | ME0000009463SFDAA00183 | Galaxy High Speed Burs Intro Kit 14 burs/bur block | Galaxy High Speed Burs Intro Kit 14 burs/bur block | Reduction or contouring of enamel to increase interproximal space.
Ortho Technology, Inc | الولايات المتحدة الامريكية | United States | ME0000009463SFDAA00188 | Photo Lip Retractor-RetractEEZ | Photo Lip Retractor-RetractEEZ | Reusable lip retractor.
DJO, LLC | الولايات المتحدة الامريكية | United States | ME0000022451SFDAA00039 | Hand Sleeve | Sleeve | Hand Sleeve
Ad-Tech Medical Instrument Corporation | الولايات المتحدة الامريكية | United States | ME0000011875SFDAA00006 | Ruler/Scale | Electrode Placement accessories | Accessory for Ad-tech's Depth Electrode
Ortho Technology, Inc | الولايات المتحدة الامريكية | United States | ME0000009463SFDAA00195 | Retractor Intraoral Autoclavable up to 270° | Retractor Intraoral Autoclavable up to 270° | Reusable cheek retractor.
Ortho Technology, Inc | الولايات المتحدة الامريكية | United States | ME0000009463SFDAA00187 | Lip Ring Retractor 2/PK Cold Sterilizable | Lip Ring Retractor 2/PK Cold Sterilizable | Reusable lip retractor.
Ortho Technology, Inc | الولايات المتحدة الامريكية | United States | ME0000009463SFDAA00191 | Retractor Extraoral | Retractor Extraoral | Reusable cheek retractor.
Ortho Technology, Inc | الولايات المتحدة الامريكية | United States | ME0000009463SFDAA00192 | Retractor Extraoral Autoclavable up to 270° | Retractor Extraoral Autoclavable up to 270° | Reusable cheek retractor.
Ortho Technology, Inc | الولايات المتحدة الامريكية | United States | ME0000009463SFDAA00186 | Cheek Retractor High Heat REV-1 | Cheek Retractor High Heat | Reusable lip retractor.
Ortho Technology, Inc | الولايات المتحدة الامريكية | United States | ME0000009463SFDAA00196 | Retractor Intraoral HH Heat Sterilizable up to 370° | Retractor Intraoral HH Heat Sterilizable up to 370° | Reusable cheek retractor.
Ortho Technology, Inc | الولايات المتحدة الامريكية | United States | ME0000009463SFDAA00185 | Galaxy Terminator - Metal Cutter Bur | Galaxy Terminator - Metal Cutter Bur | Reduction or contouring of enamel to increase interproximal space.
Ortho Technology, Inc | الولايات المتحدة الامريكية | United States | ME0000009463SFDAA00181 | Galaxy Finishing Diamond Bur | Galaxy Finishing Diamond Bur | Reduction or contouring of enamel to increase interproximal space.
Ultradent products Inc | الولايات المتحدة الامريكية | United States | ME0000015243SFDAA00042 | umbrella | umbrella | Tongue, Lip and cheek retractor
The Hygenic Corp. | الولايات المتحدة الامريكية | United States | ME0000013908SFDAA00001 | Cramer 750 Athletic Trainer’s Tape | Cramer 750 Athletic Trainer’s Tape | Athletic Trainer’s Tape
Ortho Technology, Inc | الولايات المتحدة الامريكية | United States | ME0000009463SFDAA00190 | Mirahold Cheek Retractor | Mirahold Cheek Retractor | Reusable lip retractor.
Ortho Technology, Inc | الولايات المتحدة الامريكية | United States | ME0000009463SFDAA00194 | Retractor Intraoral | Retractor Intraoral | Single use cheek retractor
Ortho Technology, Inc | الولايات المتحدة الامريكية | United States | ME0000009463SFDAA00189 | Photo Retractor Double Ended Autoclavable | Photo Retractor Double Ended Autoclavable | Reusable lip retractor.
Ortho Technology, Inc | الولايات المتحدة الامريكية | United States | ME0000009463SFDAA00193 | Retractor Extraoral HH Heat Sterilizable up to 370° | Retractor Extraoral HH Heat Sterilizable up to 370° | Reusable cheek retractor.
Integra LifeSciences Production Corporation | الولايات المتحدة الامريكية | United States | ME0000001791SFDAA00023 | INTEGRA® JARIT® | MOUTH GAG | Mouth gag is made up of stainless steel.
Integra LifeSciences Production Corporation | الولايات المتحدة الامريكية | United States | ME0000001791SFDAA00024 | INTEGRA® JARIT® | CONTAINER | Containers are made up of a stainless steel.
Integra LifeSciences Production Corporation | الولايات المتحدة الامريكية | United States | ME0000001791SFDAA00020 | INTEGRA® JARIT® | CURETTE | Curette is made up of stainless steel.
Integra LifeSciences Production Corporation | الولايات المتحدة الامريكية | United States | ME0000001791SFDAA00025 | INTEGRA® JARIT® | FORCEPS | FORCEPS are made up of stainless steel.
Integra LifeSciences Production Corporation | الولايات المتحدة الامريكية | United States | ME0000001791SFDAA00022 | INTEGRA® JARIT® | PUNCH | Punch is made up of stainless steel.
AUG Medical LLC | الولايات المتحدة الامريكية | United States | ME0000013217SFDAA00016 | Litteray | Laryngoscope Handle | Laparoscopy, Rigid Handles
Alimed, Inc. | الولايات المتحدة الامريكية | United States | ME0000002848SFDAA00001 | Freedom Basic Foot Orthosis (BFO) | Freedom Basic Foot Orthosis (BFO) | Foot Orthosis
The Hygenic Corp. | الولايات المتحدة الامريكية | United States | ME0000013908SFDAA00004 | Cramer Pro-lastic Tear Stretch Tape | Cramer Pro-lastic Tear Stretch Tape | Stretch Tape
The Hygenic Corp. | الولايات المتحدة الامريكية | United States | ME0000013908SFDAA00003 | Cramer Eco-Flex Stretch Tape | Cramer Eco-Flex Stretch Tape | Stretch Tape
Integra LifeSciences Production Corporation | الولايات المتحدة الامريكية | United States | ME0000001791SFDAA00026 | INTEGRA® JARIT® | DILATOR | DILATOR is made up of stainless steel.
DeRoyal Industries, Inc. | الولايات المتحدة الامريكية | United States | ME0000001037SFDAA00141 | Aluminium Cane Simple Cane | Cane | Weight Support while walking
DeRoyal Industries, Inc. | الولايات المتحدة الامريكية | United States | ME0000001037SFDAA00142 | Crutches Latex Safe | Crutch | weight support while walking
Biomet Microfixation | الولايات المتحدة الامريكية | United States | ME0000008655SFDAA00180 | TraumaOne System Container | Container | A device for storing a surgical instruments.
Biomet Microfixation | الولايات المتحدة الامريكية | United States | ME0000008655SFDAA00181 | TraumaOne System Tray | Tray | A device for transporting surgical instruments
G & H Wire Company | الولايات المتحدة الامريكية | United States | ME0000003229SFDAA00002 | Orthodontic Tubes | Orthodontic Tubes | Dental Orthodontic Tubes
TRULIFE | الولايات المتحدة الامريكية | United States | ME0000000938SFDAA00030 | TRULIFE ENERGY FOOT | TRULIFE ENERGY FOOT | Trulife Energy is approved for use by all lower extremity amputees with low to medium activity levels. Its composite keel provides rollover assistance and stability. The Trulife Energy is available in a 9.5 mm • 3/8” heel rise and various cosmesis tones.
The Hygenic Corp. | الولايات المتحدة الامريكية | United States | ME0000013908SFDAA00005 | Kinesiology Tape | Kinesiology Tape | athletic TAP
The Hygenic Corp. | الولايات المتحدة الامريكية | United States | ME0000013908SFDAA00005 | Kinesiology Tape | Kinesiology Tape | athletic TAP
Kerr Corporation | الولايات المتحدة الامريكية | United States | ME0000000653SFDAA00061 | Buchanan Hand Plugger | Buchanan Hand Plugger | Endodontic Manual Instrument
Zirc Dental Products,Inc. | الولايات المتحدة الامريكية | United States | ME0000014129SFDAA00001 | Crystal HD | Mouth Mirror | Mouth Mirror
G & H Wire Company | الولايات المتحدة الامريكية | United States | ME0000003218SFDAA00121 | G&H Orthodontics Hooks | G&H Orthodontics Hooks | Dental Orthodontics Hooks
G & H Wire Company | الولايات المتحدة الامريكية | United States | ME0000003270SFDAA00009 | Orthodontic Springs | Orthodontic Springs | Dental Orthodontic Springs
Biomet Sports Medicine | الولايات المتحدة الامريكية | United States | ME0000001909SFDAA00093 | HydroDam Cannula System Reusable Obturator Shaft | Sports Medicine General Instruments | HydroDam Adj Reusable Obturator Shaft
Westmed Inc. | الولايات المتحدة الامريكية | United States | ME0000010794SFDAA00049 | Oxygen Tubing and and Connectors | Oxygen Tubing and and Connectors | To delivery of the oxygen therapy
G & H Wire Company | الولايات المتحدة الامريكية | United States | ME0000003269SFDAA00001 | Orthodontic Elastomers | Orthodontic Elastomers | Dental Orthodontic Elastomers
Ormco Corporation also doing business as SyybronEndo | الولايات المتحدة الامريكية | United States | ME0000003283SFDAA00002 | Ni-Ti Springs | Ni-Ti Springs | Orthodontic appliance, spring
GENERAL PHYSIOTHERAPY, INC. | الولايات المتحدة الامريكية | United States | ME0000006865SFDAA00001 | G5-Vibramatic Digital | Massager | G5 Vibramatic Digital Massager
GENERAL PHYSIOTHERAPY, INC. | الولايات المتحدة الامريكية | United States | ME0000006865SFDAA00001 | G5-Vibramatic Digital | Massager | G5 Vibramatic Digital Massager
DENTSPLY Caulk | الولايات المتحدة الامريكية | United States | ME0000014817SFDAA00020 | palodent v3 | sectional matrix system | sectional matrix system
3M ESPE Dental Products | الولايات المتحدة الامريكية | United States | ME0000009304SFDAA00100 | 3M ESPE Unitek Stainless Steel Primary Molar Crowns | 3M ESPE Unitek Stainless Steel Primary Molar Crowns | Dental Crowns
T&D Metal Products, LLC | الولايات المتحدة الامريكية | United States | ME0000003044SFDAA00002 | Basix Plus Anesthesia Cart | Anesthesia Cart | Anesthesia Cart
Biomet Sports Medicine | الولايات المتحدة الامريكية | United States | ME0000001909SFDAA00092 | HydroDam Cannula System Reusable Modular Obturator Handle | Sports Medicine General Instruments | HydroDam Modular Reusable Obturator Handle
Integra LifeSciences Production Corporation | الولايات المتحدة الامريكية | United States | ME0000001791SFDAA00028 | INTEGRA® JARIT® | FORCEPS | Forceps are made up of stainless steel.
Integra LifeSciences Production Corporation | الولايات المتحدة الامريكية | United States | ME0000001791SFDAA00029 | INTEGRA® JARIT® | NEEDLE | Needle is made up of stainless steel.
Integra LifeSciences Production Corporation | الولايات المتحدة الامريكية | United States | ME0000001791SFDAA00027 | INTEGRA® JARIT® | CLAMPS | CLAMP is made up of stainless steel.
G & H Wire Company | الولايات المتحدة الامريكية | United States | ME0000003224SFDAA00540 | TitanMoly Titanium Molybdenum Bioform III | Orthodontic Wires | Dental Orthodontic wires
ZIMMER SURGICAL, INC. | الولايات المتحدة الامريكية | United States | ME0000003720SFDAA00001 | Oscillating Saw Blade Cutting Fits Zimmer Biomet X Series | Saw Blades | Saw Blades
DeRoyal Industries Inc | الولايات المتحدة الامريكية | United States | ME0000010627SFDAA00017 | Needle Counter | Needle Counter | Needle Counter
ZIMMER SURGICAL, INC. | الولايات المتحدة الامريكية | United States | ME0000003717SFDAA00001 | Oscillating Saw Blade Cutting Fits Zimmer Biomet X Series | Saw Blade | Saw Blade
ZIMMER SURGICAL, INC. | الولايات المتحدة الامريكية | United States | ME0000003706SFDAA00001 | Oscillating Saw Blade Cutting Fits Zimmer Biomet X Series | Saw Blades | Saw Blades
ZIMMER SURGICAL, INC. | الولايات المتحدة الامريكية | United States | ME0000003702SFDAA00001 | Oscillating Saw Blade Cutting Fits Zimmer Biomet X Series | Saw Blade | Saw Blades
ZIMMER SURGICAL, INC. | الولايات المتحدة الامريكية | United States | ME0000003712SFDAA00004 | Oscillating Saw Blade Cutting Fits Zimmer Biomet X Series | Saw Blades | Saw Blades
ZIMMER SURGICAL, INC. | الولايات المتحدة الامريكية | United States | ME0000003721SFDAA00001 | Oscillating Saw Blade Cutting Fits Zimmer Biomet X Series | Saw Blades | Saw Blades
Ormco Corporation also doing business as SyybronEndo | الولايات المتحدة الامريكية | United States | ME0000003707SFDAA00001 | Stainless -Steel Lingual Attachment | Orthodontic Stainless-Steel Lingual Attachment | Orthodontic Stainless-Steel Lingual Attachment
ZIMMER SURGICAL, INC. | الولايات المتحدة الامريكية | United States | ME0000003718SFDAA00007 | Oscillating Saw Blade Cutting Fits Zimmer Biomet X Series | Saw Blade | Saw Blade
ZIMMER SURGICAL, INC. | الولايات المتحدة الامريكية | United States | ME0000003714SFDAA00767 | Oscillating Saw Blade Cutting Fits Zimmer Biomet X Series | Saw Blades | Saw Blades
ZIMMER SURGICAL, INC. | الولايات المتحدة الامريكية | United States | ME0000003708SFDAA00001 | Oscillating Saw Blade Cutting Fits Zimmer Biomet X Series | Saw Blades | Saw Blades
ZIMMER SURGICAL, INC. | الولايات المتحدة الامريكية | United States | ME0000003703SFDAA00009 | Oscillating Saw Blade Cutting Fits Zimmer Biomet X Series | Saw Blades | Saw Blades
ZIMMER SURGICAL, INC. | الولايات المتحدة الامريكية | United States | ME0000003719SFDAA00001 | Oscillating Saw Blade Cutting Fits Zimmer Biomet X Series | Saw Blades | Saw Blades
Integra LifeSciences Production Corporation | الولايات المتحدة الامريكية | United States | ME0000001791SFDAA00031 | INTEGRA® | DRILL | DRILL is made up of stainless steel.
Integra LifeSciences Production Corporation | الولايات المتحدة الامريكية | United States | ME0000001791SFDAA00030 | INTEGRA® JARIT® | PRESS | PRESS is made up of stainless steel.
Integra LifeSciences Production Corporation | الولايات المتحدة الامريكية | United States | ME0000001791SFDAA00032 | INTEGRA® | TRIMMING GAUGE | TRIMMING GAUGE is made up stainless steel.
ZIMMER, INC. | الولايات المتحدة الامريكية | United States | ME0000003810SFDAA00001 | VerSys Hip System IM Reamer Tray Size 9mm -14 MM Diameter | Tray | Tray
Integra LifeSciences Production Corporation | الولايات المتحدة الامريكية | United States | ME0000001791SFDAA00033 | INTEGRA® | MIRROR | MIRROR is made up of stainless steel/glass.
DeRoyal Industries, Inc. | الولايات المتحدة الامريكية | United States | ME0000001037SFDAA00143 | Folding Aluminium Walker | Mechanical Walker | weight support while walking
ZIMMER, INC. | الولايات المتحدة الامريكية | United States | ME0000003797SFDAA00001 | VerSys Hip System Intramedullary Reamer | Reamer | Reamer
ZIMMER SURGICAL, INC. | الولايات المتحدة الامريكية | United States | ME0000003715SFDAA00001 | Oscillating Saw Blade Cutting Fits Zimmer Biomet X Series | Saw Blades | Saw Blades
ZIMMER SURGICAL, INC. | الولايات المتحدة الامريكية | United States | ME0000003709SFDAA00001 | Oscillating Saw Blade Cutting Fits Zimmer Biomet X Series | Saw Blade | Saw Blade
ZIMMER SURGICAL, INC. | الولايات المتحدة الامريكية | United States | ME0000003704SFDAA00001 | Oscillating Saw Blade Cutting Fits Zimmer Biomet X Series | Saw Blades | Saw Blades
ZIMMER, INC. | الولايات المتحدة الامريكية | United States | ME0000003785SFDAA00001 | T-Handle with Zimmer Chuck | T-Handle | T-Handle
ZIMMER, INC. | الولايات المتحدة الامريكية | United States | ME0000003862SFDAA00002 | Persona The Personalized Knee System Tibial Inserter | Surgical Inserter | Surgical Inserter
Ormco Corporation also doing business as SybronEndo | الولايات المتحدة الامريكية | United States | ME0000003738SFDAA00001 | Bite Turbo | Bite Turbo Stainless Steel Accessory | Orthodontic appliance system-Stainless Steel Lingual Attachment
WOLF X-RAY CORPORATION | الولايات المتحدة الامريكية | United States | ME0000011068SFDAA00053 | Cassette Holder | Cassette Holder | Fully adjustable tilt and rotation abilities.
ZIMMER, INC. | الولايات المتحدة الامريكية | United States | ME0000003789SFDAA00001 | Minimally Invasive Solutions Technology Supine Alignment Frame | Frame | Frame
ZIMMER, INC. | الولايات المتحدة الامريكية | United States | ME0000003809SFDAA00001 | VerSys Hip System Stem Impactor Long Nose | Impactor | Impactor
ZIMMER, INC. | الولايات المتحدة الامريكية | United States | ME0000003815SFDAA00001 | The Total System Rasp Handle For Cable-Locked Rasps | Rasp handle | Rasp handle
ZIMMER, INC. | الولايات المتحدة الامريكية | United States | ME0000003804SFDAA00001 | VerSys Hip System, System Rasp Straight Lateral Shoulder | Rasp | Rasp
ZIMMER, INC. | الولايات المتحدة الامريكية | United States | ME0000003813SFDAA00001 | ZCA All-Poly Acetabular Cup Instruments/Provisionals Sterilization Case | Case | Case
ZIMMER, INC. | الولايات المتحدة الامريكية | United States | ME0000003780SFDAA00001 | Bigliani/Flatow The Complete Shoulder Solution Ratchet T-Handle | T-Handle | T-Handle
ZIMMER, INC. | الولايات المتحدة الامريكية | United States | ME0000003793SFDAA00001 | Zimmer MIS Hip Instrumentation Lateral Alignment Frame | Frame | Frame
ZIMMER, INC. | الولايات المتحدة الامريكية | United States | ME0000003807SFDAA00001 | VerSys Hip System, Provisional Femoral Head 12/14 Neck Taper | Provisional Femoral Head | Provisional Femoral Head
ZIMMER, INC. | الولايات المتحدة الامريكية | United States | ME0000003814SFDAA00001 | Continuum, Triolgy, IT, Allofit, IT Acetabular System Liner Provisionals Case | Case | Case
ZIMMER, INC. | الولايات المتحدة الامريكية | United States | ME0000003782SFDAA00001 | NEXGEN COMPLETE KNEE SOLUTION ARTICULAR SURFACE PROVISIONAL TRAY FOR CRUCIATE RETAINING (CR) PROVISIONALS | Tray | Tray
Ormco Corporation also doing business as SyybronEndo | الولايات المتحدة الامريكية | United States | ME0000003729SFDAA00006 | Align Ni-Ti Coil Springs | Align Ni-Ti Coil Springs | Orthodontic appliance, spring
Integra LifeSciences Production Corporation | الولايات المتحدة الامريكية | United States | ME0000001791SFDAA00034 | INTEGRA® JARIT® | CANNULA | CANNULA is made up of stainless steel.
MEDSOURCE INTERNATIONAL LLC | الولايات المتحدة الامريكية | United States | ME0000001066SFDAA00078 | yellow disposable stethoscope | yellow disposable stethoscope | yellow disposable stethoscope( HSDISY) MS-STBK
Integra LifeSciences Production Corporation | الولايات المتحدة الامريكية | United States | ME0000001791SFDAA00035 | INTEGRA® | RONGEUR | RONGEURS are made up of stainless steel.
Keystone Industries | الولايات المتحدة الامريكية | United States | ME0000008626SFDAA00078 | SOFT EVA, SPLINT MATERIAL | VACUUM FORMING MATERIAL | VACUUM FORMING MATERIAL
Ormco Corporation | الولايات المتحدة الامريكية | United States | ME0000004282SFDAA00015 | Mini 2000 | Orthodontic Bracket, Metal | Passive Stainless-steel Orthodontic Bracket
Mediflex, Div. of Flexbar Machine Corp. | الولايات المتحدة الامريكية | United States | ME0000019420SFDAA00066 | Monolithic FlexArm Plus | Monolithic FlexArm Plus | surgical arms to hold and position
Otto Bock HealthCare LP | الولايات المتحدة الامريكية | United States | ME0000006164SFDAA00005 | Chopart | Chopart | prosthetic feet
L&R USA Inc. | الولايات المتحدة الامريكية | United States | ME0000014752SFDAA00002 | ReadyWrap® Calf | Adjustable compression wrap / Adjustable variable compression wrap | ReadyWrap® adjustable off-the-shelf compression garments with Velcro brand fasteners are designed as an easy to use compression therapy for patients with venous and lymphatic disease as alternatives to elastic compression garments or multi-layered bandaging.
DeRoyal Industries, Inc. | الولايات المتحدة الامريكية | United States | ME0000001037SFDAA00153 | Joint Knee External Brace | Joint Knee External Brace | Joint Knee External Brace
Cardinal Health 200, LLC | الولايات المتحدة الامريكية | United States | ME0000004570SFDAA00062 | Cardinal Health™ Nitrile Exam Gloves | Nitrile Exam Gloves | Nitrile examination gloves, non-powdered, non-antimicrobial
L&R USA Inc. | الولايات المتحدة الامريكية | United States | ME0000014752SFDAA00006 | ReadyWrap® Knee | Adjustable compression wrap / Adjustable variable compression wrap | ReadyWrap® adjustable off-the-shelf compression garments with Velcro brand fasteners are designed as an easy to use compression therapy for patients with venous and lymphatic disease as alternatives to elastic compression garments or multi-layered bandaging.
Integra LifeSciences Production Corporation | الولايات المتحدة الامريكية | United States | ME0000001791SFDAA00036 | INTEGRA® JARIT® | SUCTION TUBE | SUCTION TUBE is made up of stainless steel.
Ormco Corporation also doing business as SybronEndo | الولايات المتحدة الامريكية | United States | ME0000004251SFDAA00004 | Damon ArchWire | Orthodontic ArchWire | Orthodontic appliance, archwire
L&R USA Inc. | الولايات المتحدة الامريكية | United States | ME0000014752SFDAA00004 | ReadyWrap® Foot / Foot SL | Adjustable compression wrap / Adjustable variable compression wrap | ReadyWrap® adjustable off-the-shelf compression garments with Velcro brand fasteners are designed as an easy to use compression therapy for patients with venous and lymphatic disease as alternatives to elastic compression garments or multi-layered bandaging.
Ormco Corporation also doing business as SybronEndo | الولايات المتحدة الامريكية | United States | ME0000004233SFDAA00001 | TruArch ArchWire | Orthodontic ArchWire | Orthodontic appliance, archwire
L&R USA Inc. | الولايات المتحدة الامريكية | United States | ME0000014752SFDAA00008 | ReadyWrap® Toe | Adjustable compression wrap / Adjustable variable compression wrap | ReadyWrap® adjustable off-the-shelf compression garments with Velcro brand fasteners are designed as an easy to use compression therapy for patients with venous and lymphatic disease as alternatives to elastic compression garments or multi-layered bandaging.
Mediflex, Div. of Flexbar Machine Corp. | الولايات المتحدة الامريكية | United States | ME0000019420SFDAA00065 | Nathanson Hooks | Nathanson Hooks | surgical hook
InterMetro Industries Corporation | الولايات المتحدة الامريكية | United States | ME0000003729SFDAA00008 | Lifeline | Emergency Cart | Emergency Cart
Cardinal Health 200, LLC | الولايات المتحدة الامريكية | United States | ME0000004570SFDAA00063 | Cardinal Health™ Esteem Stretch Nitrile Exam Gloves | Esteem Stretch Nitrile Exam Gloves | Nitrile examination gloves, non-powdered, non-antimicrobial
Zimmer Inc | الولايات المتحدة الامريكية | United States | ME0000001920SFDAA00442 | NexGen Complete Knee Solution 3 Degree Tibial Boom | Knee Instruments | Tibial Boom, 3 Degree
L&R USA Inc. | الولايات المتحدة الامريكية | United States | ME0000014752SFDAA00005 | ReadyWrap® Gauntlet | Adjustable compression wrap / Adjustable variable compression wrap | ReadyWrap® adjustable off-the-shelf compression garments with Velcro brand fasteners are designed as an easy to use compression therapy for patients with venous and lymphatic disease as alternatives to elastic compression garments or multi-layered bandaging.
L&R USA Inc. | الولايات المتحدة الامريكية | United States | ME0000014752SFDAA00007 | ReadyWrap® Thigh | Adjustable compression wrap / Adjustable variable compression wrap | ReadyWrap® adjustable off-the-shelf compression garments with Velcro brand fasteners are designed as an easy to use compression therapy for patients with venous and lymphatic disease as alternatives to elastic compression garments or multi-layered bandaging.
Integra LifeSciences Production Corporation | الولايات المتحدة الامريكية | United States | ME0000001791SFDAA00037 | INTEGRA® JARIT® | SPATULA | SPATULA is made up of stainless steel.
Ormco Corporation also doing business as SybronEndo | الولايات المتحدة الامريكية | United States | ME0000004262SFDAA00002 | RESPOND WIRE | Orthodontic ArchWire | Orthodontic appliance, archwire
L&R USA Inc. | الولايات المتحدة الامريكية | United States | ME0000014752SFDAA00001 | ReadyWrap® Arm | Adjustable compression wrap / Adjustable variable compression wrap | ReadyWrap® adjustable off-the-shelf compression garments with Velcro brand fasteners are designed as an easy to use compression therapy for patients with venous and lymphatic disease as alternatives to elastic compression garments or multi-layered bandaging.
Ormco Corporation also doing business as SybronEndo | الولايات المتحدة الامريكية | United States | ME0000004232SFDAA00008 | TMA Straight ArchWire | Orthodontic ArchWire | Orthodontic appliance, archwire
Ormco Corporation also doing business as SybronEndo | الولايات المتحدة الامريكية | United States | ME0000004236SFDAA00001 | TMA ArchWire | Orthodontic ArchWire | Orthodontic appliance, archwire
Integra LifeSciences Production Corporation | الولايات المتحدة الامريكية | United States | ME0000001791SFDAA00040 | INTEGRA® RUGGLES®-REDMOND™ | DISSECTOR | DISSECTOR is made up of stainless steel.
Arthrex, Inc | الولايات المتحدة الامريكية | United States | ME0000001945SFDAA01149 | FiberTape® Retriever, SR Handle with FlushPort | FiberTape® Retriever, SR Handle with FlushPort | FiberTape® Retriever, SR Handle with FlushPort
Arthrex, Inc | الولايات المتحدة الامريكية | United States | ME0000001945SFDAA01141 | PCL Curved Curette, Closed End | PCL Curved Curette, Closed End | PCL Curved Curette, Closed End
Medline Industries, LP | الولايات المتحدة الامريكية | United States | ME0000000513SFDAA00232 | Qwick Fenestrated Dressing with Aquaconductive Technology | Wound Dressing | Qwick Fenestrated Dressing with Aquaconductive Technology
Arthrex, Inc | الولايات المتحدة الامريكية | United States | ME0000001945SFDAA01139 | Meniscus Repair Rasp | Meniscus Repair Rasp | Meniscus Repair Rasp
Arthrex, Inc | الولايات المتحدة الامريكية | United States | ME0000001945SFDAA01137 | Blunt Tip Obturator, for FiberTak® DR Spear | Blunt Tip Obturator, for FiberTak® DR Spear | Blunt Tip Obturator, for FiberTak® DR Spear
Arthrex, Inc | الولايات المتحدة الامريكية | United States | ME0000001945SFDAA01140 | Prostop® Driver®, 3.5mm HEX, Cannulated | Prostop® Driver®, 3.5mm HEX, Cannulated | Prostop® Driver®, 3.5mm HEX, Cannulated
Arthrex, Inc | الولايات المتحدة الامريكية | United States | ME0000001945SFDAA01142 | PCL Straight Curette, Closed End | PCL Straight Curette, Closed End | PCL Straight Curette, Closed End
Arthrex, Inc | الولايات المتحدة الامريكية | United States | ME0000001945SFDAA01145 | Guide, Hip Portal Access | Guide, Hip Portal Access | Guide, Hip Portal Access
Arthrex, Inc | الولايات المتحدة الامريكية | United States | ME0000001945SFDAA01146 | Grasper, Alligator Hook Tip, Ø4.2 mm Straight Shaft, SR Handle with FlushPort | Grasper, Alligator Hook Tip, Ø4.2 mm Straight Shaft, SR Handle with FlushPort | Grasper, Alligator Hook Tip, Ø4.2 mm Straight Shaft, SR Handle with FlushPort
Arthrex, Inc | الولايات المتحدة الامريكية | United States | ME0000001945SFDAA01150 | FiberWire® Grasper, NR Handle with FlushPort | FiberWire® Grasper, NR Handle with FlushPort | FiberWire® Grasper, NR Handle with FlushPort
Arthrex, Inc | الولايات المتحدة الامريكية | United States | ME0000001945SFDAA01152 | Master Instrument Case | Master Instrument Case | Master Instrument Case
Arthrex, Inc | الولايات المتحدة الامريكية | United States | ME0000001945SFDAA01155 | FiberWire® Grasper 220 mm, with SR Handle | FiberWire® Grasper 220 mm, with SR Handle | FiberWire® Grasper 220 mm, with SR Handle
Arthrex, Inc | الولايات المتحدة الامريكية | United States | ME0000001945SFDAA01131 | Staple Seating Punch | Staple Seating Punch | Staple Seating Punch
Arthrex, Inc | الولايات المتحدة الامريكية | United States | ME0000001945SFDAA01133 | Minimally Invasive Graft Harvester, Open, 7 mm | Minimally Invasive Graft Harvester, Open, 7 mm | Minimally Invasive Graft Harvester, Open, 7 mm
Arthrex, Inc | الولايات المتحدة الامريكية | United States | ME0000001945SFDAA01135 | Master Hand Instrument Case | Master Hand Instrument Case | Master Hand Instrument Case
Arthrex, Inc | الولايات المتحدة الامريكية | United States | ME0000001945SFDAA01134 | TransFix®II ACL Reconstruction Case | TransFix®II ACL Reconstruction Case | TransFix®II ACL Reconstruction Case
WOLF X-RAY CORPORATION | الولايات المتحدة الامريكية | United States | ME0000011068SFDAA00054 | PENTA RACK MOBILE | PENTA RACK MOBILE | Holds aprons and skirts on pivot arms and hanging them properly.
Integra LifeSciences Production Corporation | الولايات المتحدة الامريكية | United States | ME0000001791SFDAA00038 | INTEGRA® RUGGLES®-REDMOND™ | KNIFE | KNIFE is made up of stainless steel.
Integra LifeSciences Production Corporation | الولايات المتحدة الامريكية | United States | ME0000001791SFDAA00039 | INTEGRA® RUGGLES®-REDMOND™ | HOOK | HOOK is made up of stainless steel.
Keystone Industries | الولايات المتحدة الامريكية | United States | ME0000008626SFDAA00079 | Pressure Indicating Paste | PRESSURE INDICATING PASTE (PIP) | PRESSURE INDICATING PASTE (PIP)
Integra LifeSciences Production Corporation | الولايات المتحدة الامريكية | United States | ME0000001791SFDAA00042 | INTEGRA® RUGGLES®-REDMOND™ | CURETTE | CURETTE is made up of stainless steel.
Ormco Corporation also doing business as SyybronEndo | الولايات المتحدة الامريكية | United States | ME0000004645SFDAA00003 | Patient Wax | Dental Wax | Orthodontic appliance relief material
Sky Dent Corp for Dental Trading | الولايات المتحدة الامريكية | United States | ME0000003828SFDAA00002 | SKY DENT PROPHY PASTE. | Prophy Paste | Professional Dental Polishing Paste
Sky Dent Corp for Dental Trading | الولايات المتحدة الامريكية | United States | ME0000003828SFDAA00002 | SKY DENT PROPHY PASTE. | Prophy Paste | Professional Dental Polishing Paste
Sky Dent Corp for Dental Trading | الولايات المتحدة الامريكية | United States | ME0000003828SFDAA00002 | SKY DENT PROPHY PASTE. | Prophy Paste | Professional Dental Polishing Paste
InterMetro Industries Corporation | الولايات المتحدة الامريكية | United States | ME0000003729SFDAA00007 | Flexline | Anesthesia Cart | Anesthesia Cart
InterMetro Industries Corporation | الولايات المتحدة الامريكية | United States | ME0000003729SFDAA00007 | Flexline | Anesthesia Cart | Anesthesia Cart
InterMetro Industries Corporation | الولايات المتحدة الامريكية | United States | ME0000003729SFDAA00007 | Flexline | Anesthesia Cart | Anesthesia Cart
Ormco Corporation also doing business as SybronEndo | الولايات المتحدة الامريكية | United States | ME0000004712SFDAA00001 | Crimpable Ball Hook | CRIMPABLE Stainless Steel Accessory | Orthodontic appliance system
Ormco Corporation also doing business as SybronEndo | الولايات المتحدة الامريكية | United States | ME0000004631SFDAA00009 | Broad Arch Form | Orthodontic ArchWire | Orthodontic appliance, archwire
L&R USA Inc. | الولايات المتحدة الامريكية | United States | ME0000014752SFDAA00003 | ReadyWrap® Extender Strap | Adjustable compression wrap / Adjustable variable compression wrap | ReadyWrap® adjustable off-the-shelf compression garments with Velcro brand fasteners are designed as an easy to use compression therapy for patients with venous and lymphatic disease as alternatives to elastic compression garments or multi-layered bandaging.
Integra LifeSciences Production Corporation | الولايات المتحدة الامريكية | United States | ME0000001791SFDAA00043 | INTEGRA® JARIT® | GOUGE | GOUGE is made up of stainless steel.
Dentsply Professional | الولايات المتحدة الامريكية | United States | ME0000004764SFDAA00001 | Nupro Dual Arch Fluoride Tray | Disposable Fluoride Trays | Nupro Dual Arch Fluoride Tray .
Integra LifeSciences Production Corporation | الولايات المتحدة الامريكية | United States | ME0000001791SFDAA00045 | INTEGRA® | CUP FORCEPS | CUP FORCEPS are made up of stainless steel.
Integra LifeSciences Production Corporation | الولايات المتحدة الامريكية | United States | ME0000001791SFDAA00044 | INTEGRA® JARIT® | RACK | RACK is made up of stainless steel.
Dentsply LLC, Professional Division, Trading as Dentsply Rinn | الولايات المتحدة الامريكية | United States | ME0000000500SFDAA00014 | Rinn XCP-DS fit endo kit | Film/Sensor Holding Instruments | Dental X-Ray Film Holder
Zimmer Trabecular Metal Technology, Inc. | الولايات المتحدة الامريكية | United States | ME0000004410SFDAA00002 | TORQUE WRENCH ADAPTER HEX 3.5mm | TORQUE WRENCH ADAPTER | TORQUE WRENCH ADAPTER
Philips Oral Healthcare LLC | الولايات المتحدة الامريكية | United States | ME0000002177SFDAA00016 | Philips Sonicare Airfloss Ultra | Water Jet Flosser | Water Flosser | جهاز تنظيف الأسنان بالماء
Philips Oral Healthcare LLC | الولايات المتحدة الامريكية | United States | ME0000002177SFDAA00014 | Philips Sonicare Daily Clean | Powered Toothbrush | Powered Toothbrush | فرشاة أسنان كهربائية
Philips Oral Healthcare LLC | الولايات المتحدة الامريكية | United States | ME0000002177SFDAA00017 | Philips Sonicare Diamond Clean | Powered Toothbrush | Powered Toothbrush | فرشاة أسنان كهربائية
Implantech Associates, Inc. | الولايات المتحدة الامريكية | United States | ME0000003209SFDAA00008 | Gelzone Wrap | Hypertrophic and Keloid Scar Management Joint and Muscle Support/Compression | Hypertrophic and Keloid Scar Management Joint and Muscle Support/Compression
Zimmer Trabecular Metal Technology, Inc. | الولايات المتحدة الامريكية | United States | ME0000004408SFDAA00002 | TORQUE WRENCH | TORQUE WRENCH | TORQUE WRENCH
DeRoyal Industries, Inc. | الولايات المتحدة الامريكية | United States | ME0000001037SFDAA00156 | Foam Kit Surgical Positioning | Surgical Positioning Foam Kit | Surgical Positioning Foam Kit
Philips Oral Healthcare LLC | الولايات المتحدة الامريكية | United States | ME0000002177SFDAA00015 | Philips Sonicare DiamondClean Smart | Powered Toothbrush | Powered Toothbrush | فرشاة أسنان كهربائية
Philips Oral Healthcare LLC | الولايات المتحدة الامريكية | United States | ME0000002177SFDAA00013 | Philips Sonicare CleanCare+ | Powered Toothbrush | Powered toothbrush with advanced Sonic Technology | فرشاة أسنان كهربائية
American Eagle Instruments | الولايات المتحدة الامريكية | United States | ME0000004819SFDAA00001 | CARVER | Dental instuments | Dental instruments for filling purpose.
GF Health Products, Inc. | الولايات المتحدة الامريكية | United States | ME0000015960SFDAA00002 | LUMEX Drop Arm Commode | Commode Chair | Arms drop independently below seat level for safe lateral transfers | كرسي حمام للمرضى
Water Pik, Inc | الولايات المتحدة الامريكية | United States | ME0000015485SFDAA00001 | WATER PIK WATER FLOSSER | WATER FLOSSER | Water flosser | جهاز تنظيف الأسنان بالماء
Safe N Simple LLC | الولايات المتحدة الامريكية | United States | ME0000003760SFDAA00013 | DermaPro | DermaPro Waterproof Silicone Tape | Superior for securing wound dressings • Repels moisture from outside contaminants • Latex Free • Gentle to remove from sensitive skin areas • Can be changed without pain or damage to the skin • Perfect for those people with skin allergies • Transparent appearance
American Orthodontics Corporation | الولايات المتحدة الامريكية | United States | ME0000001008SFDAA00008 | Master Line | Plier | Dental Instrument
MEDSOURCE INTERNATIONAL LLC | الولايات المتحدة الامريكية | United States | ME0000001066SFDAA00079 | Aerosol Masks | Mask Oxygen | Aerosol Oxygen Masks
Otto Bock HealthCare LP | الولايات المتحدة الامريكية | United States | ME0000006164SFDAA00007 | Challenger | Challenger | Prosthetic feet
Otto Bock HealthCare LP | الولايات المتحدة الامريكية | United States | ME0000006164SFDAA00006 | Sprinter | Sprinter | Prosthetic Feet
Temrex Corporation 300 Buffalo Ave Freeport, NY USA 11520 | الولايات المتحدة الامريكية | United States | ME0000004901SFDAA00001 | STAR WHITE | Dental Whitening - Bleaching Agent | Dental Whitening - Bleaching Agent
Integra LifeSciences Production Corporation | الولايات المتحدة الامريكية | United States | ME0000001791SFDAA00048 | INTEGRA® JARIT® | RIB SPREADER | RIB SPREADER is made up of stainless steel.
Integra LifeSciences Production Corporation | الولايات المتحدة الامريكية | United States | ME0000001791SFDAA00046 | INTEGRA® JARIT® | NEEDLE | NEEDLE is made up of stainless steel.
Integra LifeSciences Production Corporation | الولايات المتحدة الامريكية | United States | ME0000001791SFDAA00049 | INTEGRA® JARIT® | LIGATURE | LIGATURE is made up of stainless steel.
Integra LifeSciences Production Corporation | الولايات المتحدة الامريكية | United States | ME0000001791SFDAA00047 | INTEGRA® JARIT® | CONTAINER | CONTAINER is made up of stainless steel.
Global Intimates LLC | الولايات المتحدة الامريكية | United States | ME0000005170SFDAA00003 | LEONISA Compression Garments | Compression Garments | Pressure treatment is used for several indications. Garments are used to create outside pressure to the body. | مشدات ضاغطة
Gauthier Biomedical Inc. | الولايات المتحدة الامريكية | United States | ME0000005219SFDAA00004 | Fiber Tape Cerclage Tensioner Ratcheting Handle, Reusable | Ratcheting Handle | Fiber Tape Cerclage Tensioner Ratcheting Handle, Reusable
Smith & Nephew, Inc. | الولايات المتحدة الامريكية | United States | ME0000005516SFDAA00002 | FLEX HEAD WRENCH 10MM | FLEX HEAD WRENCH 10MM | Surgical instrument for in-vitro use to be used during surgery
NewMedical Technology, Inc. | الولايات المتحدة الامريكية | United States | ME0000000527SFDAA00007 | NewGel+E | Silicone Gel | Silicone Gel for Scar Management | هلام سيليكون لمعالجة الندبات
SUNMED LLC | الولايات المتحدة الامريكية | United States | ME0000006850SFDAA00026 | GreenLine Fiber Optic Laryngoscope | GreenLine Fiber Optic Laryngoscope | GreenLine Fiber Optic Laryngoscope
Dentsply LLC Professional Division Trading as "Sultan Healthcare " | الولايات المتحدة الامريكية | United States | ME0000005226SFDAA00052 | Disposable XCP Bite Blocks 100 pcs . | Dental Bite Block | Disposable XCP Bite Blocks 100 pcs .
NewMedical Technology, Inc. | الولايات المتحدة الامريكية | United States | ME0000000527SFDAA00008 | NewGel+ | Silicone Sheeting | Silicone Sheeting for Scar Management | شرائح سيليكون لمعالجة الندبات
DJO, LLC | الولايات المتحدة الامريكية | United States | ME0000022451SFDAA00031 | M-2 220-240V W/PKS LO H2O INT'L STD | M-2 220-240V W/PKS LO H2O INT'L STD | The Hydrocollator Heating Unit is a lidded powered heating container used to heat and maintain HotPacs at an elevated temperature.
Fabrication Enterprises Incorporated | الولايات المتحدة الامريكية | United States | ME0000013121SFDAA00006 | RELIEF PAK HEATING UNIT | MOIST PACKS HEATING UNIT | HEATING UNIT TO HEAT THE HOT PACKS FOR PHYSIOTHERAPY
OCULAR INSTRUMENTS, INC. | الولايات المتحدة الامريكية | United States | ME0000001296SFDAA00003 | MaxAC® 28D Binocular Indirect Lens | Indirect lens | MaxAC® 28D Binocular Indirect Lens
ALPS South LLC | الولايات المتحدة الامريكية | United States | ME0000005331SFDAA00001 | Prosthetic Liner | Silicone PRO Liner/Superior Performance Liner/Easy Liner | To ensure the minimal distal distraction for a comfortable fitting and the best stability for the prosthesis to all levels of activity.
ALLEN MEDICAL SYSTEMS, INC. | الولايات المتحدة الامريكية | United States | ME0000004372SFDAA00010 | LegHolder, Little maquet | LegHolder, Little maquet | Leg Support for Patients
OCULAR INSTRUMENTS, INC. | الولايات المتحدة الامريكية | United States | ME0000001296SFDAA00005 | Posner Diagnostic & Surgical Gonioprism w/Ergonomic Handle | Diagnostic | Posner Diagnostic & Surgical Gonioprism w/Ergonomic Handle
ZIMMER, INC. | الولايات المتحدة الامريكية | United States | ME0000004397SFDAA00001 | NexGen Complete knee solution Rotating Hinge Knee tibial Component Provisional | Rotating Hinge Knee Surgical tools | Rotating Hinge Knee
OCULAR INSTRUMENTS, INC. | الولايات المتحدة الامريكية | United States | ME0000001296SFDAA00006 | Swan Jacob Autoclavable Gonioprism | Surgical | Swan Jacob Autoclavable Gonioprism
OCULAR INSTRUMENTS, INC. | الولايات المتحدة الامريكية | United States | ME0000001296SFDAA00004 | Abraham Iridectomy Laser Lens | Laser Lens | Abraham Iridectomy Laser Lens
American Orthodontics Corporation | الولايات المتحدة الامريكية | United States | ME0000001008SFDAA00007 | Luno Instrument | Plier | Dental Instrument
ALLEN MEDICAL SYSTEMS, INC. | الولايات المتحدة الامريكية | United States | ME0000004372SFDAA00011 | LegHldr, pwr-Asst, Maq (1005.06A0) | Power Assist Leg Holder | Leg Support for Patients
College Park Industries,Inc | الولايات المتحدة الامريكية | United States | ME0000002292SFDAA00030 | Trustep | Trustep | prosthetic foot
philips oral healthcare | الولايات المتحدة الامريكية | United States | ME0000005483SFDAA00006 | Philips Sonicare W Optimal White | Powered Toothbrush, Replacement Brush Head | Powered Toothbrush Replacement Brush Head | رأسا فرشاة اسنان قياسيان مع تقنية الاهتزازات الصوتية
Cardinal Health 200, LLC | الولايات المتحدة الامريكية | United States | ME0000004570SFDAA00064 | Cardinal Health Surgical Clipper | Cardinal Health Surgical Clipper | Surgical hair clippers
philips oral healthcare | الولايات المتحدة الامريكية | United States | ME0000005484SFDAA00001 | Philips Sonicare W Optimal White | Powered Toothbrush, Replacement Brush Head | Powered Toothbrush Replacement Brush Head | رأسا فرشاة اسنان قياسيان مع تقنية الاهتزازات الصوتية
healthmark Industries Co Inc. | الولايات المتحدة الامريكية | United States | ME0000002846SFDAA00003 | Sonocheck Ultrasonic Function Test | Indicator for cavitation energy in an ultrasonic bath | Sonocheck Ultrasonic cleaning monitor | سونوتشيك شاشة التنظيف بالموجات فوق الصوتية
philips oral healthcare | الولايات المتحدة الامريكية | United States | ME0000005449SFDAA00013 | Philips Sonicare Protective Clean4300 | Powered Toothbrush | Powered Toothbrush | فرشاة أسنان كهربائية قابلة لإعادة الشحن
philips oral healthcare | الولايات المتحدة الامريكية | United States | ME0000005487SFDAA00029 | Philips Sonicare W3 PREMIUM WHITE | Powered Toothbrush Replacement Brush Head | Powered Toothbrush Replacement Brush Head | رأسا فرشاة أسنان قياسيان مع تقنية الاهتزازات الصوتية /W3
philips oral healthcare | الولايات المتحدة الامريكية | United States | ME0000005478SFDAA00005 | Philips Sonicare Protective Clean 5100 | Powered Toothbrush | Powered Toothbrush | فرشاة اسنان كهربائية القابلة لإعادة الشحن
Medtronic, Inc. | الولايات المتحدة الامريكية | United States | ME0000015316SFDAA00121 | Recharger Belt | Recharger Belt | Belt
Integra LifeSciences Corporation | الولايات المتحدة الامريكية | United States | ME0000002136SFDAA00066 | INTEGRA® OMNI-TRACT® | CLAMP | CLAMP is made up of stainless steel.
Integra LifeSciences Corporation | الولايات المتحدة الامريكية | United States | ME0000002136SFDAA00065 | INTEGRA® OMNI-TRACT® | RETRACTOR | RETRACTORS are made up of stainless steel.
Medtronic, Inc. | الولايات المتحدة الامريكية | United States | ME0000015316SFDAA00135 | Patient Magnet | Patient Magnet | Blue-coated, ring-shaped magnet.
Medtronic, Inc. | الولايات المتحدة الامريكية | United States | ME0000015316SFDAA00122 | Recharger Drape | Recharger Drape | Drape
Integra LifeSciences Corporation | الولايات المتحدة الامريكية | United States | ME0000002136SFDAA00067 | INTEGRA® OMNI-TRACT® | STERILIZER PAN | STERILIZER PAN is made up of stainless steel.
Integra LifeSciences Production Corporation | الولايات المتحدة الامريكية | United States | ME0000001791SFDAA00051 | INTEGRA® JARIT® | DISSECTOR | DISSECTOR is made up stainless steel.
Integra LifeSciences Production Corporation | الولايات المتحدة الامريكية | United States | ME0000001791SFDAA00052 | INTEGRA® MILTEX® | BASIN | BASIN is made up of stainless steel.
philips oral healthcare | الولايات المتحدة الامريكية | United States | ME0000005647SFDAA00006 | Philips Sonicare S SENSITIVE | Powered Toothbrush Replacement Brush Head | Powered Toothbrush Replacement Brush Head | رأسا فرشاة أسنان قياسيان بتقنية الاهتزازات الصوتية الحساسية
philips oral healthcare | الولايات المتحدة الامريكية | United States | ME0000005649SFDAA00001 | Philips Sonicare AIRFLOSS ULTRA | Water Jet Flosser, Replacement Nozzle | Replacement Nozzle Head for AirFloss Ultra Water Flosser | فوهتين للتنظيف بين الأسنان
philips oral healthcare | الولايات المتحدة الامريكية | United States | ME0000005643SFDAA00001 | Philips Sonicare clean care+ | Powered Toothbrush | Powered Toothbrush | فرشاة أسنان كهربائية بتقنية الاهتزازات الصوتية
philips oral healthcare | الولايات المتحدة الامريكية | United States | ME0000005644SFDAA00001 | Philips Sonicare C3 premium plaque defense | Powered Toothbrush Replacement Brush Head | Powered Toothbrush Replacement Brush Head | رأسا فرشاة أسنان قياسيان مع تقنية الاهتزازات الصوتية
philips oral healthcare | الولايات المتحدة الامريكية | United States | ME0000005645SFDAA00002 | Philips Sonicare C1 PRORESULTS | Powered Toothbrush | Powered Toothbrush Replacement Brush Head | رأسا فرشاة الأسنان القياسيان بتقنية الاهتزازات الصوتية
Amron international | الولايات المتحدة الامريكية | United States | ME0000005016SFDAA00002 | Amron oxygen treatment hood | Oxygen treatment hood | Designed for simplicity, performance, economy, ease-of-use and safe effective cleaning Innovative design allows patient to recline comfortably Multipurpose port for gas analysis or entertainment option Positive O-ring seal between hood and neck ring Soft vinyl hood with extra-large optical quality window Replaceable surgical latex neck seal with sized trim lines Sterilization: Please reference the User Manual located in the Attachments Tab on this web page for recommended cleaning instructions. Amron recommends SaniZide Plus® as a convenient, fast-acting germicidal disinfectant. Gas sterilization can be used if close attention is paid to temperature, but multiple cycles of gas sterilization will shorten the working life of the product. Gas sterilization temperatures must be kept below 130 degrees F to avoid affecting the shape of the hood ring. See the FAQ tab on this web page for additional information about gas sterilization. Component Breakdown: P/N 8891-010: Vinyl Hood with Optical Window P/N 8891-005-00: Untrimmed Latex Neck Seal P/N 8891-011: Neck Ring P/N 8891-15: O-ring P/N 8891-25: Multipurpose Plug Note: The neck seal contains natural rubber latex which can cause allergic reactions. Please select our Model 8891-03 Medical Grade Silicone Hood Assembly if you believe the patient may have a latex sensitivity or allergy. Specifications: Neck Ring: Polycarbonate (Autoclavable) Hood Ring: PVC Hood: Double polished clear vinyl, phthalate free Hood Window: Press polished vinyl, phthalate free Neck Seal: Latex O-ring, Neck Ring: Nitrile Multipurpose Ring: Nitrile Supply and Exhaust Ports: Male 22 mm Multipurpose Port: 0.5 in. (1.27 cm) diameter Diameter: 12.5 in. (31.75 cm) Height: 13.5 in. (34.29 cm) Weight: 1.37 lbs. (21.9 oz.) | قناع لكامل الرأس يسهل توصيل الاوكسجين او الهواءء الى المستفيد
Ferno-Washington ,Inc | الولايات المتحدة الامريكية | United States | ME0000011633SFDAA00015 | 108 STRETCHER | 108 STRETCHER | Emergency Stretcher
Aseptico, Inc. | الولايات المتحدة الامريكية | United States | ME0000000563SFDAA00013 | Airpac III | Unit, operative dental | Airpac III
Smith & Nephew, Inc. | الولايات المتحدة الامريكية | United States | ME0000005516SFDAA00004 | WRENCH FOR OSTEOTOMES 16 MM | WRENCH FOR OSTEOTOMES 16 MM | Surgical instrument for in-vitro use to be used during surgery
Ferno-Washington ,Inc | الولايات المتحدة الامريكية | United States | ME0000011633SFDAA00014 | 65 SCOOP STRETCHER | 65 SCOOP STRETCHER | Stretcher
Smith & Nephew, Inc. | الولايات المتحدة الامريكية | United States | ME0000005516SFDAA00006 | COMBINATION WRENCH OPEN/BOX END 10MM | COMBINATION WRENCH OPEN/BOX END 10MM | Surgical instrument for in-vitro use to be used during surgery
Implantech Associates, Inc. | الولايات المتحدة الامريكية | United States | ME0000005482SFDAA00004 | Cimeosil Scar and Laser Gel | Scar Management, Gel Sheet | Scar Management, Gel Sheet
Smith & Nephew, Inc. | الولايات المتحدة الامريكية | United States | ME0000005516SFDAA00005 | WRENCH 8MM | WRENCH 8MM | Surgical instrument for in-vitro use to be used during surgery
Smith & Nephew, Inc. | الولايات المتحدة الامريكية | United States | ME0000005516SFDAA00008 | OPEN ENDED WRENCH 10MM X 13MM 18CM | OPEN ENDED WRENCH 10MM X 13MM 18CM | Surgical instrument for in-vitro use to be used during surgery
Smith & Nephew, Inc. | الولايات المتحدة الامريكية | United States | ME0000005516SFDAA00007 | TUBULAR ANGULATED WRENCH 10MM | TUBULAR ANGULATED WRENCH 10MM | Surgical instrument for in-vitro use to be used during surgery
Dentsply LLC professional division Trading as Dentsply Rinn | الولايات المتحدة الامريكية | United States | ME0000003454SFDAA00003 | XCP Bitewing Arm | Dental x-ray fill holder | Dental x-ray fill holder
Howmedica Osteonics Corp. | الولايات المتحدة الامريكية | United States | ME0000005423SFDAA00289 | DALL-MILLES® SYSTEM H-GRIP INTRODUCER | reusable Orthopaedic implantation sleeve | reusable Orthopaedic implantation sleeve
Howmedica Osteonics Corp. | الولايات المتحدة الامريكية | United States | ME0000005423SFDAA00293 | FULL HEIGHT AND LENGTH STERILIZATION CASE | reusable Instrument tray | reusable Instrument tray
Howmedica Osteonics Corp. | الولايات المتحدة الامريكية | United States | ME0000005423SFDAA00296 | TROCHANTER HOLDING FORCEPS | Bone holding forceps | Bone holding forceps
Howmedica Osteonics Corp. | الولايات المتحدة الامريكية | United States | ME0000005423SFDAA00286 | DALL-MILES® SYSTEM STANDARD 2-SIDED CABLE TENSIONER | reusable Orthopaedic prosthesis implantation instrument | reusable Orthopaedic prosthesis implantation instrument
Howmedica Osteonics Corp. | الولايات المتحدة الامريكية | United States | ME0000005423SFDAA00288 | DALL-MILLES® CABLE SYSTEM IMPACTOR | Orthopaedic implant impactor | Orthopaedic implant impactor
MICROCOPY Int. | الولايات المتحدة الامريكية | United States | ME0000015710SFDAA00004 | NeoDrys | Saliva Absorbent | Saliva Absorbent
Dentsply LLC also trading as DENTSPLY Caulk | الولايات المتحدة الامريكية | United States | ME0000013164SFDAA00007 | automatrix | retainerless matrix system | retainerless matrix system
Otto Bock HealthCare LP | الولايات المتحدة الامريكية | United States | ME0000006164SFDAA00009 | Lo Rider | Lo Rider | Prosthetic Feet
Otto Bock HealthCare LP | الولايات المتحدة الامريكية | United States | ME0000006164SFDAA00008 | Axtion | Axtion | Prosthetic Feet
Otto Bock HealthCare LP | الولايات المتحدة الامريكية | United States | ME0000006164SFDAA00010 | Taleo | Taleo | Prosthetic feet
American Orthodontics | الولايات المتحدة الامريكية | United States | ME0000014422SFDAA00012 | Hooks | Hooks | Dental Stainless Steel Hooks
Intermetro Industries Corporation | الولايات المتحدة الامريكية | United States | ME0000001759SFDAA00028 | Lifeline | Emergency Cart | Emergency Cart designed for a code response
Arthrex, Inc | الولايات المتحدة الامريكية | United States | ME0000001945SFDAA01138 | Trocar Tip Obturator, for FiberTak® DR Spear | Trocar Tip Obturator, for FiberTak® DR Spear | Trocar Tip Obturator, for FiberTak® DR Spear
Arthrex, Inc | الولايات المتحدة الامريكية | United States | ME0000001945SFDAA01091 | Knee Obturator for Posterior Portal | Knee Obturator for Posterior Portal | Knee Obturator for Posterior Portal
Arthrex, Inc | الولايات المتحدة الامريكية | United States | ME0000001945SFDAA01097 | Graft Harvesting Cutting Guide, 8.5 mm width | Graft Harvesting Cutting Guide, 8.5 mm width | Graft Harvesting Cutting Guide, 8.5 mm width
Arthrex, Inc | الولايات المتحدة الامريكية | United States | ME0000001945SFDAA01112 | Cannulated Obturator for Tapered/Fenestrated HF 3.5 mm Hip Scope | Cannulated Obturator for Tapered/Fenestrated HF 3.5 mm Hip Scope | Cannulated Obturator for Tapered/Fenestrated HF 3.5 mm Hip Scope
Arthrex, Inc | الولايات المتحدة الامريكية | United States | ME0000001945SFDAA01115 | Spear, for 2.6FiberTak® and DR Suture Anchors | Spear, for 2.6FiberTak® and DR Suture Anchors | Spear, for 2.6FiberTak® and DR Suture Anchors
Arthrex, Inc | الولايات المتحدة الامريكية | United States | ME0000001945SFDAA01154 | SutureLasso™ SD Shaft, 25° Tight Left Curve, Reusable | SutureLasso™ SD Shaft, 25° Tight Left Curve, Reusable | SutureLasso™ SD Shaft, 25° Tight Left Curve, Reusable
Arthrex, Inc | الولايات المتحدة الامريكية | United States | ME0000001945SFDAA01151 | Punch/Tap, for 4.75mm Corkckrew™ FT | Punch/Tap, for 4.75mm Corkckrew™ FT | Punch/Tap, for 4.75mm Corkckrew™ FT
Arthrex, Inc | الولايات المتحدة الامريكية | United States | ME0000001945SFDAA01148 | KingFisher® Suture Retriever/Tissue Grasper, SR Handle with FlushPort | KingFisher® Suture Retriever/Tissue Grasper, SR Handle with FlushPort | KingFisher® Suture Retriever/Tissue Grasper, SR Handle with FlushPort
Arthrex, Inc | الولايات المتحدة الامريكية | United States | ME0000001945SFDAA01136 | Drill, for2.6 FiberTak®DR Suture Anchors | Drill, for2.6 FiberTak®DR Suture Anchors | Drill, for2.6 FiberTak®DR Suture Anchors
Arthrex, Inc | الولايات المتحدة الامريكية | United States | ME0000001945SFDAA01132 | PCL Toolbox Instrumentation Case | PCL Toolbox Instrumentation Case | PCL Toolbox Instrumentation Case
Arthrex, Inc | الولايات المتحدة الامريكية | United States | ME0000001945SFDAA01144 | SutureLasso™ Handle, Reusable | SutureLasso™ Handle, Reusable | SutureLasso™ Handle, Reusable
Medline Industries, LP | الولايات المتحدة الامريكية | United States | ME0000000513SFDAA00231 | Optifoam Gentle Heel | Occlusive Wound Dressing | Optifoam Gentle Heel Silicone Faced Foam & Border
Dentonics,Inc. | الولايات المتحدة الامريكية | United States | ME0000005621SFDAA00002 | SYNERGY Dual Component Tooth Whitening System | N/A | Tooth Whitening System
DENTSPLY Rinn | الولايات المتحدة الامريكية | United States | ME0000003854SFDAA00001 | DISPOSABLE XCP BITE-BLOCKS | DISPOSABLE XCP BITE-BLOCKS | The RINN Disposable XCP Biteblocks can be used with RINN's XCP instrumentation or arm & ring positioning system, and accommodate #0, #1 or #2 films, horizontally or vertically.
Darco International Inc. | الولايات المتحدة الامريكية | United States | ME0000006031SFDAA00003 | CAST BOOT, CANVAS | Open Toe Canvas Cast Boot | Boot For Correction of Foot Shape
DENTONICS,INC | الولايات المتحدة الامريكية | United States | ME0000001394SFDAA00006 | VIVACITY Tooth Whitener | N/A | Tooth Whitening
Integra LifeSciences Production Corporation | الولايات المتحدة الامريكية | United States | ME0000001791SFDAA00054 | INTEGRA® JARIT® | PICK | PICK is made up of stainless steel.
Integra LifeSciences Production Corporation | الولايات المتحدة الامريكية | United States | ME0000001791SFDAA00053 | INTEGRA® JARIT® | CALIPER | CALIPER is made up of stainless steel.
Zimmer Trabecular Metal Technology, Inc. | الولايات المتحدة الامريكية | United States | ME0000005929SFDAA00001 | Truncated Blade Hemisphere | Removal Instrument | Removal Instrument
Zimmer Trabecular Metal Technology, Inc. | الولايات المتحدة الامريكية | United States | ME0000005924SFDAA00001 | Explant Adaptor for Large Diameter Head | Explant Adaptor | Explant Adaptor
Zimmer Trabecular Metal Technology, Inc. | الولايات المتحدة الامريكية | United States | ME0000005923SFDAA00001 | Shell Removal System Curved Osteotome | surgical Cutting instrument | surgical Cutting instrument
Zimmer Trabecular Metal Technology, Inc. | الولايات المتحدة الامريكية | United States | ME0000005925SFDAA00001 | Full Blade Blade Hemisphere | Removal Instrument | Removal Instrument
Zimmer Trabecular Metal Technology, Inc. | الولايات المتحدة الامريكية | United States | ME0000005928SFDAA00001 | Acetabular Augment Screwdriver Torque Limiter | Screw driver Torque limiter | Screw driver Torque limiter
.Techno-Aide Inc | الولايات المتحدة الامريكية | United States | ME0000002295SFDAA00003 | Techno-Aide Protective Apparel | Techno-Aide Protective Apparel | Protective clothing against x-ray for patient and staff in the medical field
Zimmer Trabecular Metal Technology, Inc. | الولايات المتحدة الامريكية | United States | ME0000005926SFDAA00001 | Osteotome Pivot Head | Removal Instrument | Removal Instrument
Otto Bock HealthCare LP | الولايات المتحدة الامريكية | United States | ME0000006164SFDAA00012 | Uneo 3D | Uneo 3D | Uneo liners are made of a viscoelastic material. It adapts very well to the form and structure of the residual limb and protects very well against impact forces.
Wells Johnson | الولايات المتحدة الامريكية | United States | ME0000010437SFDAA00013 | MUFFLER | MUFFLER | MUFFLER
Wells Johnson | الولايات المتحدة الامريكية | United States | ME0000010437SFDAA00011 | SORENSON LINERS | SORENSON LINERS (DISPOSABLE) | DISPOSABLE SORENSON LINERS
Wells Johnson | الولايات المتحدة الامريكية | United States | ME0000010437SFDAA00007 | ASPIRATOR POWER CORD (220V) | POWER CORD | POWER CORD
Wells Johnson | الولايات المتحدة الامريكية | United States | ME0000010437SFDAA00003 | I.V. POLE | I.V. POLE | I.V. POLE
Wells Johnson | الولايات المتحدة الامريكية | United States | ME0000010437SFDAA00012 | CANISTER HOLDER | SORENSON CANISTER HOLDER | SORENSON CANISTER HOLDER
Wells Johnson | الولايات المتحدة الامريكية | United States | ME0000010437SFDAA00008 | OVER FLOW TRAP ASSEMPLY | OVERFLOW TRAP W/ SILICONE TUBING | OVERFLOW TRAP W/ SILICONE TUBING
Wells Johnson | الولايات المتحدة الامريكية | United States | ME0000010437SFDAA00004 | POWER CORD (2 PRONG) (220 VOLT) | POWER CORD | POWER CORD
Flotec, INC | الولايات المتحدة الامريكية | United States | ME0000006229SFDAA00009 | flotec regulator | regulator, pressure, gas cylinder | gas regulators
Integra LifeSciences Production Corporation | الولايات المتحدة الامريكية | United States | ME0000001791SFDAA00055 | Integra® Miltex® | CURETTE | CURETTE is made up of stainless steel.
Wells Johnson | الولايات المتحدة الامريكية | United States | ME0000010437SFDAA00002 | AIR FOOTSWITCH | AIR FOOTSWITCH | FOOT PEDAL
Wells Johnson | الولايات المتحدة الامريكية | United States | ME0000010437SFDAA00006 | ASPIRATOR FOOT SWITCH (ALL) | FOOT SWITCH | FOOT SWITCH
Wells Johnson | الولايات المتحدة الامريكية | United States | ME0000010437SFDAA00005 | 4'' GUAGE | VACUUM GAUGE | VACUUM GAUGE
Wells Johnson | الولايات المتحدة الامريكية | United States | ME0000010437SFDAA00010 | SORENSON CANISTER | SORENSON CANISTER (REUSABLE) | REUSABLE SORENSON CANISTER
ALLEN MEDICAL SYSTEMS, INC. | الولايات المتحدة الامريكية | United States | ME0000014039SFDAA00001 | Armboard Snaplock | Armboard Snaplock | Device Support Patient Position
ALLEN MEDICAL SYSTEMS, INC. | الولايات المتحدة الامريكية | United States | ME0000014039SFDAA00002 | Leg Holder, Low-Profile, w/ Assist & Pad | Leg Holder, Low-Profile, w/ Assist & Pad | Device Support Patient Position
Wells Johnson | الولايات المتحدة الامريكية | United States | ME0000010437SFDAA00001 | Infusion Handle | Infusion Handle | Re-usable Infusion Handle
SKY DENT CORP FOR DENTAL TRADING | الولايات المتحدة الامريكية | United States | ME0000006378SFDAA00002 | SKY DENT Temporary Filling | SKY DENT Temporary Filling | Temporary Fillings help to fill an operative cavity during dental treatment procedures
I. V. House, Inc. | الولايات المتحدة الامريكية | United States | ME0000010967SFDAA00001 | I.V. House TLC UltraSplint | Splint, Extremity, Non-Inflatable, External, Non-Sterile | Splint, Extremity, Non-Inflatable, External, Non-Sterile | قطعة يتم فيها تثبيت موضع إدراج الإبر الوريدية (معصم المريض أو الكوع أو القدم) للحفاظ على موقع القسطرة وهو مصنوع من البوليسترين الممدد ويمكن أن يكون مستقيمًا أو منحنيًا ليلائم معصم المريض أو الكوع أو القدم
Sky Dent Corp for Dental Trading | الولايات المتحدة الامريكية | United States | ME0000003828SFDAA00003 | SKYDENT BRACKETS | Dental Orthodontic Brackets | Dental Orthodontic Brackets used in orthodontics that align and straighten teeth and help position them with regard to a person's bite
SKY DENT CORP FOR DENTAL TRADING | الولايات المتحدة الامريكية | United States | ME0000006558SFDAA00001 | SKY DENT GEL | SKY DENT GEL | Reduce discomfort caused by minor dental procedures
SKY DENT CORP FOR DENTAL TRADING | الولايات المتحدة الامريكية | United States | ME0000006558SFDAA00001 | SKY DENT GEL | SKY DENT GEL | Reduce discomfort caused by minor dental procedures
SKY DENT CORP FOR DENTAL TRADING | الولايات المتحدة الامريكية | United States | ME0000006558SFDAA00001 | SKY DENT GEL | SKY DENT GEL | Reduce discomfort caused by minor dental procedures
Dentsply LLC RINN | الولايات المتحدة الامريكية | United States | ME0000006611SFDAA00001 | RINN®Crescent® | Prophy Cup | RINN®Crescent®
Xodus Medical Inc. | الولايات المتحدة الامريكية | United States | ME0000005647SFDAA00010 | Small Armboard | Small Armboard | Small Armboard
Xodus Medical Inc. | الولايات المتحدة الامريكية | United States | ME0000005647SFDAA00013 | Chest Roll | Chest Roll | Chest Roll
Xodus Medical Inc. | الولايات المتحدة الامريكية | United States | ME0000005647SFDAA00007 | Adult head rest | Adult head rest | Adult head rest
Xodus Medical Inc. | الولايات المتحدة الامريكية | United States | ME0000005647SFDAA00008 | Child head rest | Child head rest | Child head rest
Xodus Medical Inc. | الولايات المتحدة الامريكية | United States | ME0000005647SFDAA00011 | Ulnar Nerve Pad Oval | Ulnar Nerve Pad Oval | Ulnar Nerve Pad Oval
Xodus Medical Inc. | الولايات المتحدة الامريكية | United States | ME0000005647SFDAA00009 | Knee Crutch | Knee Crutch | Knee Crutch
Xodus Medical Inc. | الولايات المتحدة الامريكية | United States | ME0000005647SFDAA00012 | Clam Shell/Heel Protector | Clam Shell/Heel Protector | Clam Shell/Heel Protector
DeRoyal Industries, Inc. | الولايات المتحدة الامريكية | United States | ME0000001037SFDAA00169 | Post-OP Shoe | Shoe Cast | Shoe Cast
WOLF X-RAY CORPORATION | الولايات المتحدة الامريكية | United States | ME0000009076SFDAA00006 | BITE -WING LOOPS FOR CHILD FILM | BITE -WING LOOPS | LOOP EZ™ is a disposable paper bite wing tab for dental x-ray imaging involving intraoral X-ray films
Biomet Sports Medicine | الولايات المتحدة الامريكية | United States | ME0000006587SFDAA00005 | GENTEL THREADS THIN SHAFT SCREWDRIVER | SCREWDRIVER | SCREWDRIVER
Biomet Sports Medicine | الولايات المتحدة الامريكية | United States | ME0000006592SFDAA00004 | SLOTTED MAXCUTTER | MAXCUTTER | MAXCUTTER
Biomet Sports Medicine | الولايات المتحدة الامريكية | United States | ME0000006428SFDAA00001 | FANELLI PCL Tunnel AWL | Tunnel AWL | Tunnel AWL
Biomet Sports Medicine | الولايات المتحدة الامريكية | United States | ME0000006582SFDAA00006 | GENTEL THREADS EASY- OUT SCREW EXTRACTOR | SCREW EXTRACTOR | SCREW EXTRACTOR
Biomet Orthopedics | الولايات المتحدة الامريكية | United States | ME0000006580SFDAA00010 | 3.2MM GUIDE PIN HANDLE ASSEMBLY | HANDLE ASSEMBLY | HANDLE ASSEMBLY
Biomet Sports Medicine | الولايات المتحدة الامريكية | United States | ME0000006426SFDAA00001 | FANELLI PCL Curette | Curette | Curette
Biomet Sports Medicine | الولايات المتحدة الامريكية | United States | ME0000006585SFDAA00002 | GENTEL THREADS MODULAR DRIVER SHAFT | DRIVER SHAFT | DRIVER SHAFT
Biomet Sports Medicine | الولايات المتحدة الامريكية | United States | ME0000006427SFDAA00001 | FANELLI HOOK KNIFE | HOOK KNIFE | HOOK KNIFE
Biomet Sports Medicine | الولايات المتحدة الامريكية | United States | ME0000006591SFDAA00006 | REVISION GENTLE- THREADS THREADED DILATOR | DILATOR | DILATOR
Biomet Sports Medicine | الولايات المتحدة الامريكية | United States | ME0000006590SFDAA00001 | RASP PROBE | RASP | RASP
Biomet Sports Medicine | الولايات المتحدة الامريكية | United States | ME0000006586SFDAA00001 | GENTLE THREADS SCREWDRIVER | SCREWDRIVER | SCREWDRIVER
Biomet Orthopedics | الولايات المتحدة الامريكية | United States | ME0000006581SFDAA00013 | CLOSED KNOT PUSHER | Knot Pusher tool | Knot Pusher tool
Biomet Sports Medicine | الولايات المتحدة الامريكية | United States | ME0000006429SFDAA00002 | FANELLI CALIBRATED PROBE | CALIBRATED PROBE | CALIBRATED PROBE
Dentsply Sirona | الولايات المتحدة الامريكية | United States | ME0000003856SFDAA00001 | Purevac HVE | Purevac | Tip provides Oral High Volume Evacuation, Visualization, Illumination & Retraction During Dental Procedures.
Biomet Sports Medicine | الولايات المتحدة الامريكية | United States | ME0000006584SFDAA00024 | GENTEL THREADS TUNNEL NOTCHER | TUNNEL NOTCHER | TUNNEL NOTCHER
Biomet Sports Medicine | الولايات المتحدة الامريكية | United States | ME0000006589SFDAA00001 | OPEN KNOT PUSHER | KNOT PUSHER | KNOT PUSHER
Biomet Sports Medicine | الولايات المتحدة الامريكية | United States | ME0000006594SFDAA00001 | SUTURE CROCHET HOOK | HOOK | HOOK
Biomet Sports Medicine | الولايات المتحدة الامريكية | United States | ME0000006425SFDAA00099 | FANELLI PCL RASP | RASP | RASP
Biomet Orthopedics | الولايات المتحدة الامريكية | United States | ME0000006433SFDAA00002 | FANELLI instrument Sterilization Case | Case | Case
Medline Industries, LP | الولايات المتحدة الامريكية | United States | ME0000000513SFDAA00217 | EMESIS BASIN | Plastic Emesis Basin | Plastic Emesis Basin
Biomet Sports Medicine | الولايات المتحدة الامريكية | United States | ME0000006588SFDAA00001 | GENTLE THREADS DILATOR | DILATOR | DILATOR
Biomet Orthopedics | الولايات المتحدة الامريكية | United States | ME0000006583SFDAA00007 | GENTEL THREADS INSTRUMENT CASE | INSTRUMENT CASE | INSTRUMENT CASE
Biomet Sports Medicine | الولايات المتحدة الامريكية | United States | ME0000006593SFDAA00003 | SUPER MAXCUTTER | MAXCUTTER | MAXCUTTER
Biomet Sports Medicine | الولايات المتحدة الامريكية | United States | ME0000006424SFDAA00001 | DOUBLE BUNDLE FEMORAL AIMER | FEMORAL AIMER | FEMORAL AIMER
Biomet Sports Medicine | الولايات المتحدة الامريكية | United States | ME0000006430SFDAA00001 | FANELLI GUIDE | guiding tool | guiding tool
The Hygenic Corp. | الولايات المتحدة الامريكية | United States | ME0000000501SFDAA00006 | Thera-Band Professional Resistance Bands(NON-LATEX) | Thera-Band Professional Resistance Bands | Resistance Bands Non latex
Aspen Surgical Products | الولايات المتحدة الامريكية | United States | ME0000008518SFDAA00002 | Color Track Instrument Identification Sheet Tape | Instrument Identification Tape | Intended to identify surgical instruments through processing and use
International Orthodontic Services | الولايات المتحدة الامريكية | United States | ME0000012455SFDAA00003 | BAND | BAND | True Band
Cardinal Health 200, LLC | الولايات المتحدة الامريكية | United States | ME0000004570SFDAA00066 | Cardinal Health Latex Exam Gloves Decontamination | Cardinal Health Latex Exam Gloves Powder Free Decontamination | Latex examination/treatment glove, non-powdered, non-antimicrobial
Burton Medical LLC | الولايات المتحدة الامريكية | United States | ME0000006854SFDAA00007 | NOVA Exam LED | NOVA Exam LED | The LED light source produces a cool light that enhances physician/patient comfort while delivering a uniform beam pattern and higher illumination levels.
DeRoyal Industries, Inc. | الولايات المتحدة الامريكية | United States | ME0000003891SFDAA00055 | Surgical Bra | Surgical Bra | Surgical Bra
Acumed LLC | الولايات المتحدة الامريكية | United States | ME0000002157SFDAA00165 | Acutrak 2® Mini Satellite Tray | Acutrak 2® Fixation System | Acutrak and Acutrak 2 Screws are designed to provide fixation of various fractures and osteotomies while they heal.
DeRoyal Industries, Inc. | الولايات المتحدة الامريكية | United States | ME0000003891SFDAA00051 | Sponge bowl - blue | Denture Cup | Sponge bowl
Ormco Corporation also doing business as SybronEndo | الولايات المتحدة الامريكية | United States | ME0000006998SFDAA00001 | Micro Tube | Orthodontic Buccal Tube | Orthodontic appliance, tube
Freudenberg Medical, LLC | الولايات المتحدة الامريكية | United States | ME0000007373SFDAA00025 | SpeakFree™ HME | Hands-Free Valve with HME | single use device that offers the benefits of a heat and moisture exchange system as well as a hands-free valve to achieve tracheostoma (stoma) closure for use of a voice prosthesis.
Acumed LLC | الولايات المتحدة الامريكية | United States | ME0000002157SFDAA00166 | Acutrak 2® Standard Satellite Tray Assy | Acutrak 2® Fixation System | Acutrak and Acutrak 2 Screws are designed to provide fixation of various fractures and osteotomies while they heal.
3-Point Products, Inc | الولايات المتحدة الامريكية | United States | ME0000006897SFDAA00003 | Oval-8 Finger Splints | Oval-8 Finger Splints | Splints
Howmedica Osteonics Corp. | الولايات المتحدة الامريكية | United States | ME0000005423SFDAA00339 | Nav Tibial Alignment Handle TRIATHLON®Instruments | Orthopaedic prosthesis implantation instrument, reusable | Reusable orthopaedic prosthesis implantation instrument
3-Point Products, Inc | الولايات المتحدة الامريكية | United States | ME0000006899SFDAA00004 | Buddy Loops | Buddy Loops | Buddy Loops
Howmedica Osteonics Corp. | الولايات المتحدة الامريكية | United States | ME0000005423SFDAA00337 | DIN SIZE DOUBLE HIGH CASE AND LID | Instrument tray, reusable | Reusable instrument tray
Howmedica Osteonics Corp. | الولايات المتحدة الامريكية | United States | ME0000005423SFDAA00338 | NAVIGATED DRILL TEMPLATE TRIATHLON®INSTRUMENTS | Surgical drill guide, reusable | Reusable surgical drill guide
Howmedica Osteonics Corp. | الولايات المتحدة الامريكية | United States | ME0000005423SFDAA00340 | Navigation Tracker Adapter TRIATHLON®Instruments | Orthopaedic prosthesis implantation instrument, reusable | Reusable orthopaedic prosthesis implantation instrument
Zirc Dental Products,Inc. | الولايات المتحدة الامريكية | United States | ME0000014129SFDAA00004 | Mini Tray, B-Lock Tray | Instrument Tray | Instrument Tray
3-Point Products, Inc | الولايات المتحدة الامريكية | United States | ME0000006897SFDAA00011 | ThumSling | ThumSling | Splint
3-Point Products, Inc | الولايات المتحدة الامريكية | United States | ME0000006897SFDAA00014 | Carpal Lift NP | Carpal Lift NP | Splint Lift
3-Point Products, Inc | الولايات المتحدة الامريكية | United States | ME0000006897SFDAA00007 | Polycentric UD | Polycentric UD | Splint
3-Point Products, Inc | الولايات المتحدة الامريكية | United States | ME0000006897SFDAA00008 | Radial Hinged UD | Radial Hinged UD | Splint
3-Point Products, Inc | الولايات المتحدة الامريكية | United States | ME0000006897SFDAA00010 | Thumb Saver MP | Thumb Saver MP | Thumb Splint
3-Point Products, Inc | الولايات المتحدة الامريكية | United States | ME0000006897SFDAA00012 | Wrist Wrap NP | Wrist Wrap NP | Wrap
3-Point Products, Inc | الولايات المتحدة الامريكية | United States | ME0000006897SFDAA00009 | Side Step Splint | Side Step Splint | Splint
3-Point Products, Inc | الولايات المتحدة الامريكية | United States | ME0000006897SFDAA00013 | PRIMA Thumb Brace | PRIMA Thumb Brace | Brace
3-Point Products, Inc | الولايات المتحدة الامريكية | United States | ME0000006897SFDAA00005 | Finger Trapper | Finger Trapper | Finger Trapper
3-Point Products, Inc | الولايات المتحدة الامريكية | United States | ME0000006897SFDAA00006 | Gel Mate | Gel Mate | Silicone Gel Sheet
3-Point Products, Inc | الولايات المتحدة الامريكية | United States | ME0000006897SFDAA00004 | Comforter Splint | Comforter Splint | Splint
3M Unitek Orthodontic Products | الولايات المتحدة الامريكية | United States | ME0000009321SFDAA00001 | Victory SeriesTM Low Profile, and Miniature Twin | Bracket | Metal Orthodontic Brackets
Zirc Dental Products,Inc. | الولايات المتحدة الامريكية | United States | ME0000014129SFDAA00005 | E-Z JETT CASSETTE, COMPACT CASSETTE, PERFORMANCE TOOL ORGANIZER | Cassette | Simply metallic boxes that contain customized slots for placement of various dental instruments.
Stryker Instruments | الولايات المتحدة الامريكية | United States | ME0000003208SFDAA00361 | System 7 - 3 Handpiece Insert Tray | 3 Handpiece Insert Tray | The Stryker sterilization case is designed to contain an insert tray and protect reusable medical devices during steam sterilization, storage and transportation.
Stryker Instruments | الولايات المتحدة الامريكية | United States | ME0000003208SFDAA00365 | Dual Trigger Pin Collet | Dual Trigger Pin Collet | Adapter for power drill to simplify placing and removing of K-wires.
Stryker Instruments | الولايات المتحدة الامريكية | United States | ME0000003208SFDAA00363 | AO Small Drill | AO Small Drill | Intended for use in cutting, drilling, reaming, decorticating, and smoothing of bone, bone cement, and teeth in a variety of surgical procedures, including but not limited to orthopedic, Neuro, Spine, ENT, Dental and Endoscopic applications.
Stryker Instruments | الولايات المتحدة الامريكية | United States | ME0000003208SFDAA00367 | Stryker Smartlife Large Non-sterile battery | Stryker Smartlife Large Non-sterile battery | Stryker Smartlife non-sterile batteries are accessories for Stryker Handpieces. These batteries are intended to supplu energy to power stryker handpieces which are for use in the cutting, drilling, decorticating, and smoothing of bone and other bonerelated tissue in a variety of surgical procedures.
Stryker Instruments | الولايات المتحدة الامريكية | United States | ME0000003208SFDAA00371 | TPS Cord | Cord | A non-patient-contact, insulated, electrical cord with a connector (plug) at both ends designed to transmit electrical power and/or signal (data) between medical devices (e.g., to connect a lead, electrical catheter, handpiece, or monitor to a parent device). It is not intended to connect directly to patient-worn electrodes (i.e., it is not a lead), is not intended to connect to the mains (i.e., not a mains power cable), does not generate any type of power and/or signal, and has no additional non-electrical conducting or processing functionality. This is a reusable device.
Stryker Instruments | الولايات المتحدة الامريكية | United States | ME0000003208SFDAA00362 | 3/4 x 8in Size Case | 3/4 x 8in Size Case | The Stryker sterilization case is designed to contain an insert tray and protect reusable medical devices during steam sterilization, storage and transportation.
Stryker Instruments | الولايات المتحدة الامريكية | United States | ME0000003208SFDAA00366 | Dual Trigger Wire Collet | Dual Trigger Wire Collet | Adapter for power drill to simplify placing and removing of K-wires.
Stryker Instruments | الولايات المتحدة الامريكية | United States | ME0000003208SFDAA00359 | CORE™ Sterilization Case | Sterilization Case | The Stryker sterilization case is designe to contain an insert tray and protect reusable medical devices during steam sterilization, storage and transportation.
Stryker Instruments | الولايات المتحدة الامريكية | United States | ME0000003208SFDAA00364 | Dual Trigger Large Collet | Dual Trigger Large Collet | Adapter for power drill to simplify placing and removing of K-wires.
Stryker Instruments | الولايات المتحدة الامريكية | United States | ME0000003208SFDAA00360 | System 8 Battery Pack | Battery Pack | The Stryker System 8 Battery Pack is used to power Stryker System 8 handpieces.
Cardinal Health 200, LLC | الولايات المتحدة الامريكية | United States | ME0000004570SFDAA00067 | Cardinal Health LATEX EXAM GLOVES | LATEX EXAM GLOVES | latex examination/treatment glove, non-powdered, non-antimicrobial
Stryker Instruments | الولايات المتحدة الامريكية | United States | ME0000003208SFDAA00368 | System 6 Aseptic Housing | System 6 Aseptic Housing | The Stryker System 6 Aseptic Battery Kit provides a sterile enclosure for the Stryker Non-sterile Battery. After a Non-sterile Battery is charged, it is placed in a sterilized Aseptic Housing using a Transfer Shield.
Acumed LLC | الولايات المتحدة الامريكية | United States | ME0000005297SFDAA00002 | Anatomic Radial Head System | Radial Head System | Radial Head System
Zirc Dental Products,Inc. | الولايات المتحدة الامريكية | United States | ME0000014129SFDAA00006 | Bur Block - Bur Guard | Bur Organizer | Tool Organizer
Zirc Dental Products,Inc. | الولايات المتحدة الامريكية | United States | ME0000014129SFDAA00002 | Zirc Procedure Tubs and Accessories | Material Managment Tub | Manual surgical instrument for general use
DENTSPLY Rinn | الولايات المتحدة الامريكية | United States | ME0000003854SFDAA00002 | Rinn Crescent | Prophy Cup | Used for the removal of plaque on tooth surfaces
Full Vision Inc. | الولايات المتحدة الامريكية | United States | ME0000006909SFDAA00002 | TrackMaster® | Stress Testing Treadmill | Cardiopulmonary Stress Test Treadmill
NDS SURGICAL IMAGING | الولايات المتحدة الامريكية | United States | ME0000005625SFDAA00002 | Radiance 32" Monitor / 32 | Image display monitor, color | Image display monitor, color
Fabrication Enterprises Incorporated | الولايات المتحدة الامريكية | United States | ME0000013121SFDAA00009 | Gel Hand Exercise Balls | Gel Hand Exercise Balls | Gel ball for hand and finger exercises For professional use in medical centers
Fabrication Enterprises Incorporated | الولايات المتحدة الامريكية | United States | ME0000013121SFDAA00007 | Relief Pak | Moist Heat Therapy Packs | Moist, Heat and Cool Packs For professional use in medical centers
Fabrication Enterprises Incorporated | الولايات المتحدة الامريكية | United States | ME0000013121SFDAA00008 | Gel Hand Exercise Balls | Gel Hand Exercise Balls | Gel ball for hand and finger exercises For professional use in medical centers
Zirc Dental Products,Inc. | الولايات المتحدة الامريكية | United States | ME0000014129SFDAA00009 | Mirror Magic | Mouth Mirror Anti-Fog Solution | Mouth Mirror
Stryker Instruments | الولايات المتحدة الامريكية | United States | ME0000003208SFDAA00370 | Stryker 6 Non-Sterile Battery | Stryker 6 Non-Sterile Battery | The Stryker Non-sterile Battery is used to power Stryker System 6 handpieces.
Stryker Instruments | الولايات المتحدة الامريكية | United States | ME0000005486SFDAA00003 | System 6 Sterilization Case | System 6 Sterilization Case | The Stryker Sterilization Case is designed to contain an insert tray and protect reusable medical devices during steam sterilization, storage and transportation
Zirc Dental Products,Inc. | الولايات المتحدة الامريكية | United States | ME0000014129SFDAA00008 | E-Z ID TAPE | Color Coding Tape | Coloring Tape
Stryker Instruments | الولايات المتحدة الامريكية | United States | ME0000003208SFDAA00380 | Non-Sterile Y-Adaptor, Set, Quick Connect to Quick Connect | Non-Sterile Y-Adaptor, Set, Quick Connect to Quick Connect | A device assembly intended to occlude the blood flow and to obtain a bloodless field during limb surgery or amputation. It typically consists of a pneumatic tourniquet cuff, a source of gas pressure used to inflate the cuff, and a control unit, i.e., a pressure indicator and regulator.
Smith & Nephew, Inc. | الولايات المتحدة الامريكية | United States | ME0000007796SFDAA00124 | TUBULAR ANGULATED WRENCH 10MM | TUBULAR ANGULATED WRENCH 10MM | Intended by the manufacturer to be used alone or in combination, for diagnosis, prevention, monitoring, treatment or alleviation of disease; diagnosis, monitoring, treatment, alleviation of or compensation for an injury; investigation, replacement, modification or support, during surgery.
Smith & Nephew Inc. | الولايات المتحدة الامريكية | United States | ME0000004264SFDAA00009 | FAST FX STRUT TRAY | FAST FX STRUT TRAY | Orthopedic device to be used in corrective procedures. | جهاز تقويم العظام لإستخدامه في الإجراءات التصحيحية
Smith & Nephew Inc. | الولايات المتحدة الامريكية | United States | ME0000004264SFDAA00010 | SMART TSF TENSIONER | SMART TSF TENSIONER | Orthopedic device to be used in corrective procedures. | جهاز تقويم العظام لإستخدامه في الإجراءات التصحيحية
Zirc Dental Products,Inc. | الولايات المتحدة الامريكية | United States | ME0000014129SFDAA00010 | E-Z ID Ring | Instrument Color Coding Ring | Color Coding Ring
Integra LifeSciences Production Corporation | الولايات المتحدة الامريكية | United States | ME0000007600SFDAA00017 | Integra® Jarit® | WIRE | Wires or pins are sterilized, sharpened, smooth stainless steel pins.
Med-Tec Inc. bda CIVCO Medical Solutions and CIVCO Radiotherapy | الولايات المتحدة الامريكية | United States | ME0000002101SFDAA00067 | Eye Shield | Radiological Eye Shield | Personnel protective shield
SKY DENT Corp For Dental Trading | الولايات المتحدة الامريكية | United States | ME0000005062SFDAA00008 | ROTARY FILES | ROTARY FILES | Instruments For Use In Root Canal Preparation To Provide Professional Dental Treatment
SKY DENT Corp For Dental Trading | الولايات المتحدة الامريكية | United States | ME0000005062SFDAA00008 | ROTARY FILES | ROTARY FILES | Instruments For Use In Root Canal Preparation To Provide Professional Dental Treatment
SKY DENT Corp For Dental Trading | الولايات المتحدة الامريكية | United States | ME0000005062SFDAA00008 | ROTARY FILES | ROTARY FILES | Instruments For Use In Root Canal Preparation To Provide Professional Dental Treatment
SKY DENT Corp For Dental Trading | الولايات المتحدة الامريكية | United States | ME0000005062SFDAA00007 | SKY DENT BURS | SKY DENT DENTAL BUR | DENTAL BURS
SKY DENT Corp For Dental Trading | الولايات المتحدة الامريكية | United States | ME0000005062SFDAA00007 | SKY DENT BURS | SKY DENT DENTAL BUR | DENTAL BURS
SKY DENT Corp For Dental Trading | الولايات المتحدة الامريكية | United States | ME0000005062SFDAA00007 | SKY DENT BURS | SKY DENT DENTAL BUR | DENTAL BURS
SKY DENT Corp For Dental Trading | الولايات المتحدة الامريكية | United States | ME0000005062SFDAA00007 | SKY DENT BURS | SKY DENT DENTAL BUR | DENTAL BURS
Stryker Spine | الولايات المتحدة الامريكية | United States | ME0000009395SFDAA00037 | Navigation Enabled Xia Top Tray | Navigation Enabled Xia Top Tray | A container intended to provide a suitable platform for placing/containing clinical instruments (typically endoscopes or surgical instruments) for use during a clinical procedure; it might in addition be used during, but not dedicated to,reprocessing/sterilization procedures. It is typically in the form of a shallow vessel with a raised rim, a deeper cassette-like device, or a flat or angled surface; it might include a lid. It may be designed to fit into other devices such as supply trolleys, storage systems and sterilizers, or designed to attach to a surgical/treatment table where it may be placed over the patient. This is a reusable device.
Stryker Instruments | الولايات المتحدة الامريكية | United States | ME0000003208SFDAA00382 | ¾ Size x 6inch(150mm) Case | ¾ Size x 6inch(150mm) Case | The Stryker Sterilization Case is designed to contain an insert tray and protect reusable medical devices during steam sterilization, storage and transportation. The Sterilization Case must be wrapped in a validated sterilization wrap prior to sterilization to maintain sterility.
Zirc Dental Products,Inc. | الولايات المتحدة الامريكية | United States | ME0000014129SFDAA00011 | Endo Guard | Endo Organizer | Organizer Tools
Fabrication Enterprises Incorporated | الولايات المتحدة الامريكية | United States | ME0000013121SFDAA00011 | Universal built-up handle | Universal built-up handle | Ergonomic Bendable Design Utensil Grip for Spoons, Forks, Knives and pens after recovering from injury or stroke to be used by Physiotherapists in medical centers
GRAHAM FIELD INC. | الولايات المتحدة الامريكية | United States | ME0000006862SFDAA00001 | LUMEX POST HIP AND KNEE SURGARY KIT | POST HIP AND KNEE SURGARY KIT | Essential Items to help avoid bending or twisting after hip or knee surgery | طقم لمساعدة المرضى بعد عمليات الحوض
PHILLIPS SAFETY PRODUCT, INC. | الولايات المتحدة الامريكية | United States | ME0000000062SFDAA00003 | Mobile Leaded Barriers | Phillips Safety Mobile Leaded Barriers | Leaded mobile barriers | حاجز متحرك للوقاية من الأشعة
Gammex Inc | الولايات المتحدة الامريكية | United States | ME0000010230SFDAA00004 | CT ACR 464 Phantom | CT ACR 464 Phantom | Device to test positioning and alignment accuracy for patients.
Cardinal Health 200, LLC | الولايات المتحدة الامريكية | United States | ME0000005965SFDAA00010 | Cardinal Health™ Nitrile Exam Gloves | Nitrile Exam Gloves | Nitrile examination/treatment glove, non-powdered, non-antimicrobial
Beyond International Inc | الولايات المتحدة الامريكية | United States | ME0000011120SFDAA00006 | BEYOND® BlueSeal® Gingival Protection(5 pack) | BEYOND® BlueSeal® Gingival Protection | Light cured resin barrier
Gammex Inc | الولايات المتحدة الامريكية | United States | ME0000010230SFDAA00005 | CTDI Phantom | CTDI Phantom | monitoring both absorbed dose and scanner output.
Katalyst Surgical, LLC | الولايات المتحدة الامريكية | United States | ME0000005751SFDAA00006 | Curved Down Micro Scissors, 10mm blades, Bayonet Round Handle, 210mm | surgical instruments | surgical instruments
Katalyst Surgical, LLC | الولايات المتحدة الامريكية | United States | ME0000005751SFDAA00003 | Ball Tip Probe | surgical instruments | surgical instruments
Katalyst Surgical, LLC | الولايات المتحدة الامريكية | United States | ME0000005751SFDAA00002 | Ring Curette | Surgical instruments | Surgical instruments
Katalyst Surgical, LLC | الولايات المتحدة الامريكية | United States | ME0000005751SFDAA00007 | Straight Scissors, 13mm Blades, Bayonet Round Handle, 210mm | surgical instruments | surgical instruments
Katalyst Surgical, LLC | الولايات المتحدة الامريكية | United States | ME0000005751SFDAA00008 | Curved Up Scissors, 13mm Blades, Bayonet Round Handle, 210mm | surgical instruments | surgical instruments
Katalyst Surgical, LLC | الولايات المتحدة الامريكية | United States | ME0000005751SFDAA00005 | Arachnoid Knife | surgical instruments | surgical instruments
Katalyst Surgical, LLC | الولايات المتحدة الامريكية | United States | ME0000005751SFDAA00001 | Micro Cup Curette | Surgical instrument | Surgical instrument
Katalyst Surgical, LLC | الولايات المتحدة الامريكية | United States | ME0000005751SFDAA00004 | Sapphire Crescent Knife | surgical instruments | surgical instruments
Gammex Inc | الولايات المتحدة الامريكية | United States | ME0000010230SFDAA00006 | Sono 403 | Precision Multi-Purpose Grey Scale Phantom | Ensure accurate ultrasound system imaging.
Sunoptic Technologies, LLC | الولايات المتحدة الامريكية | United States | ME0000015099SFDAA00007 | SUNOPTIC® | WIRELESS CAMERA | WIRELESS HD HEADLIGHT CAMERA PROVIDING THE OR-TEAM WITH A COMPLETE PERSPECTIVE DURING SURGICAL PROCEDURES.
Sunoptic Technologies, LLC | الولايات المتحدة الامريكية | United States | ME0000015099SFDAA00008 | SUNOPTIC® | HEADLIGHT CAMERA SYSTEM | THE SUNOPTIC HD HEADLIGHT CAMERA SYSTEM PROVIDES UNRIVALED COAXIAL CAMERA/LIGHT ALIGNMENT THAT ALLOWS CAMERA TO ALWAYS BE FIXED ON THE CENTER OF THE LIGHT SPOT.
SKY DENT Corp For Dental Trading | الولايات المتحدة الامريكية | United States | ME0000005062SFDAA00009 | SKYDENT BRACKETS | Dental Orthodontic Brackets | This instrument gains access to the tooth axis and teeth occlusal alignment. This is a dental instrument which is used to correct the tooth positioning and occlusal plan.
SKY DENT Corp For Dental Trading | الولايات المتحدة الامريكية | United States | ME0000005062SFDAA00009 | SKYDENT BRACKETS | Dental Orthodontic Brackets | This instrument gains access to the tooth axis and teeth occlusal alignment. This is a dental instrument which is used to correct the tooth positioning and occlusal plan.
InterMetro Industries Corporation | الولايات المتحدة الامريكية | United States | ME0000003729SFDAA00013 | Flexline | Anesthesia Cart | Anesthesia Cart
Gammex Inc | الولايات المتحدة الامريكية | United States | ME0000010230SFDAA00008 | Doppler 403 Flow Phantom | Doppler Flow Phantom | Determine maximum signal penetration, channel isolation, and flow rate readout accuracy.
B&B Medical Technologies | الولايات المتحدة الامريكية | United States | ME0000013389SFDAA00006 | Neo2-safe | circuit manifold | manifold
SKY DENT Corp For Dental Trading | الولايات المتحدة الامريكية | United States | ME0000005062SFDAA00010 | SKY DENT CROWN | SKY DENT CROWN | ZR CROWNS
SKY DENT Corp For Dental Trading | الولايات المتحدة الامريكية | United States | ME0000005062SFDAA00010 | SKY DENT CROWN | SKY DENT CROWN | ZR CROWNS
Sunoptic Technologies, LLC | الولايات المتحدة الامريكية | United States | ME0000015099SFDAA00009 | Sunoptic | Surgical Headlight | LED 5500 Headlight Assembly
Gammex Inc | الولايات المتحدة الامريكية | United States | ME0000010230SFDAA00009 | Mini-Doppler 1430 Flow Phantom | Mini-Doppler Flow Phantom | Determine maximum signal penetration, channel isolation, and flow rate readout accuracy.
Katalyst Surgical, LLC | الولايات المتحدة الامريكية | United States | ME0000005751SFDAA00011 | Straight Micro Scissors, 10mm blades, Bayonet Round Handle, 210mm | surgical instruments | surgical instruments
Katalyst Surgical, LLC | الولايات المتحدة الامريكية | United States | ME0000005751SFDAA00012 | Micro Probe, 1mm Ball, Angled 45°, Straight Round Handle, 185mm | surgical instruments | surgical instruments
Katalyst Surgical, LLC | الولايات المتحدة الامريكية | United States | ME0000005751SFDAA00013 | Angled Up Cup Curette | Surgical instruments | Surgical instruments
Katalyst Surgical, LLC | الولايات المتحدة الامريكية | United States | ME0000005751SFDAA00014 | Curved Scissors, 13mm blades, Straight Round Handle, 210mm | surgical instruments | surgical instruments
Katalyst Surgical, LLC | الولايات المتحدة الامريكية | United States | ME0000005751SFDAA00010 | Mini Micro Probe, Angled 45°, Straight Round Handle, 185mm | surgical instruments | surgical instruments
Katalyst Surgical, LLC | الولايات المتحدة الامريكية | United States | ME0000005751SFDAA00015 | Straight Cup Curette | Surgical instruments | Surgical instruments
Katalyst Surgical, LLC | الولايات المتحدة الامريكية | United States | ME0000005751SFDAA00016 | Straight Forceps | Surgical instruments | Surgical instruments
Katalyst Surgical, LLC | الولايات المتحدة الامريكية | United States | ME0000005751SFDAA00017 | Straight Scissors, 13mm blades, Straight Round Handle, 210mm | surgical instruments | surgical instruments
Katalyst Surgical, LLC | الولايات المتحدة الامريكية | United States | ME0000005751SFDAA00018 | Curved Up Micro Scissors, 10mm blades, Bayonet Round Handle, 210mm | surgical instruments | surgical instruments
Katalyst Surgical, LLC | الولايات المتحدة الامريكية | United States | ME0000005751SFDAA00019 | Microvessel Knife, Straight Round Handle, 185mm | surgical instruments | surgical instruments
Katalyst Surgical, LLC | الولايات المتحدة الامريكية | United States | ME0000005751SFDAA00020 | Angled Down Cup Curette | Surgical instruments | Surgical instruments
Gammex Inc | الولايات المتحدة الامريكية | United States | ME0000010230SFDAA00010 | Advanced Electron Density Phantom | Advanced Electron Density Phantom | combines tissue equivalence and automation to remove uncertainties from CT.
polygel, LLC | الولايات المتحدة الامريكية | United States | ME0000014201SFDAA00001 | Natracure | MGel Traditional Digital Caps | Ribbed Fabric Full Coated Gel Digital Cap absorb pressure and friction to help prevent and ease pain from corns, calluses, ingrown nails and blisters | غطاء للأصابع من الجل مغطى بالكامل بالقماش المضلع، يمتص الضغط والاحتكاك للمساعدة في منع وتخفيف الألم من مسامير اللحم والأظافر الناشبة والبثور
Gammex Inc | الولايات المتحدة الامريكية | United States | ME0000010230SFDAA00011 | Mammo 145 FFDM Phantom | Mammo 145 FFDM Phantom | Ensure quality and compliance for the digital mammography systems.
polygel, LLC | الولايات المتحدة الامريكية | United States | ME0000014201SFDAA00003 | Natracure | MGel Fully Coated Digital Mesh Tube | 6” RIB FULL COATED TUBE (15cm) are fully gel lined and help absorb pressure and friction to aid in easing pain from corns, calluses, ingrown nails and blisters. | غطاء للأصابع من الجل مغطى بالكامل بالقماش المضلع، يمتص الضغط والاحتكاك للمساعدة في منع وتخفيف الألم من مسامير اللحم والأظافر الناشبة والبثور
polygel, LLC | الولايات المتحدة الامريكية | United States | ME0000014201SFDAA00008 | Natracure | Mgel Fully Coated Mesh Sleeve | Fully Coated Mesh Sleeve is fully lined with enriched gel. | غطاء شبكي مطلي بالكامل مبطّن بالكامل بالهلام .
Allen Medical Systems | الولايات المتحدة الامريكية | United States | ME0000007666SFDAA00006 | Bariatric Legholder, Maquet, (1005.68A0) | Bariatric Legholder, Maquet, (1005.68A0) | Leg Support for Patients
ROCKY MOUNTAIN ORTHODONTICS, INC. | الولايات المتحدة الامريكية | United States | ME0000011793SFDAA00005 | Altitude SL | Metal Brackets | Orthodontic Brackets
ROCKY MOUNTAIN ORTHODONTICS, INC. | الولايات المتحدة الامريكية | United States | ME0000011793SFDAA00007 | INTEGRA BRACKETS | Metal Brackets | Orthodontic Brackets
ROCKY MOUNTAIN ORTHODONTICS, INC. | الولايات المتحدة الامريكية | United States | ME0000011793SFDAA00003 | Mini Low Profile Bracket Series | Metal Brackets | Orthodontic Metal Brackets
ROCKY MOUNTAIN ORTHODONTICS, INC. | الولايات المتحدة الامريكية | United States | ME0000011793SFDAA00009 | SYNERGY BRACKETS | Metal Brackets | Orthodontics Brackets
Allen Medical Systems | الولايات المتحدة الامريكية | United States | ME0000007666SFDAA00003 | Nissen Strap (Euro) | Nissen Strap (Euro) | Thigh Support for Patients
polygel, LLC | الولايات المتحدة الامريكية | United States | ME0000014201SFDAA00002 | Natracure | MGel Digital Pad on a Strip | DIGITAL PAD ON A STRIP has 16 gel pads per strip. Can be trimmed to fi t. Uniform round dots of soft, comfortable gel on each strip. Tube holds gel pad in place on toes or fingers. | تحتوي الوسادة الرقمية على الشريط على 16 ضمادة هلامية في كل شريط. يمكن قصها لتناسب. نقاط دائرية موحدة من الجل الناعم والمريح على كل شريط. أنبوب يحمل وسادة هلام في مكانه على أصابع القدم أو الأصابع.
polygel, LLC | الولايات المتحدة الامريكية | United States | ME0000014201SFDAA00007 | Natracure | SELF ADHESIVE SGEL TRIM TO FIT WITH CLEAR TOP COVER | GelSmart™ Night-Time Bunion Splint helps treat bunions while you sleep by helping to align the big toe with moderate tension and cushioning the bunion with soft, comfortable gel. Mineral oil gel has been shown to soothe and moisturize skin on contact. | جبيرة الورم
Allen Medical Systems | الولايات المتحدة الامريكية | United States | ME0000007666SFDAA00004 | Nissen Thigh Strap, Bariatric, Europe | Nissen Thigh Strap, Bariatric, Europe | Thigh Strap for Patients
polygel, LLC | الولايات المتحدة الامريكية | United States | ME0000014201SFDAA00006 | Natracure | NIGHT-TIME BUNION SPLINT | GelSmart™ Night-Time Bunion Splint | يساعد GelSmart ™ Night-Time Bunion Splint في علاج الأورام أثناء النوم من خلال المساعدة في محاذاة إصبع القدم الكبير مع الشد المعتدل والتوسيد الورم مع هلام ناعم ومريح.
Stryker Instruments | الولايات المتحدة الامريكية | United States | ME0000003208SFDAA00384 | System 6 | Sterilization Case | The Stryker Sterilization Case is designed to contain an insert tray and protect reusable medical devices during steam sterilization, storage and transportation. The Sterilization Case must be wrapped in a validated sterilization wrap prior to sterilization to maintain sterility. The Stryker Insert Tray is designed to provide a convenient holder for reusable medical devices during automated washing and steam sterilization. This Insert Tray may also be placed in a rigid container that does not require a validated wrap.
LITE TECH, INC. | الولايات المتحدة الامريكية | United States | ME0000000726SFDAA00001 | Xenolite | Radiation protection | X-ray radiation shield
Allen Medical Systems | الولايات المتحدة الامريكية | United States | ME0000007666SFDAA00005 | Legholder, Maquet(1005.06B0) | Legholder, Maquet(1005.06B0) | Leg Support for Patients
ROCKY MOUNTAIN ORTHODONTICS, INC. | الولايات المتحدة الامريكية | United States | ME0000011793SFDAA00006 | FLI TWIN BRACKETS | Metal Brackets | Orthodontic Brackets
Mouth Watchers | الولايات المتحدة الامريكية | United States | ME0000000059SFDAA00001 | MOUTH WATCHERS | TOOTHBRUSH | POWERED TOOTHBRUSH | فرشة أسنان منزليه
LiveDo USA Inc | الولايات المتحدة الامريكية | United States | ME0000000152SFDAA00001 | LiveDry | Protective Underwear | It is a tight underwear that is used like diapers for adults who cannot control their bathroom habits | سراويل حماية للكبار
ROCKY MOUNTAIN ORTHODONTICS, INC. | الولايات المتحدة الامريكية | United States | ME0000011793SFDAA00004 | ALPINE SL BRACKETS | Metal Brackets | Orthodontic Bracket
ROCKY MOUNTAIN ORTHODONTICS, INC. | الولايات المتحدة الامريكية | United States | ME0000011793SFDAA00008 | MINI-TAURUS BRACKETS | Metal Brackets | Orthodontic Brackets
Coltene / whaledent inc | الولايات المتحدة الامريكية | United States | ME0000011780SFDAA00010 | Dental Dam Frame | Dental Dam System | Dental Dam Frame
Anatomical Concepts Inc. | الولايات المتحدة الامريكية | United States | ME0000007461SFDAA00001 | Prefabricated Knee Ankle Foot Orthoses | Prefabricated Knee Ankle Foot Orthoses | To help patients walk unaided
Katalyst Surgical, LLC | الولايات المتحدة الامريكية | United States | ME0000005751SFDAA00009 | Round Tip Elevator, Slight Angle, Straight Round Handle, 185mm | surgical instruments | surgical instruments
Katalyst Surgical, LLC | الولايات المتحدة الامريكية | United States | ME0000005751SFDAA00021 | Spetzler micro dissection tray | Surgical instruments | Surgical instruments
Katalyst Surgical, LLC | الولايات المتحدة الامريكية | United States | ME0000005751SFDAA00022 | Mini Micro Suture Pusher and Knot Tier, Straight Round Handle, 185mm | surgical instruments | surgical instruments
Katalyst Surgical, LLC | الولايات المتحدة الامريكية | United States | ME0000005751SFDAA00023 | Curved Up Elevator, Bayonet Round Handle, 185mm | surgical instruments | surgical instruments
Katalyst Surgical, LLC | الولايات المتحدة الامريكية | United States | ME0000005751SFDAA00024 | Straight Needle Holder | surgical instruments | surgical instruments
Katalyst Surgical, LLC | الولايات المتحدة الامريكية | United States | ME0000005751SFDAA00025 | Micro Dissector, Straight Round Handle, 185mm | surgical instruments | surgical instruments
Katalyst Surgical, LLC | الولايات المتحدة الامريكية | United States | ME0000005751SFDAA00026 | Micro Suture Pusher and Knot Tier, Straight Round Handle, 185mm | surgical instruments | surgical instruments
Katalyst Surgical, LLC | الولايات المتحدة الامريكية | United States | ME0000005751SFDAA00027 | Curved Needle Holder | surgical instruments | surgical instruments
Katalyst Surgical, LLC | الولايات المتحدة الامريكية | United States | ME0000005751SFDAA00028 | Curved Tip Elevator, Straight Round Handle, 185mm | surgical instruments | surgical instruments
Katalyst Surgical, LLC | الولايات المتحدة الامريكية | United States | ME0000005751SFDAA00029 | Curved Down Elevator, Bayonet Round Handle, 185mm | surgical instruments | surgical instruments
Katalyst Surgical, LLC | الولايات المتحدة الامريكية | United States | ME0000005751SFDAA00030 | Curved Up Forceps, .5mm Curved Up Tips, Bayonet Round Handle, 210mm | surgical instruments | surgical instruments
Coltene / whaledent inc | الولايات المتحدة الامريكية | United States | ME0000011780SFDAA00011 | ParaPost Fiber White | Dental Posts | ParaPost Fiber White
Katalyst Surgical, LLC | الولايات المتحدة الامريكية | United States | ME0000005751SFDAA00031 | Micro Hook, Straight Round Handle, 185mm | surgical instruments | surgical instruments
Katalyst Surgical, LLC | الولايات المتحدة الامريكية | United States | ME0000005751SFDAA00032 | Curved Down Forceps, .5mm Tips, Bayonet Round Handle, 210mm | surgical instruments | surgical instruments
Coltene / whaledent inc | الولايات المتحدة الامريكية | United States | ME0000011780SFDAA00015 | Para Post Fiber Lux | Dental Posts | Para Post Fiber Post
Ormco Corporation also doing business as SybronEndo | الولايات المتحدة الامريكية | United States | ME0000000961SFDAA00054 | Damon Ultima | Orthodontic Metal Brackets | Used during orthodontic treatment to correct maloccluded teeth
Arthrex, Inc | الولايات المتحدة الامريكية | United States | ME0000001945SFDAA01153 | Guide Wire, 0.078"[1,98] Diameter | Guide Wire, 0.078"[1,98] Diameter | Guide Wire, 0.078"[1,98] Diameter
Arthrex, Inc | الولايات المتحدة الامريكية | United States | ME0000001945SFDAA01147 | Rotator Cuff Grasper, SR Handle with FlushPort | Rotator Cuff Grasper, SR Handle with FlushPort | Rotator Cuff Grasper, SR Handle with FlushPort
Integra LifeSciences Production Corporation | الولايات المتحدة الامريكية | United States | ME0000007600SFDAA00023 | INTEGRA® Miltex® | Forceps | Forceps clip applying are made from stainless steel.
C R Bard Inc | الولايات المتحدة الامريكية | United States | ME0000000931SFDAA00001 | PUREWICK | PUREWICK | FEMALE EXTERNAL CATHETER
DEROYAL INDUSTRIES INC | الولايات المتحدة الامريكية | United States | ME0000001358SFDAA00002 | Cervical Collar | Orthosis, Cervical | Orthosis, Cervical
DEROYAL INDUSTRIES INC | الولايات المتحدة الامريكية | United States | ME0000001358SFDAA00003 | Cervicle Strap | Splint Clavicle | Splint Clavicle
DEROYAL INDUSTRIES INC | الولايات المتحدة الامريكية | United States | ME0000001358SFDAA00004 | Cervical Thoracic Collar | Orthosis, Cervical | Orthosis, Cervical
DEROYAL INDUSTRIES INC | الولايات المتحدة الامريكية | United States | ME0000001359SFDAA00001 | Elbow Support | Orthosis, Cervical | Orthosis, Cervical
DEROYAL INDUSTRIES INC | الولايات المتحدة الامريكية | United States | ME0000001360SFDAA00001 | Hand Splint | Splint Hand and Components | Splint Hand and Components
MEDSOURCE INTERNATIONAL LLC | الولايات المتحدة الامريكية | United States | ME0000001066SFDAA00002 | Stretchers | Hand Carried Stretcher | Hand Carried Stretcher
MEDSOURCE INTERNATIONAL LLC | الولايات المتحدة الامريكية | United States | ME0000001066SFDAA00003 | Spine Board | Hand Carried Stretcher | Hand Carried Stretcher
MEDSOURCE INTERNATIONAL LLC | الولايات المتحدة الامريكية | United States | ME0000001066SFDAA00004 | Leg Traction Splint | Pateint Position Support | Pateint Position Support
MEDSOURCE INTERNATIONAL LLC | الولايات المتحدة الامريكية | United States | ME0000001066SFDAA00005 | Tourniquet | Tourniquet Nonpneumatic | Tourniquet Nonpneumatic
MEDSOURCE INTERNATIONAL LLC | الولايات المتحدة الامريكية | United States | ME0000001066SFDAA00006 | Nasopharyngeal Airway with Flange | Airway Nasopharyngeal | Airway Nasopharyngeal
MEDSOURCE INTERNATIONAL LLC | الولايات المتحدة الامريكية | United States | ME0000001066SFDAA00008 | Adjustable Cervical Collar Adult | Extrication Collar | Extrication Collar
Stryker Medical | الولايات المتحدة الامريكية | United States | ME0000000992SFDAA00001 | COMFORTGEL SE | Stretcher Support Surface | Stretcher Support Surface
Stryker Medical | الولايات المتحدة الامريكية | United States | ME0000000992SFDAA00002 | ISOFLEX SE | Stretcher Support Surface | Stretcher Support Surface
Stryker Medical | الولايات المتحدة الامريكية | United States | ME0000000992SFDAA00003 | ComfortGel | Non Powered Support Surface | Non Powered Support Surface
Stryker Medical | الولايات المتحدة الامريكية | United States | ME0000000992SFDAA00005 | Stair PRO | Stair Chair | Stair Chair
MEDSOURCE INTERNATIONAL LLC | الولايات المتحدة الامريكية | United States | ME0000001066SFDAA00009 | Ring Cutter | Ring Cutter | Ring Cutter
MEDSOURCE INTERNATIONAL LLC | الولايات المتحدة الامريكية | United States | ME0000001066SFDAA00010 | Extraction Device | Pateint Position Support | Pateint Position Support
MEDSOURCE INTERNATIONAL LLC | الولايات المتحدة الامريكية | United States | ME0000001066SFDAA00011 | Head Immbolizer | Pateint Position Support | Pateint Position Support
STERIS Corporation | الولايات المتحدة الامريكية | United States | ME0000000942SFDAA00002 | Prolystica 2X Concentrates Enzymatic Presoak and Cleaner | Ultrasonic Medical instrument cleaner | Ultrasonic Medical instrument cleaner
STERIS Corporation | الولايات المتحدة الامريكية | United States | ME0000000942SFDAA00005 | Prolystica 2X CONCENTRATE ALKALINE DETERGENT | Ultrasonic Medical instrument cleaner | Ultrasonic Medical instrument cleaner
MEDSOURCE INTERNATIONAL LLC | الولايات المتحدة الامريكية | United States | ME0000001066SFDAA00012 | Spider Strap | Pateint Restraint Straps | Pateint Restraint Straps
Sakura Finetek USA Inc | الولايات المتحدة الامريكية | United States | ME0000001364SFDAA00001 | Tissue Tek Uni Cassette | Cassettes Tissue | Cassettes Tissue
Sakura Finetek USA Inc | الولايات المتحدة الامريكية | United States | ME0000001364SFDAA00003 | Cryomold | Container Emmbedding | Container Emmbedding
DEROYAL INDUSTRIES INC | الولايات المتحدة الامريكية | United States | ME0000001365SFDAA00001 | Elastic Shoulder Immobilizer | Arm Sling | Arm Sling
Champion Manufacturing INC | الولايات المتحدة الامريكية | United States | ME0000001367SFDAA00001 | 54P Series Standard Power Recliner | Chair Surgical AC Powered | Chair Surgical AC Powered
MEDSOURCE INTERNATIONAL LLC | الولايات المتحدة الامريكية | United States | ME0000001066SFDAA00013 | Deluxe Fracture Care Kit | Splint Hand and Components | Splint Hand and Components
DEROYAL INDUSTRIES INC | الولايات المتحدة الامريكية | United States | ME0000001358SFDAA00006 | Limb Holder | Restraint, Protective | Restraint, Protective
DEROYAL INDUSTRIES INC | الولايات المتحدة الامريكية | United States | ME0000001358SFDAA00007 | Hand Mitten Padded | Restraint Protective | Restraint Protective
Champion Manufacturing INC | الولايات المتحدة الامريكية | United States | ME0000001367SFDAA00002 | 58 Series Bariatic Recliner | Chair and Table Medical | Chair and Table Medical
DEROYAL INDUSTRIES INC | الولايات المتحدة الامريكية | United States | ME0000001358SFDAA00009 | Infant Heel Warmer | Infant Heel Warmer | Infant Heel Warmer
STERIS Corporation | الولايات المتحدة الامريكية | United States | ME0000000942SFDAA00011 | PROLYSTICA 2X CONCENTRATE NEUTRAL DETERGENT | Ultrasonic Medical instrument cleaner | Ultrasonic Medical instrument cleaner
Sakura Finetek USA Inc | الولايات المتحدة الامريكية | United States | ME0000001364SFDAA00004 | Base Molds | Container Emmbedding | Container Emmbedding
Sakura Finetek USA Inc | الولايات المتحدة الامريكية | United States | ME0000001364SFDAA00006 | Slide Staining Set | Slide Stainer Immersion Type | Slide Stainer Immersion Type
DEROYAL INDUSTRIES INC | الولايات المتحدة الامريكية | United States | ME0000001360SFDAA00003 | Thumb Wrap | Splint, Hand and Components | Splint, Hand and Components
Stryker Medical | الولايات المتحدة الامريكية | United States | ME0000000992SFDAA00006 | Ultra Comfort SE | Hospital Bed | Hospital Bed
MEDSOURCE INTERNATIONAL LLC | الولايات المتحدة الامريكية | United States | ME0000001066SFDAA00017 | Manual Suction Pump | Pump, Nebulizer, Manual | Pump, Nebulizer, Manual
DEROYAL INDUSTRIES INC | الولايات المتحدة الامريكية | United States | ME0000001358SFDAA00010 | Hot/Cold Pack | Pack Hot or Cold Reusable | Pack Hot or Cold Reusable
MEDSOURCE INTERNATIONAL LLC | الولايات المتحدة الامريكية | United States | ME0000001066SFDAA00018 | Nasal Cannula | Nasal Cannula with Non-Flared Tips | Cannula, Nasal, Oxygen
DEROYAL INDUSTRIES INC | الولايات المتحدة الامريكية | United States | ME0000001360SFDAA00004 | Finger Splints | Splint Hand and Components | Splint Hand and Components
MEDSOURCE INTERNATIONAL LLC | الولايات المتحدة الامريكية | United States | ME0000001066SFDAA00019 | Robertazzi Nasopharyngeal Set | Nasopharyngeal Airway | Nasopharyngeal Airway
DEROYAL INDUSTRIES INC | الولايات المتحدة الامريكية | United States | ME0000001358SFDAA00012 | Hip Pillow Abduction | Support Patient Position | Support Patient Position
DEROYAL INDUSTRIES INC | الولايات المتحدة الامريكية | United States | ME0000001365SFDAA00003 | Wrist and Thumb splints | Splint Hand and Components | Splint Hand and Components
DEROYAL INDUSTRIES INC | الولايات المتحدة الامريكية | United States | ME0000001358SFDAA00013 | Knee Brace | Orthosis Limb Brace | Orthosis Limb Brace
MEDSOURCE INTERNATIONAL LLC | الولايات المتحدة الامريكية | United States | ME0000001066SFDAA00020 | Transparent Tape Hypoallergenic | Bandage Elastic | Bandage Elastic
DEROYAL INDUSTRIES INC | الولايات المتحدة الامريكية | United States | ME0000001358SFDAA00015 | Infant Transport Mattress | Pack Hot or Cold Disposable | Pack Hot or Cold Disposable
DEROYAL INDUSTRIES INC | الولايات المتحدة الامريكية | United States | ME0000001358SFDAA00016 | Ankle Contracture Boot | Joint Ankle External Brace | Joint Ankle External Brace
DEROYAL INDUSTRIES INC | الولايات المتحدة الامريكية | United States | ME0000001358SFDAA00017 | Back Support Ultraligin | Orthosis Lumbo Sacral | Orthosis Lumbo Sacral
MEDSOURCE INTERNATIONAL LLC | الولايات المتحدة الامريكية | United States | ME0000001066SFDAA00021 | Pediatric Immobilization Board | Stretcher Hand Carried | Stretcher Hand Carried
DEROYAL INDUSTRIES INC | الولايات المتحدة الامريكية | United States | ME0000001358SFDAA00018 | Decubitus Pads | Protector Skin Pressure | Protector Skin Pressure
DEROYAL INDUSTRIES INC | الولايات المتحدة الامريكية | United States | ME0000001358SFDAA00019 | Arm Sling | Arm Sling | Arm Sling
DEROYAL INDUSTRIES INC | الولايات المتحدة الامريكية | United States | ME0000001358SFDAA00020 | Rib Belt | Binder Abdominal | Binder Abdominal
DEROYAL INDUSTRIES INC | الولايات المتحدة الامريكية | United States | ME0000001358SFDAA00021 | Thera Band Exercise Bands | Exerciser Non Measuring | Exerciser Non Measuring
DEROYAL INDUSTRIES INC | الولايات المتحدة الامريكية | United States | ME0000001358SFDAA00022 | Pre-Operative Skin Marker | Skin Marker | Skin Marker
DEROYAL INDUSTRIES INC | الولايات المتحدة الامريكية | United States | ME0000001365SFDAA00004 | Abdominal Binder | Abdominal Binder | Abdominal Binder
Stryker Medical | الولايات المتحدة الامريكية | United States | ME0000000992SFDAA00010 | ProForm | Mattress Flotation therapy Non Powered | Mattress Flotation therapy Non Powered
DEROYAL INDUSTRIES INC | الولايات المتحدة الامريكية | United States | ME0000001360SFDAA00005 | Finger Spring | Splint Hand and Components | Splint Hand and Components
DEROYAL INDUSTRIES INC | الولايات المتحدة الامريكية | United States | ME0000001358SFDAA00024 | Heel Protectors | Protector Skin Pressure | Protector Skin Pressure
Sakura Finetek USA Inc | الولايات المتحدة الامريكية | United States | ME0000001364SFDAA00007 | Tissue Tek Coverslipping Film | Tissue Tek Coverslipping Film | Tissue Tek Coverslipping Film
DEROYAL INDUSTRIES INC | الولايات المتحدة الامريكية | United States | ME0000001358SFDAA00025 | Solid Side Shield for Eye Wear | Accessory Surgical Apparel | Accessory Surgical Apparel
Stryker Medical | الولايات المتحدة الامريكية | United States | ME0000000992SFDAA00011 | EVACUATION CHAIR | Stretcher Hand Carried | Stretcher Hand Carried
Stryker Medical | الولايات المتحدة الامريكية | United States | ME0000000992SFDAA00012 | PRIME TC | Chair, Adjustable, Mechanical | Chair, Adjustable, Mechanical
MEDSOURCE INTERNATIONAL LLC | الولايات المتحدة الامريكية | United States | ME0000001066SFDAA00022 | Vacuum Splint | Splint Hand and Components | Splint Hand and Components
DEROYAL INDUSTRIES INC | الولايات المتحدة الامريكية | United States | ME0000001360SFDAA00006 | Finger Splints | Splint Hand and Components | Splint Hand and Components
MEDSOURCE INTERNATIONAL LLC | الولايات المتحدة الامريكية | United States | ME0000001066SFDAA00023 | EMT Shears | Medical Disposable Scissors | Medical Disposable Scissors
DEROYAL INDUSTRIES INC | الولايات المتحدة الامريكية | United States | ME0000001358SFDAA00028 | Cast Boot | Shoe Cast | Shoe Cast
DEROYAL INDUSTRIES INC | الولايات المتحدة الامريكية | United States | ME0000001358SFDAA00029 | Ankle Support | Joint Ankle External Brace | Joint Ankle External Brace
DEROYAL INDUSTRIES INC | الولايات المتحدة الامريكية | United States | ME0000001358SFDAA00030 | Patella Stabilizer | Joint Knee External Brace | Joint Knee External Brace
DEROYAL INDUSTRIES INC | الولايات المتحدة الامريكية | United States | ME0000001358SFDAA00031 | Back Support | Orthosis Lumbo Sacral | Orthosis Lumbo Sacral
DEROYAL INDUSTRIES INC | الولايات المتحدة الامريكية | United States | ME0000001358SFDAA00032 | SPeyes Assembled | Accessory Surgical Apparel | Accessory Surgical Apparel
MEDSOURCE INTERNATIONAL LLC | الولايات المتحدة الامريكية | United States | ME0000001066SFDAA00024 | Improved First Aid Kit | Fisrt Aid Kit without Drug | Fisrt Aid Kit without Drug
MEDSOURCE INTERNATIONAL LLC | الولايات المتحدة الامريكية | United States | ME0000001066SFDAA00025 | Gliding Stair Chair | Chair, adjustable, mechanical | Chair, adjustable, mechanical
DEROYAL INDUSTRIES INC | الولايات المتحدة الامريكية | United States | ME0000001360SFDAA00007 | Knee Immobilizer | Joint Knee External Brace | Joint Knee External Brace
DEROYAL INDUSTRIES INC | الولايات المتحدة الامريكية | United States | ME0000001358SFDAA00034 | Wrist Splint | Splint Hand and Components | Splint Hand and Components
DEROYAL INDUSTRIES INC | الولايات المتحدة الامريكية | United States | ME0000001358SFDAA00035 | Wrist Splint | Splint Hand and Components | Splint Hand and Components
Stryker Medical | الولايات المتحدة الامريكية | United States | ME0000000992SFDAA00013 | ISOTOUR | Mattress, Flotation Therapy, Non-Powered | Mattress, Flotation Therapy, Non-Powered
DEROYAL INDUSTRIES INC | الولايات المتحدة الامريكية | United States | ME0000001400SFDAA00001 | Night Splint | Orthosis Limb Brace | Orthosis Limb Brace
DEROYAL INDUSTRIES INC | الولايات المتحدة الامريكية | United States | ME0000001365SFDAA00005 | IV ARMBOARD | Device Intravascular Catheter Securement | Device Intravascular Catheter Securement
DEROYAL INDUSTRIES INC | الولايات المتحدة الامريكية | United States | ME0000001365SFDAA00006 | Neonatal Eye Cover | Pad Neonatal Eye | Pad Neonatal Eye
DEROYAL INDUSTRIES INC | الولايات المتحدة الامريكية | United States | ME0000001358SFDAA00039 | Eye Shieldz | Accessory Surgical Apparel | Accessory Surgical Apparel
MEDSOURCE INTERNATIONAL LLC | الولايات المتحدة الامريكية | United States | ME0000001066SFDAA00027 | Vacuum Full Body Mattress | Cover Mattress | Cover Mattress
MEDSOURCE INTERNATIONAL LLC | الولايات المتحدة الامريكية | United States | ME0000001066SFDAA00028 | Strap with Metal Buckle and Loop End 5 Red | Support Patient Position Straps | Support Patient Position Straps
MEDSOURCE INTERNATIONAL LLC | الولايات المتحدة الامريكية | United States | ME0000001066SFDAA00029 | Extrication Collar Set | Orthosis Cervical Thoracic Rigid | Orthosis Cervical Thoracic Rigid
MEDSOURCE INTERNATIONAL LLC | الولايات المتحدة الامريكية | United States | ME0000001066SFDAA00030 | Flex All Splint Orange | Splint, Hand and Components | Splint, Hand and Components
MEDSOURCE INTERNATIONAL LLC | الولايات المتحدة الامريكية | United States | ME0000001066SFDAA00031 | Intubation Set Complete | Laryngoscope Rigid | Laryngoscope Rigid
MEDSOURCE INTERNATIONAL LLC | الولايات المتحدة الامريكية | United States | ME0000001066SFDAA00032 | Oxygen Resuscitation Kit | First Aid Kit without Drug | First Aid Kit without Drug
MEDSOURCE INTERNATIONAL LLC | الولايات المتحدة الامريكية | United States | ME0000001066SFDAA00035 | Disposable Fiber Optic Laryngoscope Combo Set | Laryngoscope Rigid | Laryngoscope Rigid
MEDSOURCE INTERNATIONAL LLC | الولايات المتحدة الامريكية | United States | ME0000001066SFDAA00036 | Triangular Bandage | Sling Arm | Bandage Elastic
MEDSOURCE INTERNATIONAL LLC | الولايات المتحدة الامريكية | United States | ME0000001066SFDAA00037 | Disposable Pen Light wPupil Gauge | Light Examination Medical Battery Powered | Light Examination Medical Battery Powered
Sakura Finetek USA Inc | الولايات المتحدة الامريكية | United States | ME0000001364SFDAA00009 | Tissue-Tek® Glas g2 Coverslips and Easy Holder | Coverslips Microscope Slide | Coverslips Microscope Slide
DEROYAL INDUSTRIES INC | الولايات المتحدة الامريكية | United States | ME0000001358SFDAA00040 | Warrior II® Knee Brace | Orthosis Limb Brace | Orthosis Limb Brace
DEROYAL INDUSTRIES INC | الولايات المتحدة الامريكية | United States | ME0000001358SFDAA00041 | ULTRALIGN DLE | ULTRALIGN DLE | ULTRALIGN DLE
DEROYAL INDUSTRIES INC | الولايات المتحدة الامريكية | United States | ME0000001358SFDAA00042 | Ankle Brace | Joint Ankle External Brace | Joint Ankle External Brace
DEROYAL INDUSTRIES INC | الولايات المتحدة الامريكية | United States | ME0000001358SFDAA00043 | ULTRALIGN+LSO BACK SUPPORT | Orthosis Lumbo Sacral | Orthosis Lumbo Sacral
DEROYAL INDUSTRIES INC | الولايات المتحدة الامريكية | United States | ME0000001358SFDAA00044 | Heel Cup | Protector Skin Pressure | Protector Skin Pressure
DEROYAL INDUSTRIES INC | الولايات المتحدة الامريكية | United States | ME0000001358SFDAA00045 | Orthosis Ankle/Foot | Joint Knee External Brace | Joint Knee External Brace
DEROYAL INDUSTRIES INC | الولايات المتحدة الامريكية | United States | ME0000001358SFDAA00046 | DeRoyal Sports Orthosis | Joint Knee External Brace | Joint Knee External Brace
DEROYAL INDUSTRIES INC | الولايات المتحدة الامريكية | United States | ME0000001360SFDAA00011 | PACESETTER WALKER | Joint Ankle External Brace | Joint Ankle External Brace
POSEY PRODUCTS, LLC | الولايات المتحدة الامريكية | United States | ME0000011036SFDAA00002 | POSEY QUICK RELEASE LIMB HOLDER | PROTECTIVE RESTRAINT | LIMB HOLDER QUICK RELEASE STRAP
Centrix, Inc | الولايات المتحدة الامريكية | United States | ME0000006799SFDAA00004 | GripStrip | Metal strip | Metal strip
Arthrex, Inc | الولايات المتحدة الامريكية | United States | ME0000001945SFDAA01164 | SutureLasso™ SD Shaft, 90° Right Curve, Reusable | SutureLasso™ SD Shaft, 90° Right Curve, Reusable | SutureLasso™ SD Shaft, 90° Right Curve, Reusable
Arthrex, Inc | الولايات المتحدة الامريكية | United States | ME0000001945SFDAA01160 | SutureLasso™ SD Shaft, 45° Left Curve, Reusable | SutureLasso™ SD Shaft, 45° Left Curve, Reusable | SutureLasso™ SD Shaft, 45° Left Curve, Reusable
Arthrex, Inc | الولايات المتحدة الامريكية | United States | ME0000001945SFDAA01161 | SutureLasso™ SD Shaft, 45° Right Curve, Reusable | SutureLasso™ SD Shaft, 45° Right Curve, Reusable | SutureLasso™ SD Shaft, 45° Right Curve, Reusable
Arthrex, Inc | الولايات المتحدة الامريكية | United States | ME0000001945SFDAA01157 | TRIMANO FORTIS Support Arm | TRIMANO FORTIS Support Arm | TRIMANO FORTIS Support Arm
Arthrex, Inc | الولايات المتحدة الامريكية | United States | ME0000001945SFDAA01159 | SutureLasso™ SD Shaft, 30° Straight, Reusable | SutureLasso™ SD Shaft, 30° Straight, Reusable | SutureLasso™ SD Shaft, 30° Straight, Reusable
Arthrex, Inc | الولايات المتحدة الامريكية | United States | ME0000001945SFDAA01163 | SutureLasso™ SD Shaft, 90° Left Curve, Reusable | SutureLasso™ SD Shaft, 90° Left Curve, Reusable | SutureLasso™ SD Shaft, 90° Left Curve, Reusable
Arthrex, Inc | الولايات المتحدة الامريكية | United States | ME0000001945SFDAA01158 | SutureLasso™ SD Shaft, 25° Tight Right Curve, Reusable | SutureLasso™ SD Shaft, 25° Tight Right Curve, Reusable | SutureLasso™ SD Shaft, 25° Tight Right Curve, Reusable
Arthrex, Inc | الولايات المتحدة الامريكية | United States | ME0000001945SFDAA01162 | SutureLasso™ SD Shaft, 90° Straight, Reusable | SutureLasso™ SD Shaft, 90° Straight, Reusable | SutureLasso™ SD Shaft, 90° Straight, Reusable
Centrix, Inc | الولايات المتحدة الامريكية | United States | ME0000006799SFDAA00005 | ProxiDiscs | stainless steel proximal separator discs | stainless steel proximal separator discs
3M Company | الولايات المتحدة الامريكية | United States | ME0000009315SFDAA00090 | 3M™ Medipore™ H Soft Cloth Surgical Tape | Surgical Tape | Soft Cloth Surgical Tape.
Integra LifeSciences Production Corporation | الولايات المتحدة الامريكية | United States | ME0000007600SFDAA00025 | INTEGRA® Miltex® | Forceps | Forceps are made of stainless steel.
Ferno-Washington ,Inc | الولايات المتحدة الامريكية | United States | ME0000011633SFDAA00016 | Model 9 Emergency Stretcher | Model 9 Emergency Stretcher | Emergency patient Handling
Bioclear Matrix Systems | الولايات المتحدة الامريكية | United States | ME0000007631SFDAA00010 | Black Triangle (BT) Kit | Black Triangle Gauge | The Bioclear Plastic Instrument (in all its variations) is intended to use the color indicated on the gauge to help quickly determine the next step in a dental procedure.
Bioclear Matrix Systems | الولايات المتحدة الامريكية | United States | ME0000007631SFDAA00003 | Diamond Wedge | Diamond Wedge | The Bioclear Wedge (in all its variations) is indicated for all anterior and posterior restorations where tooth separation by wedge is needed
DEROYAL INDUSTRIES INC | الولايات المتحدة الامريكية | United States | ME0000001358SFDAA00054 | Telemetry Pouch | DeRoyal Telemetry Pouch | Telemetry Pouch
K2M, Inc. | الولايات المتحدة الامريكية | United States | ME0000000432SFDAA00058 | MESA® Spinal System, Overhead Reamer | MESA® Spinal System, Overhead Reamer | MESA® Spinal System, Overhead Reamer
K2M, Inc. | الولايات المتحدة الامريكية | United States | ME0000000432SFDAA00047 | MESA® Spinal System, MESA Rail™ Unlocker | MESA® Spinal System, MESA Rail™ Unlocker | MESA® Spinal System, MESA Rail™ Unlocker
K2M, Inc. | الولايات المتحدة الامريكية | United States | ME0000000432SFDAA00042 | MESA® Spinal System - Compressor, Multi-Span | MESA® Spinal System - Compressor, Multi-Span | MESA® Spinal System - Compressor, Multi-Span
K2M, Inc. | الولايات المتحدة الامريكية | United States | ME0000000432SFDAA00052 | MESA® Spinal System, MESA Rail™ Connector Holder | MESA® Spinal System, MESA Rail™ Connector Holder | MESA® Spinal System, MESA Rail™ Connector Holder
K2M, Inc. | الولايات المتحدة الامريكية | United States | ME0000000432SFDAA00050 | MESA® Spinal System | Instrument Tray | Instrument Tray
K2M, Inc. | الولايات المتحدة الامريكية | United States | ME0000000432SFDAA00037 | MESA® Spinal System, Deformity Screw Inserter | MESA® Spinal System, Deformity Screw Inserter | MESA® Spinal System, Deformity Screw Inserter
K2M, Inc. | الولايات المتحدة الامريكية | United States | ME0000000432SFDAA00033 | MESA® Spinal System | Reduction Jack | A hand-held surgical instrument
K2M, Inc. | الولايات المتحدة الامريكية | United States | ME0000000432SFDAA00030 | MESA® Spinal System, Manipulator | MESA® Spinal System, Manipulator | MESA® Spinal System, Manipulator
K2M, Inc. | الولايات المتحدة الامريكية | United States | ME0000000432SFDAA00025 | MESA® Spinal System, Dragonfly™ Dual Action Rod Reducer | MESA® Spinal System, Dragonfly™ Dual Action Rod Reducer | MESA® Spinal System, Dragonfly™ Dual Action Rod Reducer
K2M, Inc. | الولايات المتحدة الامريكية | United States | ME0000000432SFDAA00021 | MESA® Spinal System, Quick Unlocker | MESA® Spinal System, Quick Unlocker | MESA® Spinal System, Quick Unlocker
K2M, Inc. | الولايات المتحدة الامريكية | United States | ME0000000432SFDAA00017 | MESA® Spinal System | Modular Unlocker | A hand-held surgical instrument
K2M, Inc. | الولايات المتحدة الامريكية | United States | ME0000000432SFDAA00013 | MESA® Spinal System | Screw Craddle | ORTHOPEDIC MANUAL SURGICAL INSTRUMENT
K2M, Inc. | الولايات المتحدة الامريكية | United States | ME0000000432SFDAA00009 | MESA® Spinal System | Rod Puller | A hand-held surgical instrument
K2M, Inc. | الولايات المتحدة الامريكية | United States | ME0000000432SFDAA00004 | MESA® Spinal System | Screw Inserter | ORTHOPEDIC MANUAL SURGICAL INSTRUMENT
K2M, Inc. | الولايات المتحدة الامريكية | United States | ME0000000432SFDAA00029 | MESA® Spinal System | Rotation Tube | A hand-held surgical instrument
K2M, Inc. | الولايات المتحدة الامريكية | United States | ME0000000432SFDAA00026 | MESA® Spinal System | Dual Action Rod Reducer | A hand-held surgical instrument
K2M, Inc. | الولايات المتحدة الامريكية | United States | ME0000000432SFDAA00022 | MESA® Spinal System | Screw Head Elevator | hand-held surgical instrument
K2M, Inc. | الولايات المتحدة الامريكية | United States | ME0000000432SFDAA00018 | MESA® Spinal System, T-Bar Screw Remover | MESA® Spinal System, T-Bar Screw Remover | MESA® Spinal System - T-Bar Screw Remover
K2M, Inc. | الولايات المتحدة الامريكية | United States | ME0000000432SFDAA00039 | MESA® Spinal System | Preparation Instruments Tray | ORTHOPEDIC MANUAL SURGICAL INSTRUMENT
K2M, Inc. | الولايات المتحدة الامريكية | United States | ME0000000432SFDAA00014 | MESA® Spinal System | Bender | A hand-held surgical instrument
K2M, Inc. | الولايات المتحدة الامريكية | United States | ME0000000432SFDAA00010 | MESA® Spinal System | Lumbar Probe | A hand-held surgical instrument
K2M, Inc. | الولايات المتحدة الامريكية | United States | ME0000000432SFDAA00006 | MESA® Spinal System - Quick Locker | Quick Locker | A hand-held surgical instrument
K2M, Inc. | الولايات المتحدة الامريكية | United States | ME0000000432SFDAA00005 | MESA® Spinal System | Screw Head Adjuster | A hand-held surgical instrument
K2M, Inc. | الولايات المتحدة الامريكية | United States | ME0000000432SFDAA00034 | MESA® Spinal System, Torque Limiting Handle | MESA® Spinal System, Torque Limiting Handle | MESA® Spinal System - Size 30 in-lbs (3.4 N-m) - Torque Limiting Handle
K2M, Inc. | الولايات المتحدة الامريكية | United States | ME0000000432SFDAA00056 | MESA® Spinal System | Instrument Case | flat shallow vessel
K2M, Inc. | الولايات المتحدة الامريكية | United States | ME0000000432SFDAA00044 | MESA® Spinal System, MESA Rail™ In Situ Bender | MESA® Spinal System, MESA Rail™ In Situ Bender | MESA® Spinal System - MESA Rail™ - In Situ Bender (Left)
K2M, Inc. | الولايات المتحدة الامريكية | United States | ME0000000432SFDAA00053 | MESA® Spinal System, Rail Bender | MESA® Spinal System, Rail Bender | MESA® Spinal System, Rail Bender
K2M, Inc. | الولايات المتحدة الامريكية | United States | ME0000000432SFDAA00048 | MESA® Spinal System, MESA Rail™ Cutter | MESA® Spinal System, MESA Rail™ Cutter | MESA® Spinal System, MESA Rail™ Cutter
K2M, Inc. | الولايات المتحدة الامريكية | United States | ME0000000432SFDAA00043 | MESA® Spinal System, MESA Rail™ Distractor | MESA® Spinal System, MESA Rail™ Distractor | MESA® Spinal System, MESA Rail™ Distractor
NEOTECH PRODUCTS LLC. | الولايات المتحدة الامريكية | United States | ME0000011069SFDAA00184 | NEOSHADES PLAIN | PHOTOTHERAPY EYE SHIELD | N720PL With Tabs, Micro N721PL With Tabs, Small N722PL With Tabs, Large N724PL With Tabs and Ocular Pockets, Micro N725PL With Tabs and Ocular Pockets, Small N726PL With Tabs and Ocular Pockets, Large N727PL With Headstrap, Micro N728PL With Headstrap, Small N729PL With Headstrap, Large
Bioclear Matrix Systems | الولايات المتحدة الامريكية | United States | ME0000007631SFDAA00005 | BT Bioclear Matrix | BT Bioclear Matrix | The Bioclear Matrix (in all its variations) is indicated for all anterior and posterior restorations where composite or amalgam is needed and the matrix will give a natural emergence profile and reduce finishing in the interproximal
Bioclear Matrix Systems | الولايات المتحدة الامريكية | United States | ME0000007631SFDAA00009 | TwinRing Forceps | TwinRing Forceps | The Bioclear Sectional Ring (in all its variations) is indicated for all posterior restorations where separation by a sectional ring is needed.
Bioclear Matrix Systems | الولايات المتحدة الامريكية | United States | ME0000007631SFDAA00004 | TwinRing - Molar | TwinRing - Molar | The Bioclear Sectional Ring (in all its variations) is indicated for all posterior restorations where separation by a sectional ring is needed
Mercury Medical | الولايات المتحدة الامريكية | United States | ME0000000494SFDAA00005 | SILICONE FACE MASK | SILICONE FACE MASK | SILICONE FACE MASK TO DIRECT GAS TO THE UPPER AIRWAY
K2M, Inc. | الولايات المتحدة الامريكية | United States | ME0000000432SFDAA00016 | MESA® Spinal System, Case Lid | MESA® Spinal System, Case Lid | MESA ® Spinal System - Case Lid
K2M, Inc. | الولايات المتحدة الامريكية | United States | ME0000000432SFDAA00028 | MESA® Spinal System, Parallel Distractor (Lightweight) | MESA® Spinal System, Parallel Distractor (Lightweight) | MESA® Spinal System, Parallel Distractor (Lightweight)
Bioclear Matrix Systems | الولايات المتحدة الامريكية | United States | ME0000007631SFDAA00008 | HD Bioclear Anterior Matrix | Bioclear Matrix | The Bioclear Matrix (in all its variations) is indicated for all anterior and posterior restorations where composite or amalgam is needed and the matrix will give a natural emergence profile and reduce finishing in the interproximal
K2M, Inc. | الولايات المتحدة الامريكية | United States | ME0000000432SFDAA00007 | MESA® Spinal System | Locker, Reduction Jack | A hand-held surgical instrument
K2M, Inc. | الولايات المتحدة الامريكية | United States | ME0000000432SFDAA00011 | MESA® Spinal System | Thoracic Probe | A hand-held surgical instrument
K2M, Inc. | الولايات المتحدة الامريكية | United States | ME0000000432SFDAA00015 | MESA® Spinal System | Cricket Tube | A hand-held surgical instrument
K2M, Inc. | الولايات المتحدة الامريكية | United States | ME0000000432SFDAA00019 | MESA® Spinal System | Reduction Jack rotation Tube | A hand-held surgical instrument
K2M, Inc. | الولايات المتحدة الامريكية | United States | ME0000000432SFDAA00023 | MESA® Spinal System, Wedge Distractor | MESA® Spinal System, Wedge Distractor | MESA® Spinal System, Wedge Distractor
K2M, Inc. | الولايات المتحدة الامريكية | United States | ME0000000432SFDAA00027 | MESA® Spinal System, Special Guiding Reamer | MESA® Spinal System, Special Guiding Reamer | MESA® Spinal System, Special Guiding Reamer
K2M, Inc. | الولايات المتحدة الامريكية | United States | ME0000000432SFDAA00031 | MESA® Spinal System, Manipulator Wrench | MESA® Spinal System, Manipulator Wrench | MESA® Spinal System, Manipulator Wrench
K2M, Inc. | الولايات المتحدة الامريكية | United States | ME0000000432SFDAA00035 | MESA® Spinal System | Caddy | ORTHOPEDIC MANUAL SURGICAL INSTRUMENT
K2M, Inc. | الولايات المتحدة الامريكية | United States | ME0000000432SFDAA00038 | MESA® Spinal System, Implants/ Instruments Tray | MESA® Spinal System, Implants/ Instruments Tray | MESA® Spinal System - Implants/ Instruments Tray - Tray 1 Rail
PARK-ISTRE, LLC. | الولايات المتحدة الامريكية | United States | ME0000002384SFDAA00003 | Acero 3S Crowns | Crown | Dental Stainless Crown
K2M, Inc. | الولايات المتحدة الامريكية | United States | ME0000000432SFDAA00045 | MESA® Spinal System, MESA Rail™ Coronal Bender | MESA® Spinal System, MESA Rail™ Coronal Bender | MESA® Spinal System - MESA Rail™ - Coronal Bender (Left)
K2M, Inc. | الولايات المتحدة الامريكية | United States | ME0000000432SFDAA00049 | MESA® Spinal System, MESA Rail™ Vise Grips | MESA® Spinal System, MESA Rail™ Vise Grips | MESA® Spinal System, MESA Rail™ Vise Grips
K2M, Inc. | الولايات المتحدة الامريكية | United States | ME0000000432SFDAA00055 | MESA® Spinal System, Dual Action Rail Reducer | MESA® Spinal System, Dual Action Rail Reducer | MESA® Spinal System, Dual Action Rail Reducer
K2M, Inc. | الولايات المتحدة الامريكية | United States | ME0000000432SFDAA00041 | MESA® Spinal System, MESA Rail™ Compressor | MESA® Spinal System, MESA Rail™ Compressor | MESA® Spinal System - MESA Rail™ - Compressor, Angled
K2M, Inc. | الولايات المتحدة الامريكية | United States | ME0000000432SFDAA00046 | MESA® Spinal System, Implant Caddy | MESA® Spinal System, Implant Caddy | MESA® Spinal System, Implant Caddy
K2M, Inc. | الولايات المتحدة الامريكية | United States | ME0000000432SFDAA00051 | MESA® Spinal System, MESA Rail™ Rotation Wrench | MESA® Spinal System, MESA Rail™ Rotation Wrench | MESA® Spinal System, MESA Rail™ Rotation Wrench
K2M, Inc. | الولايات المتحدة الامريكية | United States | ME0000000432SFDAA00057 | MESA® Small Stature Spinal System, Rod Template | MESA® Small Stature Spinal System, Rod Template | MESA® Small Stature Spinal System, Rod Template
Bioclear Matrix Systems | الولايات المتحدة الامريكية | United States | ME0000007631SFDAA00006 | Biofit HD Matrix | Biofit Matrix | The Bioclear Matrix (in all its variations) is indicated for all anterior and posterior restorations where composite or amalgam is needed and the matrix will give a natural emergence profile and reduce finishing in the interproximal
GENERAL PHYSIOTHERAPY, INC. | الولايات المتحدة الامريكية | United States | ME0000009065SFDAA00003 | G5, GK-3 | massage machine | massage machine
Accelerate Diagnostics, Inc. | الولايات المتحدة الامريكية | United States | ME0000012817SFDAA00005 | Accelerate Arc BC KIT | Accelerate Arc BC KIT | Kit Reagent
HAVPAK | الولايات المتحدة الامريكية | United States | ME0000002140SFDAA00006 | Oral B | Oral B Floss 25M Pro Expert Clinic Line | Oral B Dental Floss 25M Pro Expert Clinic Line 81643967 | خيط أسنان أورال بي برو إكسبرت كلينيك لاين
K2M, Inc. | الولايات المتحدة الامريكية | United States | ME0000000432SFDAA00008 | MESA® Spinal System, Tap | Tap | A hand-held surgical instrument
K2M, Inc. | الولايات المتحدة الامريكية | United States | ME0000000432SFDAA00012 | MESA® Spinal System, Partial Locker | Partial Locker | A hand-held surgical instrument
K2M, Inc. | الولايات المتحدة الامريكية | United States | ME0000000432SFDAA00024 | MESA® Spinal System, Reduction Jack Rail | Reduction Jack Rail | hand-held surgical instrument
K2M, Inc. | الولايات المتحدة الامريكية | United States | ME0000000432SFDAA00032 | MESA® Spinal System, Rod Connector Inserter | Rod Connector Inserter | hand-held surgical instrument
K2M, Inc. | الولايات المتحدة الامريكية | United States | ME0000000432SFDAA00040 | MESA® Spinal System, Implant Tray | Implant Tray | ORTHOPEDIC MANUAL SURGICAL INSTRUMENT
K2M, Inc. | الولايات المتحدة الامريكية | United States | ME0000000432SFDAA00036 | MESA® Spinal System, Driver | Driver | A hand-held surgical instrument
K2M, Inc. | الولايات المتحدة الامريكية | United States | ME0000000432SFDAA00020 | MESA® Spinal System, Quick Cricket Holder | Quick Cricket Holder | A hand-held surgical instrument
Medtronic Sofamor Danek USA, Inc. | الولايات المتحدة الامريكية | United States | ME0000000273SFDAA00847 | INSTRUMENT 7480225 PEDICLE FINDER | INSTRUMENT 7480225 PEDICLE FINDER | Intended for use in orthopedic and neurological surgical procedures to manipulate tissue, bone, or for use with other devices in surgery. An instrument may incorporate a measuring function
Viant Medical, LLC | الولايات المتحدة الامريكية | United States | ME0000018349SFDAA00020 | Low Profile Acetabular Reamer Case | Reamer Case | Reamer Case
Zimmer Surgical Inc. | الولايات المتحدة الامريكية | United States | ME0000000851SFDAA00007 | ZIMMER AIR DERMATOME DERMATOME HOSE | N/A | Surgical Skin Grafting Instruments.
Medtronic Sofamor Danek USA, Inc. | الولايات المتحدة الامريكية | United States | ME0000000273SFDAA00844 | TRADITIONAL STRAIGHT AND LATERAL IMPLANT HOLDER | TRADITIONAL STRAIGHT AND LATERAL IMPLANT HOLDER | Intended for use in orthopedic and neurological surgical procedures to manipulate tissue, bone, or for use with other devices in surgery. An instrument may incorporate a measuring function
Medtronic Sofamor Danek USA, Inc. | الولايات المتحدة الامريكية | United States | ME0000000273SFDAA00846 | INSTRUMENT 5584150 55/60 COUNTER-TORQUE | INSTRUMENT 5584150 55/60 COUNTER-TORQUE | Intended for use in orthopedic and neurological surgical procedures to manipulate tissue, bone, or for use with other devices in surgery. An instrument may incorporate a measuring function
Arthrex, Inc | الولايات المتحدة الامريكية | United States | ME0000001945SFDAA01165 | Parallel Graft Knife Handle | Parallel Graft Knife Handle | Parallel Graft Knife Handle
STEPHENS INSTRUMENTS, INC | الولايات المتحدة الامريكية | United States | ME0000002589SFDAA00002 | SPECULUMS | SURGICAL INSTRUMENTS | HAND HELD SPECULUM
Arthrex, Inc | الولايات المتحدة الامريكية | United States | ME0000001945SFDAA01178 | Shoulder Instrument Case | Shoulder Instrument Case | Shoulder Instrument Case
Medtronic Sofamor Danek USA, Inc. | الولايات المتحدة الامريكية | United States | ME0000000273SFDAA00841 | UNIVERSAL HANDLE | tri flat quick connected fixed inline UNIVERSAL HANDLE | Intended for use in orthopedic and neurological surgical procedures to manipulate tissue, bone, or for use with other devices in surgery. An instrument may incorporate a measuring function
Arthrex, Inc | الولايات المتحدة الامريكية | United States | ME0000001945SFDAA01179 | Guidewire, Ankle Arthroscopy,1.1 mm | Guidewire, Ankle Arthroscopy,1.1 mm | Guidewire, Ankle Arthroscopy,1.1 mm
Sunoptic Technologies, LLC | الولايات المتحدة الامريكية | United States | ME0000015099SFDAA00103 | TracLux | Illuminated Retractor System | TracLux HandLite Illuminated Retractor system.
Arthrex, Inc | الولايات المتحدة الامريكية | United States | ME0000001945SFDAA01166 | SutureLasso™ SD Suture Passing System Instrument Case | SutureLasso™ SD Suture Passing System Instrument Case | SutureLasso™ SD Suture Passing System Instrument Case
STEPHENS INSTRUMENTS | الولايات المتحدة الامريكية | United States | ME0000002381SFDAA00004 | FORCEPS | SURGICAL INSTRUMENTS | SINGLE USE FORCEPS
Biomet Trauma | الولايات المتحدة الامريكية | United States | ME0000002590SFDAA00003 | K-Wire Trocar Tip 1.6mm x 151 mm | Surgical Wire Tip | Surgical Wire Tip
Medtronic Sofamor Danek USA, Inc. | الولايات المتحدة الامريكية | United States | ME0000000273SFDAA00840 | DRIVER LOCK SLEEVE | DRIVER LOCK SLEEVE | Intended for use in orthopedic and neurological surgical procedures to manipulate tissue, bone, or for use with other devices in surgery. An instrument may incorporate a measuring function
Viant Medical, LLC | الولايات المتحدة الامريكية | United States | ME0000018349SFDAA00022 | Jumbo Case Base for Acetabular Reamers | Case Base | Jumbo Case Base for Acetabular Reamers
Keystone Industries | الولايات المتحدة الامريكية | United States | ME0000005861SFDAA00005 | Gelato Prophy Paste | Prophylaxis Paste | Gelato prophy Paste provides smooth, pliable and splatter-free application. without fluoride ,is perfect for high-luster polishing and stain removal
S.S. White Burs Inc. | الولايات المتحدة الامريكية | United States | ME0000008271SFDAA00006 | EXACT GUIDE | Rotary Endodontic File | An endodontic file is an invasive device intended to treat patients with pulpitis and pulp necrosis.
Stryker Instruments | الولايات المتحدة الامريكية | United States | ME0000003208SFDAA00416 | Stryker SmartLife® | Small Aseptic Housing | A device intended to enclose the battery and provide interface to the handpiece.
Viant Medical, LLC | الولايات المتحدة الامريكية | United States | ME0000018349SFDAA00021 | Jumbo Acetabular Reamer Bottom Tray 71 mm/80mm | Tray | JUMBO CASE BOTTOM TRAY
Stryker Instruments | الولايات المتحدة الامريكية | United States | ME0000003208SFDAA00415 | Stryker SmartLife® | Small Non-Sterile Battery | The Stryker SmartLife Non-sterile Batteries are accessories to Stryker handpieces. These batteries are intended to supply energy to power Stryker handpieces which are for use in the cutting, drilling, decorticating, and smoothing of bone and other bone-related tissue in a variety of surgical procedures. These batteries are only intended to be used with Stryker handpieces and are not intended to be autoclaved. The non-sterile battery is intended to be used with an appropriate Stryker aseptic housing and transfer shield
Stryker Instruments | الولايات المتحدة الامريكية | United States | ME0000003208SFDAA00417 | Stryker SmartLife® | Small Transfer Shield | A device intended to guard the aseptic housing from contamination during battery installation.
ARCUS MEDICAL LLC | الولايات المتحدة الامريكية | United States | ME0000008132SFDAA00010 | AFEX | AFEX | DISPOSABLE URINARY COLLECTION KIT
MMJ Labs, LLC dba Pain Care Labs | الولايات المتحدة الامريكية | United States | ME0000002650SFDAA00005 | Buzzy | Pain Care | Relief of minor aches and pains
CIVCO Medical Instruments Co., Inc DBA CIVCO and CIVCO Medical Solutions | الولايات المتحدة الامريكية | United States | ME0000006496SFDAA00072 | CAB-VR™ Storage System | Probe Cabinet | Ultrasound Probe Cabinet
DYNA FLEX | الولايات المتحدة الامريكية | United States | ME0000001324SFDAA00003 | CS5 | Spring | Orthodontic Spring
CIVCO Medical Instruments Co., Inc DBA CIVCO and CIVCO Medical Solutions | الولايات المتحدة الامريكية | United States | ME0000006496SFDAA00071 | Soaking Cup | Soaking Cup | Endocavity Soaking Cup
CIVCO Medical Instruments Co., Inc DBA CIVCO and CIVCO Medical Solutions | الولايات المتحدة الامريكية | United States | ME0000006496SFDAA00070 | CAB-TEE® Storage System | Probe Cabinet | Ultrasound Probe Cabinet
Arthrex, Inc | الولايات المتحدة الامريكية | United States | ME0000001945SFDAA01087 | Arthroereisis Sizer, 11mm | Arthroereisis Sizer, 11mm | Arthroereisis Sizer, 11mm
Arthrex, Inc | الولايات المتحدة الامريكية | United States | ME0000001945SFDAA01113 | Conical Obturator for Tapered/Fenestrated 3.5 mm HIP Scope Sheath | Conical Obturator for Tapered/Fenestrated 3.5 mm HIP Scope Sheath | Conical Obturator for Tapered/Fenestrated 3.5 mm HIP Scope Sheath
Arthrex, Inc | الولايات المتحدة الامريكية | United States | ME0000001945SFDAA01180 | Grasper, Blunt Straight Tip, Ø3.4 mm Straight Shaft, SR Handle with FlushPort | Grasper, Blunt Straight Tip, Ø3.4 mm Straight Shaft, SR Handle with FlushPort | Grasper, Blunt Straight Tip, Ø3.4 mm Straight Shaft, SR Handle with FlushPort
Arthrex, Inc | الولايات المتحدة الامريكية | United States | ME0000001945SFDAA01143 | SutureLasso™ SD Shaft, Crescent, Reusable | SutureLasso™ SD Shaft, Crescent, Reusable | SutureLasso™ SD Shaft, Crescent, Reusable
Dynaflex | الولايات المتحدة الامريكية | United States | ME0000002449SFDAA00005 | Bracket | Bracket | Stainless Steel Orthodontic Metal Bracket
GENERAL PHYSIOTHERAPY, INC. | الولايات المتحدة الامريكية | United States | ME0000009065SFDAA00004 | G5 Vibracare | G5 Vibracare | G5 Vibracare
Dental Imaging Technologies Corporatoin | الولايات المتحدة الامريكية | United States | ME0000002941SFDAA00024 | Short Alignment Positioning Bars | Postioning Bars | Postioning Bars
Ferno-Washington ,Inc | الولايات المتحدة الامريكية | United States | ME0000011633SFDAA00017 | Model 71 series Basket stretcher | 71 Basket stretcher ,INT | Emergency and Traumatology Stretcher
Den-Mat Holdings | الولايات المتحدة الامريكية | United States | ME0000003108SFDAA00067 | PeriOptix | Perioptix Loupe | perioptix loupes used by any one need magnification or need more light during his procedure in case he what to magnify the object he is working on | منتج يستخدم للتكبير ان كان الشخص المستخدم يحتاج التكبير خلال العمليات او الاجراءات التي يعمل عليها
Arthrex, Inc | الولايات المتحدة الامريكية | United States | ME0000001945SFDAA01181 | 600 Power System Instrument Case | 600 Power System Instrument Case | 600 Power System Instrument Case
Arthrex, Inc | الولايات المتحدة الامريكية | United States | ME0000001945SFDAA01189 | Sizer/Tamp, 5 mm, Green | Sizer/Tamp, 5 mm, Green | Sizer/Tamp, 5 mm, Green
Arthrex, Inc | الولايات المتحدة الامريكية | United States | ME0000001945SFDAA01193 | Sizer/Tamp, 8 mm, Purple | Sizer/Tamp, 8 mm, Purple | Sizer/Tamp, 8 mm, Purple
Arthrex, Inc | الولايات المتحدة الامريكية | United States | ME0000001945SFDAA01197 | OATS® Alignment Stick,5mm&6 mm | OATS® Alignment Stick,5mm&6 mm | OATS® Alignment Stick,5mm&6 mm
Arthrex, Inc | الولايات المتحدة الامريكية | United States | ME0000001945SFDAA01201 | Arthrex PassPort Curved Hemostat | Arthrex PassPort Curved Hemostat | Arthrex PassPort Curved Hemostat
Viant Medical, LLC | الولايات المتحدة الامريكية | United States | ME0000018349SFDAA00019 | Jumbo Case Lid for Acetabular Reamers | Case Lid | Case Lid
Arthrex, Inc | الولايات المتحدة الامريكية | United States | ME0000001945SFDAA01211 | Tunnel Dilator, 7.5 mm | Tunnel Dilator, 7.5 mm | Tunnel Dilator, 7.5 mm
Arthrex, Inc | الولايات المتحدة الامريكية | United States | ME0000001945SFDAA01207 | Tunnel Dilator, 5.5 mm | Tunnel Dilator, 5.5 mm | Tunnel Dilator, 5.5 mm
Arthrex, Inc | الولايات المتحدة الامريكية | United States | ME0000001945SFDAA01203 | Drill Sleeve for Retroconstruction™ Drill Guide, Stepped, 7mm Long Tip. | Drill Sleeve for Retroconstruction™ Drill Guide, Stepped, 7mm Long Tip. | Drill Sleeve for Retroconstruction™ Drill Guide, Stepped, 7mm Long Tip.
Arthrex, Inc | الولايات المتحدة الامريكية | United States | ME0000001945SFDAA01190 | Sizer/Tamp, 6 mm, Red | Sizer/Tamp, 6 mm, Red | Sizer/Tamp, 6 mm, Red
Arthrex, Inc | الولايات المتحدة الامريكية | United States | ME0000001945SFDAA01194 | Sizer/Tamp, 9 mm, Gold | Sizer/Tamp, 9 mm, Gold | Sizer/Tamp, 9 mm, Gold
Arthrex, Inc | الولايات المتحدة الامريكية | United States | ME0000001945SFDAA01198 | OATS® Alignment Stick,7mm&8 mm | OATS® Alignment Stick,7mm&8 mm | OATS® Alignment Stick,7mm&8 mm
Arthrex, Inc | الولايات المتحدة الامريكية | United States | ME0000001945SFDAA01204 | ACL Graft Shaper | ACL Graft Shaper | ACL Graft Shaper
Arthrex, Inc | الولايات المتحدة الامريكية | United States | ME0000001945SFDAA01208 | Tunnel Dilator, 6.0 mm | Tunnel Dilator, 6.0 mm | Tunnel Dilator, 6.0 mm
Arthrex, Inc | الولايات المتحدة الامريكية | United States | ME0000001945SFDAA01212 | Tunnel Dilator, 8 mm | Tunnel Dilator, 8 mm | Tunnel Dilator, 8 mm
Arthrex, Inc | الولايات المتحدة الامريكية | United States | ME0000001945SFDAA01079 | Suture Cutter, Ø 4.2 mm, Straight Shaft, 220 mm | Suture Cutter, Ø 4.2 mm, Straight Shaft, 220 mm | Suture Cutter, Ø 4.2 mm, Straight Shaft, 220 mm
Arthrex, Inc | الولايات المتحدة الامريكية | United States | ME0000001945SFDAA01182 | Tube Harvester Driver/Extractor | Tube Harvester Driver/Extractor | Tube Harvester Driver/Extractor
Arthrex, Inc | الولايات المتحدة الامريكية | United States | ME0000001945SFDAA01184 | Core Extruder | Core Extruder | Core Extruder
Arthrex, Inc | الولايات المتحدة الامريكية | United States | ME0000001945SFDAA01188 | Cartilage Protector™ Cap | Cartilage Protector™ Cap | Cartilage Protector™ Cap
Arthrex, Inc | الولايات المتحدة الامريكية | United States | ME0000001945SFDAA01196 | Graft Retriever, 10 mm | Graft Retriever, 10 mm | Graft Retriever, 10 mm
Arthrex, Inc | الولايات المتحدة الامريكية | United States | ME0000001945SFDAA01192 | Sizer/Tamp, 7 mm, Blue | Sizer/Tamp, 7 mm, Blue | Sizer/Tamp, 7 mm, Blue
Arthrex, Inc | الولايات المتحدة الامريكية | United States | ME0000001945SFDAA01200 | OATS® Case | OATS® Case | OATS® Case
SAGEMAX BIOCERAMICS, INC | الولايات المتحدة الامريكية | United States | ME0000003601SFDAA00002 | SAGEMAX DENTAL WAX | SAGEMAX DENTAL WAX | Sagemax WAX Disc is made for CAD/CAM fabrication of wax restorations.
Arthrex, Inc | الولايات المتحدة الامريكية | United States | ME0000001945SFDAA01195 | Sizer/Tamp, 10 mm, Black | Sizer/Tamp, 10 mm, Black | Sizer/Tamp, 10 mm, Black
Stryker Instruments | الولايات المتحدة الامريكية | United States | ME0000003208SFDAA00419 | CORE™ Clip | Clip | A device intended to connect to a surgical power tool system motor [it is locked and held in a collet or quick coupling and not simply gripped in a drill chuck (Jacobs chuck)] to convert the non-dedicated mechanical energy provided by the motor to a dedicated mechanical motion to perform a drilling function when an appropriate drill bit is inserted. It may include integral design features, e.g., have an angled head, be cannulated, have an attached Jacobs chuck, or have an extended body length to better suit a particular activity. It is typically made of high-grade stainless steel and synthetic materials. The device may be of the micro or macro design. This is a reusable device.
Altimate Medical, Inc. | الولايات المتحدة الامريكية | United States | ME0000003417SFDAA00004 | EasyStand Zing | Zing | manual operated lift that can be adjusted from the prone or supine position to increase tolerance to an upright standing position.
Arthrex, Inc | الولايات المتحدة الامريكية | United States | ME0000001945SFDAA01183 | OATS® Osteochondral Autograft Transfer System Ø 5mm | OATS® Osteochondral Autograft Transfer System Ø 5mm | OATS® Osteochondral Autograft Transfer System Ø 5mm
Arthrex, Inc | الولايات المتحدة الامريكية | United States | ME0000001945SFDAA01187 | OATS®Osteochondral Autograft Transfer System Ø10mm | OATS®Osteochondral Autograft Transfer System Ø10mm | OATS®Osteochondral Autograft Transfer System Ø10mm
Arthrex, Inc | الولايات المتحدة الامريكية | United States | ME0000001945SFDAA01191 | OATS®Osteochondral Autograft Transfer System Ø9mm | OATS®Osteochondral Autograft Transfer System Ø9mm | OATS®Osteochondral Autograft Transfer System Ø9mm
Arthrex, Inc | الولايات المتحدة الامريكية | United States | ME0000001945SFDAA01199 | OATS® Alignment Stick,9mm&10 mm | OATS® Alignment Stick,9mm&10 mm | OATS® Alignment Stick,9mm&10 mm
Arthrex, Inc | الولايات المتحدة الامريكية | United States | ME0000001945SFDAA01213 | Tunnel Dilator, 8.5 mm | Tunnel Dilator, 8.5 mm | Tunnel Dilator, 8.5 mm
Arthrex, Inc | الولايات المتحدة الامريكية | United States | ME0000001945SFDAA01215 | Tunnel Dilator, 9.5 mm | Tunnel Dilator, 9.5 mm | Tunnel Dilator, 9.5 mm
Arthrex, Inc | الولايات المتحدة الامريكية | United States | ME0000001945SFDAA01206 | Instrument Case for Transportal ACL Guides | Instrument Case for Transportal ACL Guides | Instrument Case for Transportal ACL Guides
Arthrex, Inc | الولايات المتحدة الامريكية | United States | ME0000001945SFDAA01210 | Tunnel Dilator, 7 mm | Tunnel Dilator, 7 mm | Tunnel Dilator, 7 mm
Arthrex, Inc | الولايات المتحدة الامريكية | United States | ME0000001945SFDAA01209 | Tunnel Dilator, 6.5 mm | Tunnel Dilator, 6.5 mm | Tunnel Dilator, 6.5 mm
Arthrex, Inc | الولايات المتحدة الامريكية | United States | ME0000001945SFDAA01205 | Portal Dilator for Bio-FASTak® Spear | Portal Dilator for Bio-FASTak® Spear | Portal Dilator for Bio-FASTak® Spear
Bioclear Matrix Systems | الولايات المتحدة الامريكية | United States | ME0000007631SFDAA00011 | Complete HD Anterior Kit | HD Anterior Kit Complete | Convenience Kit
Foreseeson Custom Displays, Inc | الولايات المتحدة الامريكية | United States | ME0000005636SFDAA00005 | Image Processing System | Image Processing System | Medical Image Processing
Arthrex, Inc | الولايات المتحدة الامريكية | United States | ME0000001945SFDAA01221 | Tap, 10 mm, BioComposite Interference Screw, Quick Connect | Tap, 10 mm, BioComposite Interference Screw, Quick Connect | Tap, 10 mm, BioComposite Interference Screw, Quick Connect
Arthrex, Inc | الولايات المتحدة الامريكية | United States | ME0000001945SFDAA01214 | Tunnel Dilator, 9 mm | Tunnel Dilator, 9 mm | Tunnel Dilator, 9 mm
Keystone Industries | الولايات المتحدة الامريكية | United States | ME0000008626SFDAA00081 | Bosworth Trim Plus | Temporary Dental Acrylic Resin | Fast setting non irritating PMMA temporary crown and bridge material formulated for extended use.
Arthrex, Inc | الولايات المتحدة الامريكية | United States | ME0000001945SFDAA01219 | Tunnel Dilator, 11.5 mm | Tunnel Dilator, 11.5 mm | Tunnel Dilator, 11.5 mm
Arthrex, Inc | الولايات المتحدة الامريكية | United States | ME0000001945SFDAA01226 | Pin Tip Tibial Marking Hook for RetroConstruction ACL Guide, Small Angle | Pin Tip Tibial Marking Hook for RetroConstruction ACL Guide, Small Angle | Pin Tip Tibial Marking Hook for RetroConstruction ACL Guide, Small Angle
Philips Oral Healthcare, LLC | الولايات المتحدة الامريكية | United States | ME0000003792SFDAA00001 | Philips Sonicare 2100 | Powered Toothbrush | Powered Toothbrush | فرشاة أسنان كهربائية بالاهتزازات الصوتية بطارية تدوم 14 يوما
Philips Oral Healthcare, LLC | الولايات المتحدة الامريكية | United States | ME0000003796SFDAA00015 | Philips Sonicare Cordless Power Flosser 2000 | Water Jet Flosser | Handheld oral irrigator | فيلبس سينو كير أداة التنظيف اللاسلكية بين الاسنان 2000 بتقنية موجات نبضية توجهك أثناء الاستخدام
WillowWood Global LLC | الولايات المتحدة الامريكية | United States | ME0000003699SFDAA00009 | Alpha liner | Liner | To ensure the minimal distal distraction for a comfortable fitting and the best stability for the prosthesis to all levels of activity
Arthrex, Inc | الولايات المتحدة الامريكية | United States | ME0000001945SFDAA01216 | Tunnel Dilator, 10 mm | Tunnel Dilator, 10 mm | Tunnel Dilator, 10 mm
Arthrex, Inc | الولايات المتحدة الامريكية | United States | ME0000001945SFDAA01217 | Tunnel Dilator, 10.5 mm | Tunnel Dilator, 10.5 mm | Tunnel Dilator, 10.5 mm
Arthrex, Inc | الولايات المتحدة الامريكية | United States | ME0000001945SFDAA01220 | Tunnel Dilator, 12 mm | Tunnel Dilator, 12 mm | Tunnel Dilator, 12 mm
Arthrex, Inc | الولايات المتحدة الامريكية | United States | ME0000001945SFDAA01218 | Tunnel Dilator, 11.0 mm | Tunnel Dilator, 11.0 mm | Tunnel Dilator, 11.0 mm
Arthrex, Inc | الولايات المتحدة الامريكية | United States | ME0000001945SFDAA01222 | Tap, 11 mm, BioComposite Interference Screw, Quick Connect | Tap, 11 mm, BioComposite Interference Screw, Quick Connect | Tap, 11 mm, BioComposite Interference Screw, Quick Connect
Arthrex, Inc | الولايات المتحدة الامريكية | United States | ME0000001945SFDAA01224 | Minimally Invasive Harvester, Closed | Minimally Invasive Harvester, Closed | Minimally Invasive Harvester, Closed
Philips Oral Healthcare, LLC | الولايات المتحدة الامريكية | United States | ME0000003791SFDAA00001 | Philips Sonicare 1100 | Powered Toothbrush | Powered Toothbrush | فرشاة أسنان كهربائية بالاهتزازات الصوتية ببطريات تدوم 14يوما
Philips Oral Healthcare, LLC | الولايات المتحدة الامريكية | United States | ME0000003795SFDAA00004 | Philips Sonicare C1 ProResults / HX6012/07 | Powered Toothbrush | Powered Toothbrush Replacement Brush Head | فيلبس رأسا فرشاة الأسنان القياسيان بتقنية الاهتزازات الصوتيةعدد 2
Arthrex, Inc | الولايات المتحدة الامريكية | United States | ME0000001945SFDAA01233 | Grasper, ACL/PCL Graft Passing Forceps, Ø 4.2 mm, Straight Shaft, Straight SR Handle | Grasper, ACL/PCL Graft Passing Forceps, Ø 4.2 mm, Straight Shaft, Straight SR Handle | Grasper, ACL/PCL Graft Passing Forceps, Ø 4.2 mm, Straight Shaft, Straight SR Handle
Arthrex, Inc | الولايات المتحدة الامريكية | United States | ME0000001945SFDAA01229 | Tap, 12 mm, BioComposite Interference Screw, Quick Connect | Tap, 12 mm, BioComposite Interference Screw, Quick Connect | Tap, 12 mm, BioComposite Interference Screw, Quick Connect
Arthrex, Inc | الولايات المتحدة الامريكية | United States | ME0000001945SFDAA01235 | GraftPro™ Graft Clamp for Cleaning Board | GraftPro™ Graft Clamp for Cleaning Board | GraftPro™ Graft Clamp for Cleaning Board
Arthrex, Inc | الولايات المتحدة الامريكية | United States | ME0000001945SFDAA01223 | Tap, 12 mm, BioComposite Interference Screw, Quick Connect | Tap, 12 mm, BioComposite Interference Screw, Quick Connect | Tap, 12 mm, BioComposite Interference Screw, Quick Connect
Arthrex, Inc | الولايات المتحدة الامريكية | United States | ME0000001945SFDAA01225 | Femoral ACL Marking Hook for Retroconstruction Drill Guide | Femoral ACL Marking Hook for Retroconstruction Drill Guide | Femoral ACL Marking Hook for Retroconstruction Drill Guide
Arthrex, Inc | الولايات المتحدة الامريكية | United States | ME0000001945SFDAA01227 | Hook, Multi Use | Hook, Multi Use | Hook, Multi Use
Philips Oral Healthcare, LLC | الولايات المتحدة الامريكية | United States | ME0000003797SFDAA00002 | Philips Sonicare Cordless Power Flosser 3000 | Water Jet Flosser | Handheld oral irrigator | فيلبس سونيكير أداة التنظيف بين الاسنان 3000 بتقنية موجات نبضية توجهك أثناء الاستخدام
Philips Oral Healthcare, LLC | الولايات المتحدة الامريكية | United States | ME0000003793SFDAA00002 | Philips One Battery Toothbrush by Sonicare | Powered Toothbrush | Powered Toothbrush, battery powered | فيلبس ون فرشاة أسنان مزودة ببطارية تعمل الاهتزازات الدقيقة على التنظيف والتلميع
TELEMED SYSTEMS | الولايات المتحدة الامريكية | United States | ME0000003798SFDAA00001 | Squeaky Clean Disposable Cleaning Brushes | Squeaky Clean Disposable Cleaning Brushes | “Squeaky Clean” endoscopy channel cleaning brushes are completely disposable. Bristles are designed to provide the best scrubbing action on the market yet are extremely gentle to the biopsy channel. 8002 and 8006 brushes are recommended for 2.0mm or larger biopsy channels. 8022 brush is recommended for 1.0mm or larger channels. 8040 and 8042 brush for use with Enterscope.
Philips Oral Healthcare, LLC | الولايات المتحدة الامريكية | United States | ME0000003794SFDAA00006 | Philips One Brush Heads by Sonicare | Powered Toothbrush, Replacement Brush Head | Powered Toothbrush Replacement Brush Head | فيلبس ون رأس فرشاة عدد 2
MEDSOURCE INTERNATIONAL LLC | الولايات المتحدة الامريكية | United States | ME0000001066SFDAA00129 | Patient Transport Trolley | Stretcher, Hand-Carried | Stretcher, Hand-Carried
TELEMED SYSTEMS | الولايات المتحدة الامريكية | United States | ME0000003800SFDAA00002 | Reusable Endoscope Cleaning Brushes | Reusable Endoscope Cleaning Brushes | The TeleMed Systems Reusable Scope Channel Cleaning Brush is designed to withstand multiple uses without having the catheter kink.
Arthrex, Inc | الولايات المتحدة الامريكية | United States | ME0000001945SFDAA01231 | Quad Tendon Stripper-Cutter | Quad Tendon Stripper-Cutter | Quad Tendon Stripper-Cutter
Integra LifeSciences Production Corporation | الولايات المتحدة الامريكية | United States | ME0000001791SFDAA00060 | INTEGRA® Jarit® | Instrument, Manual, Surgical, General Use | Surgical Instruments made from stainless steel.
TELEMED SYSTEMS | الولايات المتحدة الامريكية | United States | ME0000003799SFDAA00001 | Squeaky Clean Disposable Endoscope Brush Kit | Squeaky Clean Disposable Endoscope Brush Kit | Consists of: Double Endoscope Channel Brush Suction Port Brush General All Purpose Brush
Arthrex, Inc | الولايات المتحدة الامريكية | United States | ME0000001945SFDAA01230 | Quad Tendon Graft Cutting Guide | Quad Tendon Graft Cutting Guide | Quad Tendon Graft Cutting Guide
TELEMED SYSTEMS | الولايات المتحدة الامريكية | United States | ME0000003865SFDAA00002 | Reusable Retrieval Forceps | Reusable Retrieval Forceps | The Telemed Systems Retrieval Devices incorporate the following features: • Consistent performance procedure after procedure • Variety of jaw configurations • All Telemed Systems Reusable Retrieval Devices should be cleaned in an ultrasonic cleaner THEN autoclaved between patients
TELEMED SYSTEMS | الولايات المتحدة الامريكية | United States | ME0000003867SFDAA00002 | Active Cord | Active Cord | eleMed Systems Active Cords are designed to fit either the Banana Plug or Olympus style connectors on TeleMed Polypectomy Snares. • Full compatibility with available generator enhances convenience • Fits the 4000 or 4400 Series Snares
Zimmer Inc. | الولايات المتحدة الامريكية | United States | ME0000014171SFDAA00047 | MultiPolar® Bipolar Cup Disassembly Instrument | MultiPolar® Bipolar Cup Disassembly Instrument | Instrument to assist with implant the femoral stem in total hip arthroplasty.
Keystone Industries | الولايات المتحدة الامريكية | United States | ME0000002931SFDAA00005 | Prophylaxis powder | Prophylaxis powder | Sodium Bicarbonate Powder
Arthrex, Inc | الولايات المتحدة الامريكية | United States | ME0000001945SFDAA01234 | Cannulated Scope Sheath Obturator, Storz Style, 4.0 mm | Cannulated Scope Sheath Obturator, Storz Style, 4.0 mm | Cannulated Scope Sheath Obturator, Storz Style, 4.0 mm
Arthrex, Inc | الولايات المتحدة الامريكية | United States | ME0000001945SFDAA01228 | Tibial PCL, Hook Arm | Tibial PCL, Hook Arm | Tibial PCL, Hook Arm
Arthrex, Inc | الولايات المتحدة الامريكية | United States | ME0000001945SFDAA01232 | Grasper, ACL/PCL Graft Passing Forceps, Ø 4.2 mm, Straight Shaft, Straight NR Handle | Grasper, ACL/PCL Graft Passing Forceps, Ø 4.2 mm, Straight Shaft, Straight NR Handle | Grasper, ACL/PCL Graft Passing Forceps, Ø 4.2 mm, Straight Shaft, Straight NR Handle
ALPS SOUTH LLC | الولايات المتحدة الامريكية | United States | ME0000003914SFDAA00002 | EASY FLEX LINER | EASY FLEX LINER | ALPS™ EasyFlex Liner allows users ease of knee flexion through an unlimited restriction of anterior stretch. The fabric has 80% less posterior vertical stretch, reducing the bunching in the popliteal region. The EasyFlex is made with EasyGel that contains antioxidants that may help promote skin health, providing comfort and durability. | يتيح نظام ALPS ™ EasyFlex Liner للمستخدمين سهولة انثناء الركبة من خلال تقييد غير محدود للتمدد الأمامي. النسيج لديه امتداد عمودي خلفي أقل بنسبة 80٪ ، مما يقلل من التكتل في المنطقة المأبضية. يتكون EasyFlex من EasyGel الذي يحتوي على مضادات الأكسدة التي قد تساعد في تعزيز صحة الجلد ، وتوفير الراحة والمتانة.
ALPS SOUTH LLC | الولايات المتحدة الامريكية | United States | ME0000003910SFDAA01702 | SILICONE PRO | SILICONE PRO | The ALPS Silicone Pro is a medical-grade silicone liner protected by ALPS knitted fabric and is available in Locking or Cushion Suspension. The liner comfortably suspends patients in their prosthesis and allows for freedom of movement. | إن ALPS سيليكون بروعبارة عن بطانة سيليكون طبية محمية بنسيج ALPS المحبوك ومتوفرة في Locking أو Cushion Suspension. تعلق البطانة المرضى بشكل مريح في أطرافهم الاصطناعية وتسمح بحرية الحركة.
ALPS SOUTH LLC | الولايات المتحدة الامريكية | United States | ME0000003916SFDAA00001 | SKIN RELIEVER | SKIN RELIEVER | The ALPS Skin Reliever eliminates shear forces, frictions, and prevents abrasions on the skin of the stump. It also accommodates volume fluctuations over the life of the prosthesis. There is no need to make a new socket, ALPS Skin Reliever can be worn under silicone, gel, and pelite liners. | يزيل منتج ALPS Skin Reliever قوى القص والاحتكاك ويمنع التآكل على جلد الجذع. كما أنه يستوعب تقلبات الحجم على مدار عمر الطرف الاصطناعي. ليست هناك حاجة لعمل مقبس جديد ، يمكن ارتداء ALPS Skin Reliever تحت بطانات السيليكون والهلام والبلايت.
ALPS SOUTH LLC | الولايات المتحدة الامريكية | United States | ME0000003912SFDAA00003 | SMART SEAL | SMART SEAL | The ALPS™ Smart Seal Liner features raised bands that grip the socket wall to form a secure interface. The low modulus bands stretch against the socket wall, while the smooth inner wall conforms easily to the residual limb. The Smart Seal Liner has a new seamless knitted construction with a modern look and is available in locking and cushion Suspension. The locking version features a new distal construction to control distal distraction. | يتميز ALPS ™ Smart Seal Liner بأشرطة بارزة تمسك بـ مقبس الحائط لتشكيل واجهة آمنة. نطاقات المعامل المنخفض تمتد على جدار المقبس ، بينما الجدار الداخلي الأملس يتوافق بسهولة مع الطرف المتبقي. يحتوي Smart Seal Liner على بنية محبوكة جديدة غير ملحومة بمظهر عصري متوفر في قفل ووسادة التعليق. القفل الإصدار يتميز ببناء قاصي جديد للتحكم في البعيدة إلهاء.
ALPS SOUTH LLC | الولايات المتحدة الامريكية | United States | ME0000003884SFDAA00003 | ECOLINER | ECOLINER | The ALPS ECO Liner features a new distal construction with reduced stretch to control distal distraction. Using less energy to produce, the ECO Liner has a new seamless knitted construction with a modern look. It is available in a Locking or Cushion Liner with the ALPS HD Gel to provide active amputees with a better degree of control. | يتميز ALPS ايكو لاينر ببناء جديد بعيد مع امتداد منخفض للتحكم في الإلهاء البعيد. باستخدام طاقة أقل للإنتاج ، يتميز ايكو لاينر ببنية محبوكة جديدة غير ملحومة بمظهر عصري. وهي متوفرة في Locking أو Cushion Liner مع ALPS HD Gel لتزويد مبتوري الأطراف النشطين بدرجة أفضل من التحكم.
ZIMMER, INC. | الولايات المتحدة الامريكية | United States | ME0000003919SFDAA00008 | ROSA Knee Instrument Case | Case | Instrument Case
ZIMMER, INC. | الولايات المتحدة الامريكية | United States | ME0000003923SFDAA00001 | Universal Tool Assembly Bracket | Bracket | Tool Assembly Bracket
ALPS SOUTH LLC | الولايات المتحدة الامريكية | United States | ME0000003915SFDAA00002 | Superior Suspension Sleeve HD | Superior Suspension Sleeve HD | ALPS Superior Suspension Sleeve has superior comfort provided by ALPS Gel. The SFB features a NEW black knitted fabric that still allows the user excellent freedom of knee flexion. The SFB also achieves secure suspension by sealing with the skin without restricting circulation, while the Gel sticks to the amputee’s skin without causing shear forces. With a thinner profile, the SFB is an ideal choice for those concerned about bulk. | تتميز ALPS Superior Suspension Sleeve براحة فائقة يوفرها ALPS Gel. يتميز SFB بنسيج محبوك أسود جديد لا يزال يتيح للمستخدم حرية ممتازة في ثني الركبة. يحقق SFB أيضًا تعليقًا آمنًا عن طريق الإغلاق بالجلد دون تقييد الدورة الدموية ، بينما يلتصق الجل بجلد مبتوري الأطراف دون التسبب في قوى القص. مع ملف تعريف أرق ، يعد SFB خيارًا مثاليًا لأولئك الذين يهتمون بالجزء الأكبر.
ALPS SOUTH LLC | الولايات المتحدة الامريكية | United States | ME0000003911SFDAA00002 | SUPERIOR PERFORMANCE | SUPERIOR PERFORMANCE | The ALPS Superior Performance Liner is ideal for active patients and provides superior comfort with ALPS GripGel or HD Gel. The SP Liner features a NEW black fabric that allows for additional comfort and stability. | تعتبر بطانة ALPS سوبيريور بيرفورمانس مثالية لـ المرضى النشطين ويوفر راحة فائقة مع ALPS GripGel أو HD Gel. يتميز SP Liner بلون أسود جديد نسيج يسمح لمزيد من الراحة والاستقرار.
ZIMMER, INC. | الولايات المتحدة الامريكية | United States | ME0000003922SFDAA00001 | ROSA TKA Cut Guide Bracket | Bracket | Cut Guide Bracket
Arthrex, Inc | الولايات المتحدة الامريكية | United States | ME0000001945SFDAA01236 | Conical Obturator for HF 4.0 mm Scope Sheath w/Handle | Conical Obturator for HF 4.0 mm Scope Sheath w/Handle | Conical Obturator for HF 4.0 mm Scope Sheath w/Handle
DYNA FLEX | الولايات المتحدة الامريكية | United States | ME0000001322SFDAA00004 | Elastics | Elastics | Orthodontic Elastics
Cardinal Health 200, LLC | الولايات المتحدة الامريكية | United States | ME0000004570SFDAA00071 | Cardinal Health Liner Medi-Vac Flex Advantage | Suction Liner | Suction Liner
ZIMMER, INC. | الولايات المتحدة الامريكية | United States | ME0000003925SFDAA00005 | ROSA PPK MED CG A&B Bracket | Bracket | Bracket
ZIMMER, INC. | الولايات المتحدة الامريكية | United States | ME0000003921SFDAA00018 | ROSA Pin Caddy | Caddy | Pin Caddy
ZIMMER, INC. | الولايات المتحدة الامريكية | United States | ME0000003924SFDAA00002 | Condyles Digitizer Bracket | Bracket | Digitizer Bracket
ZIMMER, INC. | الولايات المتحدة الامريكية | United States | ME0000003920SFDAA00003 | ROSA Modular Tray | Tray | Tray
STEPHENS INSTRUMENTS, INC | الولايات المتحدة الامريكية | United States | ME0000002589SFDAA00003 | STEPHENS Scissors | Scissors | Scissors for sharp dissection of sensitive tissue in Neuro, Plastic, and general surgeries
ROCKY MOUNTAIN ORTHODONTICS | الولايات المتحدة الامريكية | United States | ME0000004066SFDAA00001 | ORTHODONTICS BRACKET | ORTHODONTICS BRACKET | RMO products are designed and manufactured for single use only.
Philips Oral Healthcare LLC | الولايات المتحدة الامريكية | United States | ME0000002177SFDAA00018 | Philips SonicareA3 Premium All-In-One | Powered Toothbrush Replacement Brush Head | Powered Toothbrush Replacement Brush Head | رؤوس فرشاة كهربائية بديلة
Philips Oral Healthcare, LLC | الولايات المتحدة الامريكية | United States | ME0000004082SFDAA00049 | Philips Sonicare 4300 ProtectiveClean | Powered Toothbrush | Powered Toothbrush | فيلبس فرشاة أسنان بالاهتزازات الصوتية 4300مستشعر ضغط مدمج وضع تنظيف واحر ميزة برشسينك
NuSmile, LTD | الولايات المتحدة الامريكية | United States | ME0000020447SFDAA00009 | NuSmile® BioFlx crowns | BioFlx crowns | crowns
NuSmile, LTD | الولايات المتحدة الامريكية | United States | ME0000020447SFDAA00010 | NuSmile® Universal Chairside Space Maintainers | Chairside Space Maintainers | Chairside Space Maintainers
ROCKY MOUNTAIN ORTHODONTICS | الولايات المتحدة الامريكية | United States | ME0000004065SFDAA00003 | ORTHODONTICS WIRE | ORTHODONTICS WIRE | The RMO wires are indicated for use in orthodontic treatment of the maxillary and mandibular arches.
ZIMMER, INC. | الولايات المتحدة الامريكية | United States | ME0000003918SFDAA00002 | ROSA Knee Persona ID Plate | Plate | ID Plate
Bioclear Matrix Systems | الولايات المتحدة الامريكية | United States | ME0000007631SFDAA00012 | Complete Biofit HD Posterior Kit | Biofit Matrix | Posterior Kit
ZIMMER, INC. | الولايات المتحدة الامريكية | United States | ME0000003928SFDAA00006 | ROSA PKA Validation Tool Bracket | Bracket | Bracket
Philips Oral Healthcare, LLC | الولايات المتحدة الامريكية | United States | ME0000004081SFDAA00052 | Philips Sonicare 9000 DiamondClean | Powered Toothbrush | Powered Toothbrush | فيلبس فرشاة أسنان كهربائية بالاهتزازات الصوتية مع تطبيق بأربع اوضاع و3إعدادات للقوة
PENTAX MEDICAL COMPANY, a Division of PENTAX of America, Inc | الولايات المتحدة الامريكية | United States | ME0000004826SFDAA00011 | Pentax Laryngostroboscope | Laryngostroboscope | LARYNGEAL STROBE
STERIS Corporation | الولايات المتحدة الامريكية | United States | ME0000015004SFDAA00076 | 4095 General Surgical Table | Table Operating Room, AC Powered | Table Operating Room, AC Powered
PENTAX MEDICAL COMPANY, a Division of PENTAX of America, Inc | الولايات المتحدة الامريكية | United States | ME0000004826SFDAA00010 | `PENTAX Adaptor | Adaptor | Adaptor
ALPS SOUTH LLC | الولايات المتحدة الامريكية | United States | ME0000003917SFDAA00010 | ALPS Lock with Pyramid | ALPS Lock with Pyramid | The ALPS Lock with Pyramid is an all-in-one lock body design which combines the lock and pyramid. The glass reinforced nylon lock body exhibits better wear characteristics than delrin or aluminum. The convenient one-way gear allows the user to push in or wind out the limb into the prosthetic socket. A unique feature of this lock is that if foreign material or clothing get caught in the gear, the housing can be removed, freeing the pin. | إن ALPS Lock with Pyramid عبارة عن تصميم هيكل قفل شامل يجمع بين القفل والهرم. يُظهر هيكل قفل النايلون المقوى بالزجاج خصائص تآكل أفضل من delrin أو الألومنيوم. يسمح الترس المريح أحادي الاتجاه للمستخدم بدفع الطرف أو لفه في تجويف الطرف الاصطناعي. الميزة الفريدة لهذا القفل هي أنه إذا علقت مواد غريبة أو ملابس في الترس ، فيمكن إزالة الغلاف ، وتحرير الدبوس.
Philips Oral Healthcare LLC | الولايات المتحدة الامريكية | United States | ME0000002177SFDAA00019 | Philips Sonicare 9900 Prestige | Powered Toothbrush | Powered Toothbrush | فرشاة أسنان كهربائية
OCULAR INSTRUMENTS, INC. | الولايات المتحدة الامريكية | United States | ME0000001247SFDAA00003 | Indirect Lense | Indirect Lense | Indirect Lenses
Pentax of America, Inc | الولايات المتحدة الامريكية | United States | ME0000014397SFDAA00001 | KAY | digital HD Strobe system | camera system
.DARCO International Inc | الولايات المتحدة الامريكية | United States | ME0000004233SFDAA00002 | Gentle Step Shoe | Healing Shoe | Gentle Step Shoe is a Medicare approved extra-depth shoe designed specifically for the needs of certain patients with diabetes
Darco International Inc. | الولايات المتحدة الامريكية | United States | ME0000006031SFDAA00008 | Ortho Wedge Shoe | Healing Shoe | Reduces forefoot pressure by as much as 57%!, Square-toe design acts as a bumper to protect the toes. Ankle strap seats foot firmly in shoe to reduce heel slippage and eliminate friction., Removable forefoot closure eliminates buckle pressure. Zoned outsole has an aggressive tread under the midfoot. Optional Peg Assist Insole can be added to provide enhanced offloading capabilities when treating diabetic wounds.
Darco International Inc. | الولايات المتحدة الامريكية | United States | ME0000006031SFDAA00004 | FX Pro Walker | Extremity Splint, non-inflatable | FX Pro Walker features a more rigid shell with a soft direct injection outsole for better traction and less pressure at heel strike
Darco International Inc. | الولايات المتحدة الامريكية | United States | ME0000006031SFDAA00009 | Heel Wedge Shoe | Healing Shoe | Reduces Heel pressure by over 26%, Square Toe Design acts as a bumper to protect the toes. Ankle Strap seats foot firmly in shoe. Removable Forefoot Closure eliminates buckle pressure. Zoned Outsole has an aggressive tread under the midfoot where traction is needed most. Optional Peg Assist Insole can be used to provide enhanced offloading capabilities when treating diabetic wounds.
Darco International Inc. | الولايات المتحدة الامريكية | United States | ME0000006031SFDAA00007 | Night Splint Wedge | Extremity Splint, non-inflatable | Designed to alleviate heel pain associated with plantar fasciitis, the Night Splint Wedge is easily–customized to provide the stretch you need. This plantar fasciitis splint’s built-in Foam Wedge System puts you in control of your level of foot incline, so you can comfortably stretch your plantar fascia and Achilles tendon while at rest.
SKY DENT CORP FOR DENTAL TRADING | الولايات المتحدة الامريكية | United States | ME0000004461SFDAA00001 | DIAMOND BURS | DIAMOND BURS | The Carbide Burs are rotary instruments used by dental professionals in the cutting of bone tissue, cavity preparation, dental wear and restorative/prosthetic materials installed in high rotation micro motor, driven by compressed air.
Rifton Equipment | الولايات المتحدة الامريكية | United States | ME0000001239SFDAA00005 | HTS Hygiene and Toileting System | Toilet chair | Hygiene and Toileting System (HTS) is designed to improve the health of the client and the life of the caregiver
MEDSOURCE INTERNATIONAL LLC | الولايات المتحدة الامريكية | United States | ME0000001066SFDAA00137 | Medium Oxygen Mask, Adult | Rebreathing Oxygen Face Mask | Rebreathing Oxygen Face Mask
SKY DENT Corp For Dental Trading | الولايات المتحدة الامريكية | United States | ME0000005062SFDAA00016 | SKY DENT CROWN | SKY DENT CROWN | ZR CROWNS
MEDSOURCE INTERNATIONAL LLC | الولايات المتحدة الامريكية | United States | ME0000001066SFDAA00132 | Laryngoscope Rigid | Disposable Fibber Optic Laryngoscope Combo Set | Laryngoscope Rigid
Sky Dent Corp for Dental Trading | الولايات المتحدة الامريكية | United States | ME0000003828SFDAA00006 | SKY DENT PROPHY PASTE. | Prophy Paste | Professional Dental Polishing Paste
Stryker Instruments | الولايات المتحدة الامريكية | United States | ME0000003208SFDAA00454 | PD Series Maestro® | Perforator Chuck | A device design to grip a cutting tool using three adjustable jaws that are geared to be manually closed concentrically upon the cutting tool.
Epsilon Eye Care, Pvt. Ltd. | الولايات المتحدة الامريكية | United States | ME0000004624SFDAA00011 | Epsilon Scissors | Epsilon Scissors | handheld surgical instruments of Titanium and Stainless Steel.
Epsilon Eye Care, Pvt. Ltd. | الولايات المتحدة الامريكية | United States | ME0000004631SFDAA00011 | Epsilon CalTray | Epsilon CalTray | handheld surgical instruments of Titanium and Stainless Steel.
MEDSOURCE INTERNATIONAL LLC | الولايات المتحدة الامريكية | United States | ME0000001066SFDAA00135 | Brass Oxygen Regulator | Oxygen Regulator | Regulator Pressure Gas Cylinder
MEDSOURCE INTERNATIONAL LLC | الولايات المتحدة الامريكية | United States | ME0000001066SFDAA00138 | Pediatric Head Cover | Bedding, disposable, medical | Bedding, disposable, medical
Bioclear Matrix Systems | الولايات المتحدة الامريكية | United States | ME0000007631SFDAA00015 | Bioclear Blasting Powder | Blasting Powder | Blasting Powder
Bioclear Matrix Systems | الولايات المتحدة الامريكية | United States | ME0000007631SFDAA00019 | RS Polisher | POINT, ABRASIVE | Polisher
MEDSOURCE INTERNATIONAL LLC | الولايات المتحدة الامريكية | United States | ME0000001066SFDAA00148 | Emergency Field Bed | Manual Adjustable Hospital Bed | Manual Adjustable Hospital Bed
MEDSOURCE INTERNATIONAL LLC | الولايات المتحدة الامريكية | United States | ME0000001066SFDAA00141 | Nasopharyngeal Airway with Flange | Airway Nasopharyngeal | Airway Nasopharyngeal
Epsilon Eye Care, Pvt. Ltd. | الولايات المتحدة الامريكية | United States | ME0000004629SFDAA00006 | Epsilon Caliper | Epsilon Caliper | handheld surgical instruments of Titanium and Stainless Steel.
Theragun, Inc. | الولايات المتحدة الامريكية | United States | ME0000004650SFDAA00008 | Theragun Prime | Massager | Electrical Massager
ROCKY MOUNTAIN ORTHODONTICS | الولايات المتحدة الامريكية | United States | ME0000004143SFDAA00004 | IMPRESSION MATERIAL | IMPRESSION MATERIAL | RMO Base impression material for the (one step) two-phase impression technique.
Epsilon Eye Care, Pvt. Ltd. | الولايات المتحدة الامريكية | United States | ME0000004625SFDAA00014 | Epsilon Retractor | Epsilon Retractor | handheld surgical instruments of Titanium and Stainless Steel.
Sky Dent | الولايات المتحدة الامريكية | United States | ME0000004786SFDAA00003 | SKY DENT TEMPORARY FILLING | SKY DENT TEMPORARY FILLING | Paste for use as a temporary filling in the cavity during professional dental treatment.
ROCKY MOUNTAIN ORTHODONTICS | الولايات المتحدة الامريكية | United States | ME0000004654SFDAA00002 | ORTHODONTICS INSTRUMENTS | ORTHODONTICS INSTRUMENTS | RMO instrument is supplied ‘NON-STERILE.
MEDSOURCE INTERNATIONAL LLC | الولايات المتحدة الامريكية | United States | ME0000001066SFDAA00147 | Patient Support Trolley | Stretcher Hand Carried | Stretcher Hand Carried
MEDSOURCE INTERNATIONAL LLC | الولايات المتحدة الامريكية | United States | ME0000001066SFDAA00139 | Pole Stretcher | Stretcher, Hand-Carried | Stretcher, Hand-Carried
MEDSOURCE INTERNATIONAL LLC | الولايات المتحدة الامريكية | United States | ME0000001066SFDAA00131 | Plastic Basket Stretcher | Portable Stretcher | STRETCHER, PATIENT RESTRAINT
MEDSOURCE INTERNATIONAL LLC | الولايات المتحدة الامريكية | United States | ME0000001066SFDAA00136 | Magill Forceps | Airway tube forceps | Airway tube forceps
Pentax of America, Inc | الولايات المتحدة الامريكية | United States | ME0000014397SFDAA00002 | Nasometer | Nasometer WITH KAY CD | software with nasometer
Coltene/whaledent inc | الولايات المتحدة الامريكية | United States | ME0000012201SFDAA00004 | Hygenic | Wax | Dental Wax
Orthomerica Products, Inc. | الولايات المتحدة الامريكية | United States | ME0000002340SFDAA00023 | CA MID-PROFILE ORTHOSIS | CA MID-PROFILE ORTHOSIS | Spinal Orthosis
Orthomerica Products, Inc. | الولايات المتحدة الامريكية | United States | ME0000002340SFDAA00022 | CA COMPRESSION ORTHOSIS | CA COMPRESSION ORTHOSIS | COMPRESSION ORTHOSIS
Orthomerica Products, Inc. | الولايات المتحدة الامريكية | United States | ME0000002340SFDAA00016 | Elbow Orthosis | Elbow Orthosis | Elbow Orthosis
Orthomerica Products, Inc. | الولايات المتحدة الامريكية | United States | ME0000002340SFDAA00020 | ORLANDO FM KAFO | ORLANDO FM KAFO | Free Motion, Adjustable ROM and Drop Lock–Joints
Sky Dent | الولايات المتحدة الامريكية | United States | ME0000004784SFDAA00001 | PASTE FILLER / GATES DRILLS / PEESO REMEAR | PASTE FILLER / GATES DRILLS / PEESO REMEAR | Root Canal Instruments for Professional Dental Treatment
Epsilon Eye Care, Pvt. Ltd. | الولايات المتحدة الامريكية | United States | ME0000004622SFDAA00004 | Epsilon Forceps | Epsilon Forceps | handheld surgical instruments of Titanium and Stainless Steel
SchurMed | الولايات المتحدة الامريكية | United States | ME0000004686SFDAA00011 | XPS Adaptor | XPS Adaptor | mounted to surgical table accessory rail and has full range of motion which can be locked in various positions using one hand trigger
Theragun, Inc. | الولايات المتحدة الامريكية | United States | ME0000004651SFDAA00004 | Theragun Pro | Massager | Electrical Massager
Theragun, Inc. | الولايات المتحدة الامريكية | United States | ME0000004644SFDAA00060 | Theragun Elite | Massager | Electrical Massager
LANCER ORTHODONTICS, INC. | الولايات المتحدة الامريكية | United States | ME0000004813SFDAA00003 | Tube | Tube | Orthodontic Tube
Theragun, Inc. | الولايات المتحدة الامريكية | United States | ME0000004652SFDAA00004 | Theragun Wave Roller | Massager | Massager
Theragun, Inc. | الولايات المتحدة الامريكية | United States | ME0000004649SFDAA00006 | Theragun Mini | Massager | Electrical Massager
Orthomerica Products, Inc. | الولايات المتحدة الامريكية | United States | ME0000002340SFDAA00028 | Supra Malleolar Orthosis (SMO) | Supra Malleolar Orthosis (SMO) | TC Flex SUB MO Open (single or bilateral) TC Flex SUB MO Wrap TC Flex Supra Malleolar Orthosis (SMO)
SKY DENT CORP | الولايات المتحدة الامريكية | United States | ME0000004354SFDAA00010 | Burs | Sky Dent Burs | The Burs are rotary instruments used by dental professionals
Medline Industries, LP | الولايات المتحدة الامريكية | United States | ME0000000513SFDAA00236 | Ultracare Clothlike Briefs | Ultracare Clothlike Briefs | Ultracare Clothlike Briefs
Foreseeson Custom Displays, Inc | الولايات المتحدة الامريكية | United States | ME0000005636SFDAA00006 | LCD Color Display | Medical monitor | This device is intended to be connected to other medical equipment, and to display images or videos from endoscopic cameras, room cameras, and patient information such us ultrasouind, cardiology, and anesthesiology. This device is not intended for diagnosis. This device is intended to be compatible with other highly specialized surgical and diagnostic equipment used in surgical suites, operating rooms, emergency rooms, and procedural facilities.
Epsilon Eye Care, Pvt. Ltd. | الولايات المتحدة الامريكية | United States | ME0000004632SFDAA00029 | Epsilon Probe | Epsilon Probe | handheld surgical instruments of Titanium and Stainless Steel.
MEDSOURCE INTERNATIONAL LLC | الولايات المتحدة الامريكية | United States | ME0000001066SFDAA00134 | Extrication Collar Set | Orthosis Cervical Thoracic Rigid | Orthosis Cervical Thoracic Rigid
SKY DENT CORP | الولايات المتحدة الامريكية | United States | ME0000004313SFDAA00011 | Sky Dent Gel | Sky Dent Gel | Reduce discomfort caused by minor dental procedures
Dentsply Caulk | الولايات المتحدة الامريكية | United States | ME0000004412SFDAA00001 | Crown Forms | Crown Forms | Crown Forms
Darco International Inc. | الولايات المتحدة الامريكية | United States | ME0000006031SFDAA00010 | Peg Assist Insole | Foot Insole | Peg Assist insole has a 15mm combination Plastazote and Multi-Foam base with a 3mm Poron cover to provide cushioning that eliminates the incidence of ring edema and edge abrasion. Stabilizer board included to maintain product integrity.
Cardinal Health 200, LLC | الولايات المتحدة الامريكية | United States | ME0000004570SFDAA00073 | Cardinal Health™ Cystoscopy Apron | Heavy-Duty Disposable CYSTOSCOPY APRON NS | Heavy-Duty Disposable Cystoscopy Apron | لباس بلاستيكي لحماية الملابس عالي الجودة غير معقم
Cardinal Health 200, LLC | الولايات المتحدة الامريكية | United States | ME0000004570SFDAA00072 | Cardinal Health™ XP Plus | Examination gloves | Latex examination gloves | قفازات لتكس للفحص غير معقمة
Dale Medical Products, Inc. | الولايات المتحدة الامريكية | United States | ME0000007375SFDAA00002 | BreezeLock® Endotracheal Tube Holder | Fixation device for tracheal Tube | holder securely holds an Endotracheal tube in place and fits most patients
ALPS SOUTH LLC | الولايات المتحدة الامريكية | United States | ME0000003913SFDAA00003 | FLEX SLEEVE | FLEX SLEEVE | ALPS™ Flex Sleeve (SFX) is made with a seamless knitted construction in HD Gel to provide maximum comfort. The SFX has a 30° pre-flexion which allows for ease of bending of the knee and reduces bunching behind the knee. | تم تصنيع ALPS ™ Flex Sleeve (SFX) بحياكة غير ملحومة البناء في HD Gel لتوفير أقصى قدر من الراحة. ال يحتوي SFX على 30 درجة انثناء مسبق مما يسمح بسهولة الانحناء من الركبة ويقلل من الضرب خلف الركبة.
Bioclear Matrix Systems | الولايات المتحدة الامريكية | United States | ME0000007631SFDAA00018 | Magic Mix Pre-Polish – Mint Flavored | Magic Mix | Pre-Polish – Mint Flavored
Dentsply Rinn | الولايات المتحدة الامريكية | United States | ME0000004436SFDAA00002 | Soothe-Guard | X-Ray Appron | X-Ray Appron
Integra LifeSciences Production Corporation | الولايات المتحدة الامريكية | United States | ME0000001791SFDAA00061 | INTEGRA® Jarit | INTEGRA® | Surgical instrument made from stainless steel
Sky Dent | الولايات المتحدة الامريكية | United States | ME0000004785SFDAA00027 | SKY DENT NERVE BROACH‏ | SKY DENT NERVE BROACH‏ | Root Canal Instruments for Professional Dental Treatment
Darco International Inc. | الولايات المتحدة الامريكية | United States | ME0000006031SFDAA00005 | Body Armor Night splint | Extremity Splint, non-inflatable | Body Armor Dorsal Night Splint has a sleek, light-weight design that is cooler and far more comfortable than traditional posterior splints
DeRoyal Industries, Inc. | الولايات المتحدة الامريكية | United States | ME0000001037SFDAA00218 | Umbilical Cord Clamp Cutter | Surgical Cutter | Surgical Cutter
Foreseeson Custom Displays, Inc | الولايات المتحدة الامريكية | United States | ME0000005636SFDAA00007 | 4K Color Display | Medical monitor | This device is intended to be connected to other medical equipment, and to display images or videos from endoscopic cameras, room cameras, and patient information such us ultrasouind, cardiology, and anesthesiology. This device is not intended for diagnosis. This device is intended to be compatible with other highly specialized surgical and diagnostic equipment used in surgical suites, operating rooms, emergency rooms, and procedural facilities.
Dentsply Caulk | الولايات المتحدة الامريكية | United States | ME0000004407SFDAA00002 | AutoMatrix | Retainerless Matrix System | Retainerless Matrix System
Dentsply Professional | الولايات المتحدة الامريكية | United States | ME0000004427SFDAA00003 | Nupro Dual Arch Fluoride Tray | Disposable Fluoride Trays | Disposable Fluoride Trays
Orthomerica Products, Inc. | الولايات المتحدة الامريكية | United States | ME0000002340SFDAA00029 | Ankle Foot Orthotics (AFO) | Ankle Foot Orthotics (AFO) | TC Flex Dorsi-Free Overlap TC Flex Dorsi-Free Strech TC Flex Articulating Wrap TC Flex Articulating Combo TC Flex Leaf Spring/ Leaf Spring Combo TC Flex Plantar Blocker/ Full Blocker Combo/ Full Blocker Resting Fuzion AFO
Philips Oral Healthcare LLC | الولايات المتحدة الامريكية | United States | ME0000002177SFDAA00020 | Philips Sonicare W Optimal White | Powered Toothbrush, Replacement Brush Head | Replacement Brush Head for Powered Toothbrush | رأس فرشاة كهربائية اضافي
Freudenberg Medical, LLC | الولايات المتحدة الامريكية | United States | ME0000007373SFDAA00027 | Day & Night™ HME | heat and moisture exchanger | Day&Night™ Heat and Moisture Exchange (HME) cartridge is a single, 24-hour use device that offers the benefits of a heat and moisture exchange (HME) system | جهاز مخصص للاستخدام لمرة واحدة على مدار 24 ساعة يوفر ميزات نظام تبادل الحرارة والرطوبة لثقب القصبة الهوائيةُ
Darco International Inc. | الولايات المتحدة الامريكية | United States | ME0000006031SFDAA00006 | DUO Medical Surgical Shoe | Healing Shoe | Duo EVA sole provides up to 40% pressure reduction over a standard post op shoe, The EVA sole is lightweight, up to 27% weight reduction compared to standard post op shoes, 5 Sizes – unisex sizing reduces SKU’s by almost 30%.The DUO is compatible with the PQ – Peg Assist Offloading Insole to form the premier offloading combination on the market. Adjustable ankle strap with soft ankle pad is softer, meaning more patient comfort. Dual Buckle means strap and pad can be switched left or right
Rifton Equipment | الولايات المتحدة الامريكية | United States | ME0000001239SFDAA00006 | Activity Chair | Seating positioning chair | The Activity chair is a device designed to help a client for safe and independent sitting, enables user to be lowered to actively assist with transfers in and out of the chair.
Epsilon Eye Care, Pvt. Ltd. | الولايات المتحدة الامريكية | United States | ME0000004630SFDAA00007 | Epsilon Speculum | Epsilon Speculum | handheld surgical instruments of Titanium and Stainless Steel.
CLINTON INDUSTRIES | الولايات المتحدة الامريكية | United States | ME0000006861SFDAA00007 | Blood Drawing Chair | Blood Drawing Chair | Blood Drawing Chair
Allied Healthcare Products. INC | الولايات المتحدة الامريكية | United States | ME0000007945SFDAA00001 | The XTRA Backboard | The XTRA Backboard | stretcher designed to provide the optimal combination of rigidity and x-ray translucence
Orthomerica Products, Inc. | الولايات المتحدة الامريكية | United States | ME0000002340SFDAA00005 | Starband | Protective helmet | The STARband is a lightweight, patient-specific head band designed specifically for your baby’s head shape. The inside of the STARband has a rounded contour that will allow your baby to sleep and move around without putting weight on the flattened areas of the head.
Integra York PA,Inc | الولايات المتحدة الامريكية | United States | ME0000002141SFDAA00181 | Flexible Roane | Flex-R | Flexible Roane
PROTECH LEADED EYEWEAR INC, DBA PROTECH MEDICAL | الولايات المتحدة الامريكية | United States | ME0000001999SFDAA00012 | 90 Fitover | Lead eyewear | Lead Glasses, Goggles, and fitovers (“Leaded Eyewear”) are intended to be worn by persons who are present in the EXAMINATION or OPERATING ROOM during RADIOLOGICAL procedures requiring the use of x-ray/fluoroscopy. They are intended primarily to protect the eyes of the OPERATOR.
PROTECH LEADED EYEWEAR INC, DBA PROTECH MEDICAL | الولايات المتحدة الامريكية | United States | ME0000001998SFDAA00001 | Proguard RR | Radiographic Protection Gloves | Tested in accordance with ASTM F2547-06 and offers some attenuation of radiological risks. Also meets the requirement of EN421:2010 offering protection against radioactive contamination. They are composed of a premium lead oxide made with dry natural rubber. Proguard gloves are Personal Protective Equipment and are sterile unless opened or damaged.
Med-Tec Inc. bda CIVCO Medical Solutions and CIVCO Radiotherapy | الولايات المتحدة الامريكية | United States | ME0000002101SFDAA00001 | Vac-Lok Cushion | Vac-Lok Cushion | Patient Positioning and Immobilization Devices
Med-Tec Inc. bda CIVCO Medical Solutions and CIVCO Radiotherapy | الولايات المتحدة الامريكية | United States | ME0000002147SFDAA00036 | Body Pro-Lok System Lite | Body Pro-Lok System Lite | Patient Positioning and Immobilization Devices
Med-Tec Inc. bda CIVCO Medical Solutions and CIVCO Radiotherapy | الولايات المتحدة الامريكية | United States | ME0000002149SFDAA00145 | Wing Board | Wing Board | Patient Positioning and Immobilization Devices
Med-Tec Inc. bda CIVCO Medical Solutions and CIVCO Radiotherapy | الولايات المتحدة الامريكية | United States | ME0000002137SFDAA00003 | Type-S Variable Axis Baseplate | Type-S Variable Axis Baseplate | Patient Positioning and Immobilization Devices
Med-Tec Inc. bda CIVCO Medical Solutions and CIVCO Radiotherapy | الولايات المتحدة الامريكية | United States | ME0000002150SFDAA00001 | Chabner XRT Radiation Bra | Chabner XRT Radiation Bra | Patient Positioning and Immobilization Devices
Med-Tec Inc. bda CIVCO Medical Solutions and CIVCO Radiotherapy | الولايات المتحدة الامريكية | United States | ME0000002136SFDAA00039 | Type-S Thermoplastic | Type-S Thermoplastic | Patient Positioning and Immobilization Devices
Med-Tec Inc. bda CIVCO Medical Solutions and CIVCO Radiotherapy | الولايات المتحدة الامريكية | United States | ME0000002145SFDAA00021 | Uni-frame Thermoplastic | Uni-frame Thermoplastic | Patient Positioning and Immobilization Devices
Med-Tec Inc. bda CIVCO Medical Solutions and CIVCO Radiotherapy | الولايات المتحدة الامريكية | United States | ME0000002148SFDAA00006 | Headrest | Headrest | Patient Positioning and Immobilization Devices
Med-Tec Inc. bda CIVCO Medical Solutions and CIVCO Radiotherapy | الولايات المتحدة الامريكية | United States | ME0000002101SFDAA00006 | Bolus | Bolus | Reusable radiation therapy bolus
MEDTEC Inc., d/b/a 'CIVCO Medical Solutions' | الولايات المتحدة الامريكية | United States | ME0000014785SFDAA00025 | Vac-Lok Vacuum Compressor | Vac-Lok Vacuum Compressor | Dual Function Compressors
Med-Tec Inc. bda CIVCO Medical Solutions and CIVCO Radiotherapy | الولايات المتحدة الامريكية | United States | ME0000002101SFDAA00007 | Exact Lok-Bar | Exact Lok-Bar | Patient Positioning and Immobilization Devices
MEDTEC Inc., d/b/a 'CIVCO Medical Solutions' | الولايات المتحدة الامريكية | United States | ME0000014785SFDAA00026 | Thermoplastic Frame - Reloadable | Thermoplastic Frame - Reloadable | Patient positioning device
Med-Tec Inc. bda CIVCO Medical Solutions and CIVCO Radiotherapy | الولايات المتحدة الامريكية | United States | ME0000002101SFDAA00008 | Body Pro-Lok ONE evo Adapter | Body Pro-Lok ONE evo Adapter | Patient positioning device
MEDTEC Inc., d/b/a 'CIVCO Medical Solutions' | الولايات المتحدة الامريكية | United States | ME0000014785SFDAA00028 | Precise Bite™ | Precise Bite™ | Head/neck positioning mouthpiece
MEDTEC Inc., d/b/a 'CIVCO Medical Solutions' | الولايات المتحدة الامريكية | United States | ME0000014785SFDAA00027 | Type-S™ Thermoplastic | Type-S™ Thermoplastic | Patient positioning device
MEDTEC Inc., d/b/a 'CIVCO Medical Solutions' | الولايات المتحدة الامريكية | United States | ME0000014785SFDAA00029 | Immobilizer | Immobilizer | Patient positioning device
Med-Tec Inc. bda CIVCO Medical Solutions and CIVCO Radiotherapy | الولايات المتحدة الامريكية | United States | ME0000002101SFDAA00015 | Type-S™ Thermoplastic | Type-S™ Thermoplastic | Patient Positioning Device
Med-Tec Inc. bda CIVCO Medical Solutions and CIVCO Radiotherapy | الولايات المتحدة الامريكية | United States | ME0000002101SFDAA00014 | Vac-Lok™ Cushion | Vac-Lok™ Cushion | Patient Positioning Device
Med-Tec Inc. bda CIVCO Medical Solutions and CIVCO Radiotherapy | الولايات المتحدة الامريكية | United States | ME0000002101SFDAA00012 | Waterbath | Water baths | Water bath for heating thermoplastics
Med-Tec Inc. bda CIVCO Medical Solutions and CIVCO Radiotherapy | الولايات المتحدة الامريكية | United States | ME0000002101SFDAA00013 | Individual Head Support | Individual Head Support | Patient Positioning Device
Med-Tec Inc. bda CIVCO Medical Solutions and CIVCO Radiotherapy | الولايات المتحدة الامريكية | United States | ME0000002101SFDAA00016 | Head Support | Patient Positioning and Immobilization Device | Patient Positioning and Immobilization Device
Med-Tec Inc. bda CIVCO Medical Solutions and CIVCO Radiotherapy | الولايات المتحدة الامريكية | United States | ME0000002101SFDAA00030 | Low Kneefix 2™ | Patient Positioning and Immobilization Device | Patient Positioning and Immobilization Device
Med-Tec Inc. bda CIVCO Medical Solutions and CIVCO Radiotherapy | الولايات المتحدة الامريكية | United States | ME0000002101SFDAA00026 | Solstice™ SRS Immobilization System | Patient Positioning and Immobilization Device | Patient Positioning and Immobilization Device
Med-Tec Inc. bda CIVCO Medical Solutions and CIVCO Radiotherapy | الولايات المتحدة الامريكية | United States | ME0000002101SFDAA00046 | BPL ONE Respiratory Belt | Patient Positioning and Immobilization Device | Patient Positioning and Immobilization Device
Med-Tec Inc. bda CIVCO Medical Solutions and CIVCO Radiotherapy | الولايات المتحدة الامريكية | United States | ME0000002101SFDAA00031 | Kneefix 3™ | Patient Positioning and Immobilization Device | Patient Positioning and Immobilization Device
Med-Tec Inc. bda CIVCO Medical Solutions and CIVCO Radiotherapy | الولايات المتحدة الامريكية | United States | ME0000002101SFDAA00028 | Uni-frame® Thermoplastic | Patient Positioning and Immobilization Device | Patient Positioning and Immobilization Device
Med-Tec Inc. bda CIVCO Medical Solutions and CIVCO Radiotherapy | الولايات المتحدة الامريكية | United States | ME0000002101SFDAA00024 | Uni-frame® Baseplate | Patient Positioning and Immobilization Device | Patient Positioning and Immobilization Device
Med-Tec Inc. bda CIVCO Medical Solutions and CIVCO Radiotherapy | الولايات المتحدة الامريكية | United States | ME0000002101SFDAA00017 | Solstice™ Thermoplastic Frame | Patient Positioning and Immobilization Device | Patient Positioning and Immobilization Device
Med-Tec Inc. bda CIVCO Medical Solutions and CIVCO Radiotherapy | الولايات المتحدة الامريكية | United States | ME0000002101SFDAA00027 | Solstice™ MR SRS Immobilization System | Patient Positioning and Immobilization Device | Patient Positioning and Immobilization Device
Med-Tec Inc. bda CIVCO Medical Solutions and CIVCO Radiotherapy | الولايات المتحدة الامريكية | United States | ME0000002101SFDAA00047 | BPL Respiratory Belt | Patient Positioning and Immobilization Device | Patient Positioning and Immobilization Device
Med-Tec Inc. bda CIVCO Medical Solutions and CIVCO Radiotherapy | الولايات المتحدة الامريكية | United States | ME0000002101SFDAA00029 | Posicast® Lite Thermoplastic | Patient Positioning and Immobilization Device | Patient Positioning and Immobilization Device
Med-Tec Inc. bda CIVCO Medical Solutions and CIVCO Radiotherapy | الولايات المتحدة الامريكية | United States | ME0000002101SFDAA00025 | Type-S™ Overlay | Patient Positioning and Immobilization Device | Patient Positioning and Immobilization Device
Med-Tec Inc. bda CIVCO Medical Solutions and CIVCO Radiotherapy | الولايات المتحدة الامريكية | United States | ME0000002101SFDAA00049 | Exact® Lok-Bar™ | Patient Positioning and Immobilization Devices | Patient Positioning and Immobilization Devices
Med-Tec Inc. bda CIVCO Medical Solutions and CIVCO Radiotherapy | الولايات المتحدة الامريكية | United States | ME0000002101SFDAA00048 | Nasion Cushion | Patient Positioning and Immobilization Device | Patient Positioning and Immobilization Device
Med-Tec Inc. bda CIVCO Medical Solutions and CIVCO Radiotherapy | الولايات المتحدة الامريكية | United States | ME0000002101SFDAA00050 | Bite Cup | Stereotactic Radiosurgery and Stereotactic Radiotherapy Device | Stereotactic Radiosurgery and Stereotactic Radiotherapy Device
Med-Tec Inc. bda CIVCO Medical Solutions and CIVCO Radiotherapy | الولايات المتحدة الامريكية | United States | ME0000002101SFDAA00057 | HipFix Thermoplastic | HipFix Thermoplastic | Patient Positioning and Immobilization Device
Med-Tec Inc. bda CIVCO Medical Solutions and CIVCO Radiotherapy | الولايات المتحدة الامريكية | United States | ME0000002101SFDAA00052 | AccuForm Cushion | AccuForm Cushion | Patient Positioning and Immobilization Device
Med-Tec Inc. bda CIVCO Medical Solutions and CIVCO Radiotherapy | الولايات المتحدة الامريكية | United States | ME0000002101SFDAA00055 | Feetfix 3 | Feetfix 3 | Patient Positioning and Immobilization Device
Med-Tec Inc. bda CIVCO Medical Solutions and CIVCO Radiotherapy | الولايات المتحدة الامريكية | United States | ME0000002101SFDAA00058 | Uni-frame Thermoplastic | Patient Positioning and Immobilization Device | Patient Positioning and Immobilization Device
Med-Tec Inc. bda CIVCO Medical Solutions and CIVCO Radiotherapy | الولايات المتحدة الامريكية | United States | ME0000002101SFDAA00059 | Type-S Thermoplastic | Patient Positioning and Immobilization Device | Patient Positioning and Immobilization Device
Med-Tec Inc. bda CIVCO Medical Solutions and CIVCO Radiotherapy | الولايات المتحدة الامريكية | United States | ME0000002101SFDAA00053 | Type S Extension | Type S Extension | Patient Positioning and Immobilization Device
Med-Tec Inc. bda CIVCO Medical Solutions and CIVCO Radiotherapy | الولايات المتحدة الامريكية | United States | ME0000002101SFDAA00054 | Positioning Cushion | Positioning Cushion | Patient Positioning and Immobilization Device
Med-Tec Inc. bda CIVCO Medical Solutions and CIVCO Radiotherapy | الولايات المتحدة الامريكية | United States | ME0000002101SFDAA00056 | Thermoplastic | Thermoplastic | Patient Positioning and Immobilization Device
Med-Tec Inc. bda CIVCO Medical Solutions and CIVCO Radiotherapy | الولايات المتحدة الامريكية | United States | ME0000002101SFDAA00061 | Posifix® Headrest - Prone | Posifix® Headrest - Prone | Patient Positioning and Immobilization Device
Med-Tec Inc. bda CIVCO Medical Solutions and CIVCO Radiotherapy | الولايات المتحدة الامريكية | United States | ME0000002101SFDAA00063 | Vac-Lok™ Cushion | Vac-Lok™ Cushion | Patient Positioning and Immobilization Device
Med-Tec Inc. bda CIVCO Medical Solutions and CIVCO Radiotherapy | الولايات المتحدة الامريكية | United States | ME0000002101SFDAA00066 | MR Posi-S™ Adapter | MR Posi-S™ Adapter | Patient Positioning and Immobilization Device
Med-Tec Inc. bda CIVCO Medical Solutions and CIVCO Radiotherapy | الولايات المتحدة الامريكية | United States | ME0000002101SFDAA00065 | Positioning Cushion | Positioning Cushion | Patient Positioning and Immobilization Device
Med-Tec Inc. bda CIVCO Medical Solutions and CIVCO Radiotherapy | الولايات المتحدة الامريكية | United States | ME0000002101SFDAA00062 | Precise Bite™ Mouthpiece with tongue depressor | Precise Bite™ Mouthpiece with tongue depressor | Head, Neck and Shoulder Devices
Med-Tec Inc. bda CIVCO Medical Solutions and CIVCO Radiotherapy | الولايات المتحدة الامريكية | United States | ME0000002101SFDAA00064 | Type-S™ Thermoplastic | Type-S™ Thermoplastic | Patient Positioning and Immobilization Device
Med-Tec Inc. bda CIVCO Medical Solutions and CIVCO Radiotherapy | الولايات المتحدة الامريكية | United States | ME0000002101SFDAA00068 | Shoulder Retractor Base | Shoulder Retractor Base | Patient Positioning and Immobilization Device
Med-Tec Inc. bda CIVCO Medical Solutions and CIVCO Radiotherapy | الولايات المتحدة الامريكية | United States | ME0000002101SFDAA00069 | Shoulder Retractors with hand grip | Shoulder Retractors with hand grip | Patient Positioning and Immobilization Device
Med-Tec Inc. bda CIVCO Medical Solutions and CIVCO Radiotherapy | الولايات المتحدة الامريكية | United States | ME0000002101SFDAA00073 | Bolus with Skin | Bolus with Skin | Reusable radiation therapy bolus
Med-Tec Inc. bda CIVCO Medical Solutions and CIVCO Radiotherapy | الولايات المتحدة الامريكية | United States | ME0000002101SFDAA00078 | TotalRT All In One Platform | TotalRT All In One Platform | Positioning and Immobilization System
Med-Tec Inc. bda CIVCO Medical Solutions and CIVCO Radiotherapy | الولايات المتحدة الامريكية | United States | ME0000002101SFDAA00077 | Vac-Lok™ Cushion | Vac-Lok Cushion | Patient Positioning Device
Med-Tec Inc. bda CIVCO Medical Solutions and CIVCO Radiotherapy | الولايات المتحدة الامريكية | United States | ME0000002101SFDAA00074 | Bolus with Skin | Bolus with Skin | Reusable radiation therapy bolus
STERIS Corporation | الولايات المتحدة الامريكية | United States | ME0000015003SFDAA00001 | VERIFY Ultrasonic Indicator Holders | Indicator holder | The VERIFY Ultrasonic Indicator consists of a chemical indicator (U501) and holder (U505) and is intended for use in ultrasonic cleaners and sonic irrigators
STERIS Corporation | الولايات المتحدة الامريكية | United States | ME0000015003SFDAA00002 | VERIFY™ Ultrasonic Indicator | sterilization indicator | The VERIFY Ultrasonic Indicator consists of a chemical indicator (U501) and holder (U505) and is intended for use in ultrasonic cleaners and sonic irrigators.It is recommended that multiple ultrasonic indicators and holders should be placed in an empty tank daily during the first cycle of the day to verify the cleaning efficacy of the machine.
STERIS Corporation | الولايات المتحدة الامريكية | United States | ME0000014999SFDAA00001 | HexaVue Integration System | integrated audio-visual system | integrated audio-visual system
Stryker Medical | الولايات المتحدة الامريكية | United States | ME0000000992SFDAA00164 | Nara | Nära Hospital Bassinet | Sleeping surface for infant /
CareFusion 303, Inc. | الولايات المتحدة الامريكية | United States | ME0000001872SFDAA00013 | Infusion Adapter | Information system software | Application program
STERIS Corporation | الولايات المتحدة الامريكية | United States | ME0000000942SFDAA00001 | VERIFY | VH202 Indicator Tape | Indicator Tape
STERIS Corporation | الولايات المتحدة الامريكية | United States | ME0000000942SFDAA00003 | Hinge Free | Instrument Lubricant | Instrument Lubricant
STERIS Corporation | الولايات المتحدة الامريكية | United States | ME0000000942SFDAA00009 | Liqui Jet2 | Ultrasonic Medical instrument cleaner | Ultrasonic Medical instrument cleaner
STERIS Corporation | الولايات المتحدة الامريكية | United States | ME0000000942SFDAA00010 | PRE Klenz | Instrument Transport Gel | Instrument Transport Gel
STERIS Corporation | الولايات المتحدة الامريكية | United States | ME0000000942SFDAA00012 | PROLYSTICA RESTORE DESCALER AND NEUTRALIZER | Instruments Detergent | Instruments Detergent
STERIS Corporation | الولايات المتحدة الامريكية | United States | ME0000000942SFDAA00014 | Klenzyme | Enzymatic Presoak and Cleaner | Enzymatic Presoak and Cleaner
STERIS Corporation | الولايات المتحدة الامريكية | United States | ME0000000942SFDAA00020 | PRO LITE Sterilization Tray | Sterilization Trays and Accessories | Sterilization Trays and Accessories
STERIS Corporation | الولايات المتحدة الامريكية | United States | ME0000000942SFDAA00022 | PRO LITE Sterilization Tray Mat | Sterilization Trays and Accessories | Sterilization Trays and Accessories
STERIS Corporation | الولايات المتحدة الامريكية | United States | ME0000000942SFDAA00023 | Instrument Organizer Blank | Sterilization Trays and Accessories | Sterilization Trays and Accessories
ZIMMER, INC. | الولايات المتحدة الامريكية | United States | ME0000004301SFDAA00014 | Persona® Revision Modular Case Bracket Tibial Keel Broach Size A-B | Case | Case
Biomet Sports Medicine | الولايات المتحدة الامريكية | United States | ME0000007327SFDAA00001 | Slap Rasp 15 Degree | Rasp | Rasp
STERIS Corporation | الولايات المتحدة الامريكية | United States | ME0000000942SFDAA00004 | Kart Klenz III Concentrated Liquid Detergent | Instruments Detergent | Instruments Detergent
STERIS Corporation | الولايات المتحدة الامريكية | United States | ME0000000942SFDAA00006 | Prolystica Ultra Concentrate Lubricant | Instruments Detergent
STERIS Corporation | الولايات المتحدة الامريكية | United States | ME0000000942SFDAA00016 | Dri N Shine | Instruments Detergent
STERIS Corporation | الولايات المتحدة الامريكية | United States | ME0000000942SFDAA00018 | Dri N Shine | Instruments Detergent
STERIS Corporation | الولايات المتحدة الامريكية | United States | ME0000000942SFDAA00021 | V PRO Sterilization Tray | Sterilization Trays and Accessories
GE Healthcare | الولايات المتحدة الامريكية | United States | ME0000000236SFDAA00004 | Change Healthcare Imaging Fellow | Smart Clinical Dashboard
GE Healthcare | الولايات المتحدة الامريكية | United States | ME0000000236SFDAA00005 | Change Healthcare Workflow Intelligence | Workflow Intelligence
GE Healthcare | الولايات المتحدة الامريكية | United States | ME0000000236SFDAA00008 | Change Healthcare Workflow Intelligence 3.0 | Change Healthcare Workflow Intelligence 3.0
DePuy Orthopaedics, Inc. | الولايات المتحدة الامريكية | United States | ME0000000720SFDAA00127 | SIG HP FEMORAL TRIALS CASE | Surgical Instrument
DePuy Orthopaedics, Inc. | الولايات المتحدة الامريكية | United States | ME0000000720SFDAA00131 | HP FB CURVED INSERTS CASE | Surgical Instrument
DePuy Orthopaedics, Inc. | الولايات المتحدة الامريكية | United States | ME0000000720SFDAA00147 | S-ROM® TRIAL SLEEVE EXTRACTOR | Surgical Instrument | Surgical Instruments
Boston Scientific Corporation | الولايات المتحدة الامريكية | United States | ME0000000537SFDAA00161 | Alliance II Integrated Inflation/Litho Handle | Lithotrispy Handle
BSN medical Inc. | الولايات المتحدة الامريكية | United States | ME0000004131SFDAA00001 | Jobst Anti-Em/GP | Jobst Anti-Em/GP Stockings
BSN medical Inc. | الولايات المتحدة الامريكية | United States | ME0000004131SFDAA00002 | Comprinet Forte | Comprinet Forte Anti Embolism Compression Stockings
BSN medical Inc. | الولايات المتحدة الامريكية | United States | ME0000004131SFDAA00004 | Comprinet Pro | Comprinet Pro Anti Embolism Compression Stockings
Bard Access Systems, Inc. | الولايات المتحدة الامريكية | United States | ME0000000862SFDAA00001 | Sherlock 3CG TCS Sensor | Sherlock 3CG TCS Sensor
Bard Access Systems, Inc. | الولايات المتحدة الامريكية | United States | ME0000000862SFDAA00002 | Medical Equipment Rollstand (EU) | Medical Equipment Rollstand (EU)
Covidien llc | الولايات المتحدة الامريكية | United States | ME0000000283SFDAA00773 | Kendall™ ECG Electrodes | ECG Electrodes
Welch Allyn, Inc. | الولايات المتحدة الامريكية | United States | ME0000001408SFDAA00182 | LITHIUM CHARGING STAND | Battery Chargers
Medtronic Navigation,Inc. | الولايات المتحدة الامريكية | United States | ME0000004837SFDAA00001 | MAIN CART STEALTH S8 PREMIUM | The StealthStation™ System
Medtronic Navigation,Inc. | الولايات المتحدة الامريكية | United States | ME0000004837SFDAA00002 | CAMERA CART STEAL TH S8 | The StealthStation™ System
Medtronic Navigation,Inc. | الولايات المتحدة الامريكية | United States | ME0000004837SFDAA00003 | Solera 5.5/6.0 MAS Driver Cannulated | Navigated CD Horizon™
Medtronic Sofamor Danek USA, Inc. | الولايات المتحدة الامريكية | United States | ME0000000273SFDAA00111 | CDHL EUROPE IMPL TRAY 2 TI | Cases and Trays
Medtronic Sofamor Danek USA, Inc. | الولايات المتحدة الامريكية | United States | ME0000000273SFDAA00112 | CDHL EUROPE INST TRAY | Cases and Trays
Alcon Laboratories, Incorporated | الولايات المتحدة الامريكية | United States | ME0000004084SFDAA00001 | Alcon Laser Station | Alcon Laser Station
Medtronic Sofamor Danek USA, Inc. | الولايات المتحدة الامريكية | United States | ME0000000273SFDAA00135 | SET SCREW STARTER | General Instruments
Medtronic Sofamor Danek USA, Inc. | الولايات المتحدة الامريكية | United States | ME0000000273SFDAA00136 | LEGACY 5.5 MAS DRIVER | General Instruments
Medtronic Sofamor Danek USA, Inc. | الولايات المتحدة الامريكية | United States | ME0000000273SFDAA00137 | CDHL 5.5 DEGEN IMPL TRAY 2, TI | Cases and Trays
Medtronic Sofamor Danek USA, Inc. | الولايات المتحدة الامريكية | United States | ME0000000273SFDAA00139 | CDHL 5.5 DEGEN INSTRUMENT TRAY | Cases and Trays
Medtronic Sofamor Danek USA, Inc. | الولايات المتحدة الامريكية | United States | ME0000000273SFDAA00140 | OUTER CASE LID | Cases and Trays
Medtronic Sofamor Danek USA, Inc. | الولايات المتحدة الامريكية | United States | ME0000000273SFDAA00141 | OUTER CASE | Cases and Trays
Medtronic Sofamor Danek USA, Inc. | الولايات المتحدة الامريكية | United States | ME0000000273SFDAA00142 | DEPTH STOP 6/7 | Instruments
Medtronic Sofamor Danek USA, Inc. | الولايات المتحدة الامريكية | United States | ME0000000273SFDAA00143 | DEPTH STOP 4/5 | Instruments
Medtronic Sofamor Danek USA, Inc. | الولايات المتحدة الامريكية | United States | ME0000000273SFDAA00144 | THREADED OUTER INSERTER | Instruments
Medtronic Sofamor Danek USA, Inc. | الولايات المتحدة الامريكية | United States | ME0000000273SFDAA00145 | THREADED INNER SHAFT | Instruments
Medtronic Sofamor Danek USA, Inc. | الولايات المتحدة الامريكية | United States | ME0000000273SFDAA00146 | 5.5/6.0 MM ROD REDUCER ASSEMBLY ‐ G5 | General Instruments
Medtronic Sofamor Danek USA, Inc. | الولايات المتحدة الامريكية | United States | ME0000000273SFDAA00148 | ADJUSTABLE DRIVER | General Instruments
Medtronic Sofamor Danek USA, Inc. | الولايات المتحدة الامريكية | United States | ME0000000273SFDAA00149 | 7.5MM TAP | General Instruments
Medtronic Sofamor Danek USA, Inc. | الولايات المتحدة الامريكية | United States | ME0000000273SFDAA00151 | SOUDING/FEELER PROBE, 2MM | General Instruments
Medtronic Sofamor Danek USA, Inc. | الولايات المتحدة الامريكية | United States | ME0000000273SFDAA00152 | DEPTH STOP 8/9 | Instruments
Medtronic Sofamor Danek USA, Inc. | الولايات المتحدة الامريكية | United States | ME0000000273SFDAA00153 | CDHL INSTRUMENTS OUTER CASE 2 | Cases and Trays
Medtronic Sofamor Danek USA, Inc. | الولايات المتحدة الامريكية | United States | ME0000000273SFDAA00154 | CDHL 5.5 EU MAS IMPLANT TRAY | Cases and Trays
Medtronic Sofamor Danek USA, Inc. | الولايات المتحدة الامريكية | United States | ME0000000273SFDAA00155 | MAS SCREWDRIVER - T BASIC | General Instruments
Medtronic Sofamor Danek USA, Inc. | الولايات المتحدة الامريكية | United States | ME0000000273SFDAA00156 | MAS SCREWDRIVER WITH THUMBWEEL | General Instruments
Medtronic Sofamor Danek USA, Inc. | الولايات المتحدة الامريكية | United States | ME0000000273SFDAA00157 | ROCKER PUSH BUTTON | General Instruments
Medtronic Sofamor Danek USA, Inc. | الولايات المتحدة الامريكية | United States | ME0000000273SFDAA00158 | DUAL PURPOSE SCREWDRIVER | General Instruments
Medtronic Sofamor Danek USA, Inc. | الولايات المتحدة الامريكية | United States | ME0000000273SFDAA00159 | GENERIC FULL IMPLANT TRAY LID | General Instruments- Case and Trays
Medtronic Sofamor Danek USA, Inc. | الولايات المتحدة الامريكية | United States | ME0000000273SFDAA00160 | OUTER CASE LID | Cases and Trays
Medtronic Sofamor Danek USA, Inc. | الولايات المتحدة الامريكية | United States | ME0000000273SFDAA00162 | CDHL DEGEN INST TRAY 1 | Cases and Trays
Medtronic Sofamor Danek USA, Inc. | الولايات المتحدة الامريكية | United States | ME0000000273SFDAA00163 | CDHL 5.5 SET SCREW MOD LID, TI | Cases and Trays
Medtronic Sofamor Danek USA, Inc. | الولايات المتحدة الامريكية | United States | ME0000000273SFDAA00164 | CDHL DEGEN MAS CASE 1, TI IMPL | Cases and Trays
Medtronic Sofamor Danek USA, Inc. | الولايات المتحدة الامريكية | United States | ME0000000273SFDAA00165 | SCREW GAUGE FAS | General Instruments
Medtronic Sofamor Danek USA, Inc. | الولايات المتحدة الامريكية | United States | ME0000000273SFDAA00166 | CDHL SET SCREW MOD | Cases and Trays
Medtronic Sofamor Danek USA, Inc. | الولايات المتحدة الامريكية | United States | ME0000000273SFDAA00167 | CDHL EUROPE IMPL CASE, TI | Cases and Trays
Medtronic Sofamor Danek USA, Inc. | الولايات المتحدة الامريكية | United States | ME0000000273SFDAA00168 | CDHL SET SCREW MOD LID, TI | Cases and Trays
Alcon Laboratories, Inc. | الولايات المتحدة الامريكية | United States | ME0000004117SFDAA00008 | LUXOR REVALIA | Ophthalmic Microscope System
Alcon Laboratories, Inc. | الولايات المتحدة الامريكية | United States | ME0000004117SFDAA00009 | LUXOR REVALIA | Ophthalmic Microscope System
Medtronic Sofamor Danek USA, Inc. | الولايات المتحدة الامريكية | United States | ME0000000273SFDAA00169 | 5.5 MAS SCREWDRIVER, MEDIUM | General Instruments
Medtronic Sofamor Danek USA, Inc. | الولايات المتحدة الامريكية | United States | ME0000000273SFDAA00170 | Threaded Capstone Inserter | General Instruments, Cases, and Trays
Medtronic Sofamor Danek USA, Inc. | الولايات المتحدة الامريكية | United States | ME0000000273SFDAA00171 | SUCKER #10 | General Instruments
Medtronic Sofamor Danek USA, Inc. | الولايات المتحدة الامريكية | United States | ME0000000273SFDAA00172 | SUCKER #8 | General Instruments
Medtronic Sofamor Danek USA, Inc. | الولايات المتحدة الامريكية | United States | ME0000000273SFDAA00173 | BAYONETTED KERRISON 4MM 40 DEG | General Instruments
Alcon Laboratories, Inc. | الولايات المتحدة الامريكية | United States | ME0000004117SFDAA00010 | LUXOR REVALIA | Ophthalmic Microscope System
Alcon Laboratories, Inc. | الولايات المتحدة الامريكية | United States | ME0000004117SFDAA00011 | LUXOR REVALIA | Ophthalmic Microscope System
Medtronic Sofamor Danek USA, Inc. | الولايات المتحدة الامريكية | United States | ME0000000273SFDAA00174 | SUCKER #12 | General Instruments
Medtronic Sofamor Danek USA, Inc. | الولايات المتحدة الامريكية | United States | ME0000000273SFDAA00175 | BAYON NERVE HOOK, RT | General Instruments
Medtronic Sofamor Danek USA, Inc. | الولايات المتحدة الامريكية | United States | ME0000000273SFDAA00176 | INSTRUMENT TRAY 4 | Cases and Trays
Medtronic Navigation,Inc. | الولايات المتحدة الامريكية | United States | ME0000004837SFDAA00004 | MAIN CART 9735668 S8 EM CRANIAL | The StealthStation™ System
Medtronic Sofamor Danek USA, Inc. | الولايات المتحدة الامريكية | United States | ME0000000273SFDAA00178 | LEGACY 5.5 SHORT MAS DRIVER | General Instruments
Alcon Laboratories, Inc. | الولايات المتحدة الامريكية | United States | ME0000004117SFDAA00012 | ASSY,SHIP,LX3 LED STAND | LUXOR Ophthalmic microscope
Alcon Laboratories, Inc. | الولايات المتحدة الامريكية | United States | ME0000004117SFDAA00013 | ASSY,SHIP,LX3 LED Q-VUE | LUXOR Ophthalmic microscope
Alcon Laboratories, Inc. | الولايات المتحدة الامريكية | United States | ME0000004117SFDAA00014 | ASSY,SHIP,LX3 LED LUXOR | LUXOR Ophthalmic microscope
Medtronic Sofamor Danek USA, Inc. | الولايات المتحدة الامريكية | United States | ME0000000273SFDAA00189 | METRX STRAIGHT BI POLAR SPOOL | Case and Trays
Medtronic Sofamor Danek USA, Inc. | الولايات المتحدة الامريكية | United States | ME0000000273SFDAA00190 | BAYONETED KERRISON | General Instruments
Medtronic Sofamor Danek USA, Inc. | الولايات المتحدة الامريكية | United States | ME0000000273SFDAA00191 | CDHL EUROPE INST TRAY | Cases and Trays
Medtronic Sofamor Danek USA, Inc. | الولايات المتحدة الامريكية | United States | ME0000000273SFDAA00192 | CDHL EUROPE INST CASE | Cases and Trays
Medtronic Sofamor Danek USA, Inc. | الولايات المتحدة الامريكية | United States | ME0000000273SFDAA00193 | DRIVER, BREAK-OFF, 6.35MM HEX | General Instruments
Medtronic Sofamor Danek USA, Inc. | الولايات المتحدة الامريكية | United States | ME0000000273SFDAA00194 | Medium Delivery Tube 0 Deg | Multiple Product Families
Stryker Medical | الولايات المتحدة الامريكية | United States | ME0000001368SFDAA00004 | ST1 Transport Stretcher | ST1 and ST1-X Series Stretcher
BSN medical Inc. | الولايات المتحدة الامريكية | United States | ME0000004131SFDAA00005 | Jobst Opaque 15-20mmHg | Jobst Opaque 15-20mmHg
BSN medical Inc. | الولايات المتحدة الامريكية | United States | ME0000004131SFDAA00006 | Jobst Opaque 20-30mmHg | Jobst Opaque 20-30mmHg
BSN medical Inc. | الولايات المتحدة الامريكية | United States | ME0000004131SFDAA00007 | Jobst Opaque 30-40mmHg | Jobst Opaque 30-40mmHg
BSN medical Inc. | الولايات المتحدة الامريكية | United States | ME0000004131SFDAA00008 | Jobst Ultrasheer 20-30mmHg | Jobst Ultrasheer 20-30mmHg
BSN medical Inc. | الولايات المتحدة الامريكية | United States | ME0000004131SFDAA00009 | Jobst Ultrasheer 30-40mmHg | Jobst Ultrasheer 30-40mmHg
BSN medical Inc. | الولايات المتحدة الامريكية | United States | ME0000004131SFDAA00010 | Jobst Ultrasheer 15-20mmHg | Jobst Ultrasheer 15-20mmHg
BSN medical Inc. | الولايات المتحدة الامريكية | United States | ME0000004131SFDAA00011 | Comprinet S | Comprinet S
Howmedica Osteonics Corp. | الولايات المتحدة الامريكية | United States | ME0000005423SFDAA00001 | Femoral Stylus Assembly TRIATHLON® Instruments | Reusable orthopaedic prosthesis implantation instrument
Howmedica Osteonics Corp. | الولايات المتحدة الامريكية | United States | ME0000005423SFDAA00002 | Distal Alignment Guide TRIATHLON® Instruments | Reusable orthopaedic prosthesis implantation instrument
Howmedica Osteonics Corp. | الولايات المتحدة الامريكية | United States | ME0000005423SFDAA00003 | TRIATHLON® Express Instruments 4-in-1 Cutting Block Captures Assy | Reusable orthopaedic prosthesis implantation instrument
Howmedica Osteonics Corp. | الولايات المتحدة الامريكية | United States | ME0000005423SFDAA00004 | Distal Resection Guide- Standard TRIATHLON® Instruments | Reusable orthopaedic prosthesis implantation instrument
Howmedica Osteonics Corp. | الولايات المتحدة الامريكية | United States | ME0000005423SFDAA00005 | Distal Capture Assembly TRIATHLON® Instruments | Reusable orthopaedic prosthesis implantation instrument
Howmedica Osteonics Corp. | الولايات المتحدة الامريكية | United States | ME0000005423SFDAA00006 | Tibial Stylus TRIATHLON® Instruments | Reusable orthopaedic prosthesis implantation instrument
Howmedica Osteonics Corp. | الولايات المتحدة الامريكية | United States | ME0000005423SFDAA00007 | Standard Indication lm Jig Assembly TRIATHLON® Instruments | Reusable orthopaedic prosthesis implantation instrument
Howmedica Osteonics Corp. | الولايات المتحدة الامريكية | United States | ME0000005423SFDAA00008 | Ankle Clamp Assembly TRIATHLON® Instruments | Reusable orthopaedic prosthesis implantation instrument
Howmedica Osteonics Corp. | الولايات المتحدة الامريكية | United States | ME0000005423SFDAA00009 | Distal Assembly- Ankle Clamp TRIATHLON® Instruments | Reusable orthopaedic prosthesis implantation instrument
Howmedica Osteonics Corp. | الولايات المتحدة الامريكية | United States | ME0000005423SFDAA00010 | Proximal Rod Assembly TRIATHLON® Instruments | Reusable orthopaedic prosthesis implantation instrument
Howmedica Osteonics Corp. | الولايات المتحدة الامريكية | United States | ME0000005423SFDAA00011 | TRIATHLON® Express Instruments Tibial Alignment Proximal Rod | Reusable orthopaedic prosthesis implantation instrument
Howmedica Osteonics Corp. | الولايات المتحدة الامريكية | United States | ME0000005423SFDAA00012 | TIBIAL RESECTION GUIDE | Reusable orthopaedic prosthesis implantation instrument
Howmedica Osteonics Corp. | الولايات المتحدة الامريكية | United States | ME0000005423SFDAA00013 | Tibial Capture Assembly TRIATHLON® Instruments | Reusable orthopaedic prosthesis implantation instrument
BSN medical Inc. | الولايات المتحدة الامريكية | United States | ME0000004131SFDAA00012 | Jobst Travel Socks | Jobst Travel Socks
Howmedica Osteonics Corp. | الولايات المتحدة الامريكية | United States | ME0000005423SFDAA00014 | Tibial Adjustment Housing Slope TRIATHLON® Instrument | Reusable orthopaedic prosthesis implantation instrument
Howmedica Osteonics Corp. | الولايات المتحدة الامريكية | United States | ME0000005423SFDAA00015 | Femoral Impactor Extractor TRIATHLON® Instruments | Reusable orthopaedic prosthesis implantation instrument
BSN medical Inc. | الولايات المتحدة الامريكية | United States | ME0000004131SFDAA00013 | Jobst Surgical | Jobst Surgical
BSN medical Inc. | الولايات المتحدة الامريكية | United States | ME0000004131SFDAA00014 | Jobst Bella Strong | Jobst Bella Strong
BSN medical Inc. | الولايات المتحدة الامريكية | United States | ME0000004131SFDAA00015 | Jobst Bella Lite | Jobst Bella Lite
BSN medical Inc. | الولايات المتحدة الامريكية | United States | ME0000004131SFDAA00016 | Jobst SensiFoot | Jobst SensiFoot
BSN medical Inc. | الولايات المتحدة الامريكية | United States | ME0000004131SFDAA00017 | Gelostretch | Compression bandages
BSN medical Inc. | الولايات المتحدة الامريكية | United States | ME0000004131SFDAA00018 | COMPRINET FORTE | Stocking antioedema leg
BSN medical Inc. | الولايات المتحدة الامريكية | United States | ME0000004131SFDAA00019 | Jobst Anti EmGP | Stocking antioedema leg
BSN medical Inc. | الولايات المتحدة الامريكية | United States | ME0000004131SFDAA00020 | Gelostretch | Compression bandages
Howmedica Osteonics Corp. | الولايات المتحدة الامريكية | United States | ME0000005423SFDAA00016 | TRIATHLON® Express Instruments Symmetric Patella Drill Template | Reusable orthopaedic prosthesis implantation instrument
Howmedica Osteonics Corp. | الولايات المتحدة الامريكية | United States | ME0000005423SFDAA00017 | TRIATHLON® Express Instruments Patella Cement Cap | Reusable orthopaedic prosthesis implantation instrument
Howmedica Osteonics Corp. | الولايات المتحدة الامريكية | United States | ME0000005423SFDAA00018 | TRIATHLON® Express Instruments ABC IM Rod | Reusable orthopaedic prosthesis implantation instrument
Howmedica Osteonics Corp. | الولايات المتحدة الامريكية | United States | ME0000005423SFDAA00019 | Box Chisel TRIATHLON® Instruments | Reusable orthopaedic prosthesis implantation instrument
Howmedica Osteonics Corp. | الولايات المتحدة الامريكية | United States | ME0000005423SFDAA00020 | Posterior Osteophite Removal Tool TRIATHLON® Instruments | Reusable orthopaedic prosthesis implantation instrument
Howmedica Osteonics Corp. | الولايات المتحدة الامريكية | United States | ME0000005423SFDAA00021 | MIS PS BOX GUIDE TRIATHLON® MIS INSTRUMENTS | Reusable orthopaedic prosthesis implantation instrument
Howmedica Osteonics Corp. | الولايات المتحدة الامريكية | United States | ME0000005423SFDAA00022 | TRIATHLON® PS FEMORIAL BOX TRIAL/PROTECTOR | Reusable orthopaedic prosthesis implantation instrument
Howmedica Osteonics Corp. | الولايات المتحدة الامريكية | United States | ME0000005423SFDAA00023 | MIS 4:1 IMPACTOR I EXTRACTOR TRIATHLON® MIS INSTRUMENTS | Reusable orthopaedic prosthesis implantation instrument
Howmedica Osteonics Corp. | الولايات المتحدة الامريكية | United States | ME0000005423SFDAA00024 | Size 3-6 Femoral and Tibial Preparation Tray TRIATHLON® Instruments | Instrument tray.
Howmedica Osteonics Corp. | الولايات المتحدة الامريكية | United States | ME0000005423SFDAA00025 | Miscellaneous Instruments Tray TRIATHLON® Instruments | Instrument tray.
Howmedica Osteonics Corp. | الولايات المتحدة الامريكية | United States | ME0000005423SFDAA00026 | TRIATHLON® Express Instruments Patella Prep and Trialing Kit | Instrument tray.
Howmedica Osteonics Corp. | الولايات المتحدة الامريكية | United States | ME0000005423SFDAA00027 | PS Tibial Trials Size 3-6 Tray TRIATHLON® Instruments | Instrument tray.
Howmedica Osteonics Corp. | الولايات المتحدة الامريكية | United States | ME0000005423SFDAA00028 | Size 2,7 PS Prep. Trialing- Upper Tray TRIATHLON® Instruments | Instrument tray.
Howmedica Osteonics Corp. | الولايات المتحدة الامريكية | United States | ME0000005423SFDAA00029 | ASSEMBLY MONOGRAM® INSTR SLOTTED PATELLAR RESECTION GUIDE | Reusable orthopaedic prosthesis implantation instrument
Howmedica Osteonics Corp. | الولايات المتحدة الامريكية | United States | ME0000005423SFDAA00030 | MONOGRAM® KNEE INSTRUMENTS PATELLA STYLUS ASSEMBLY | Reusable orthopaedic prosthesis implantation instrument
Howmedica Osteonics Corp. | الولايات المتحدة الامريكية | United States | ME0000005423SFDAA00031 | MONOGRAM® KNEE INSTRUMENTS PATELLA CLAMP | Reusable orthopaedic prosthesis implantation instrument
Howmedica Osteonics Corp. | الولايات المتحدة الامريكية | United States | ME0000005423SFDAA00032 | Keel Punch Assy TRIATHLON® Instruments | Reusable orthopaedic prosthesis implantation instrument
Howmedica Osteonics Corp. | الولايات المتحدة الامريكية | United States | ME0000005423SFDAA00033 | Keel Punch Guide Assembly TRIATHLON® Instruments | Reusable orthopaedic prosthesis implantation instrument
Howmedica Osteonics Corp. | الولايات المتحدة الامريكية | United States | ME0000005423SFDAA00034 | Tibial Alignment Handle TRIATHLON® Instruments | Reusable orthopaedic prosthesis implantation instrument
Howmedica Osteonics Corp. | الولايات المتحدة الامريكية | United States | ME0000005423SFDAA00035 | Headed Nail Impactor/Extractor TRIATHLON®Instruments | Reusable orthopaedic prosthesis implantation instrument
Howmedica Osteonics Corp. | الولايات المتحدة الامريكية | United States | ME0000005423SFDAA00036 | Blade Runner TRIATHLON® Instruments | Reusable orthopaedic prosthesis implantation instrument
Howmedica Osteonics Corp. | الولايات المتحدة الامريكية | United States | ME0000005423SFDAA00037 | Headed Nail TRIATHLON® Instruments | Reusable orthopaedic prosthesis implantation instrument
Howmedica Osteonics Corp. | الولايات المتحدة الامريكية | United States | ME0000005423SFDAA00038 | 5/16" IM ROD TRIATHLON® INSTRUMENTS | Reusable orthopaedic prosthesis implantation instrument
Howmedica Osteonics Corp. | الولايات المتحدة الامريكية | United States | ME0000005423SFDAA00039 | Universal Alignment Rod TRIATHLON® Instruments | Reusable orthopaedic prosthesis implantation instrument
Howmedica Osteonics Corp. | الولايات المتحدة الامريكية | United States | ME0000005423SFDAA00040 | Adjustable Spacer Block TRIATHLON® Instruments | Reusable orthopaedic prosthesis implantation instrument
Howmedica Osteonics Corp. | الولايات المتحدة الامريكية | United States | ME0000005423SFDAA00041 | T-Handle Driver TRIATHLON® Instruments | Reusable orthopaedic prosthesis implantation instrument
Howmedica Osteonics Corp. | الولايات المتحدة الامريكية | United States | ME0000005423SFDAA00042 | Slap Hammer TRIATHLON® Instruments | Reusable orthopaedic prosthesis implantation instrument
Howmedica Osteonics Corp. | الولايات المتحدة الامريكية | United States | ME0000005423SFDAA00043 | Headless Pin Extractor TRIATHLON® Instruments | Reusable orthopaedic prosthesis implantation instrument
Howmedica Osteonics Corp. | الولايات المتحدة الامريكية | United States | ME0000005423SFDAA00044 | Baseplate Impactor Extractor TRIATHLON® Instruments | Reusable orthopaedic prosthesis implantation instrument
Howmedica Osteonics Corp. | الولايات المتحدة الامريكية | United States | ME0000005423SFDAA00045 | Universal Alignment Handle TRIATHLON® Instruments | Reusable orthopaedic prosthesis implantation instrument
Howmedica Osteonics Corp. | الولايات المتحدة الامريكية | United States | ME0000005423SFDAA00046 | Impaction Handle TRIATHLON® Instruments | Reusable orthopaedic prosthesis implantation instrument
Howmedica Osteonics Corp. | الولايات المتحدة الامريكية | United States | ME0000005423SFDAA00047 | Femoral Impactor TRIATHLON® Instruments | Reusable orthopaedic prosthesis implantation instrument
Howmedica Osteonics Corp. | الولايات المتحدة الامريكية | United States | ME0000005423SFDAA00048 | Tibial Baseplate Impactor TRIATHLON® Instruments | Reusable orthopaedic prosthesis implantation instrument
Howmedica Osteonics Corp. | الولايات المتحدة الامريكية | United States | ME0000005423SFDAA00049 | Tibial Insert Impactor TRIATHLON® Instruments | Reusable orthopaedic prosthesis implantation instrument
Howmedica Osteonics Corp. | الولايات المتحدة الامريكية | United States | ME0000005423SFDAA00050 | Slip Torque Handle TRIATHLON® Instruments | Reusable orthopaedic prosthesis implantation instrument
Howmedica Osteonics Corp. | الولايات المتحدة الامريكية | United States | ME0000005423SFDAA00051 | TRIATHLON® Case TRIATHLON® Instruments | Instrument tray.
Howmedica Osteonics Corp. | الولايات المتحدة الامريكية | United States | ME0000005423SFDAA00052 | FEMORAL OFFSET BUSHING TRIATHLON® | Reusable orthopaedic prosthesis implantation instrument
Howmedica Osteonics Corp. | الولايات المتحدة الامريكية | United States | ME0000005423SFDAA00053 | ALL-IN-ONE CUTTING BLOCK TRIATHLON® REVISION INSTRUMENTS | Reusable orthopaedic prosthesis implantation instrument
Howmedica Osteonics Corp. | الولايات المتحدة الامريكية | United States | ME0000005423SFDAA00054 | REVISION BOX CUTTING GUIDE TRIATHLON® REVISION INSTRUMENTS | Reusable orthopaedic prosthesis implantation instrument
Howmedica Osteonics Corp. | الولايات المتحدة الامريكية | United States | ME0000005423SFDAA00055 | REVISION DISTAL RESECTION GUIDE TRIATHLON® REVISION INSTRUMENTS | Reusable orthopaedic prosthesis implantation instrument
Howmedica Osteonics Corp. | الولايات المتحدة الامريكية | United States | ME0000005423SFDAA00056 | FEMORAL BOSS PREPARATION GUIDE TRIATHLON® REVISION INSTRUMENTS | Reusable orthopaedic prosthesis implantation instrument
Howmedica Osteonics Corp. | الولايات المتحدة الامريكية | United States | ME0000005423SFDAA00057 | FEMORAL BOSS REAMER GUIDE TRIATHLON® REVISION INSTRUMENTS | Reusable orthopaedic prosthesis implantation instrument
Howmedica Osteonics Corp. | الولايات المتحدة الامريكية | United States | ME0000005423SFDAA00058 | TIBIAL OFFSET BUSHING TRIATHLON® REVISION INSTRUMENTS | Reusable orthopaedic prosthesis implantation instrument
Howmedica Osteonics Corp. | الولايات المتحدة الامريكية | United States | ME0000005423SFDAA00059 | TIBIAL OFFSET BUSHING GUIDE TRIATHLON® REVISION INSTRUMENTS | Reusable orthopaedic prosthesis implantation instrument
Howmedica Osteonics Corp. | الولايات المتحدة الامريكية | United States | ME0000005423SFDAA00060 | Revision Tibial Resection Guide Link TRIATHLON® Revision Instruments | Reusable orthopaedic prosthesis implantation instrument
Howmedica Osteonics Corp. | الولايات المتحدة الامريكية | United States | ME0000005423SFDAA00061 | STEM EXTENDER SHAFT TRIATHLON® REVISION INSTRUMENTS | Reusable orthopaedic prosthesis implantation instrument
Howmedica Osteonics Corp. | الولايات المتحدة الامريكية | United States | ME0000005423SFDAA00062 | SPACER BLOCK AUGMENT -10mm TRIATHLON® REVISION INSTRUMENTS | Reusable orthopaedic prosthesis implantation instrument
Howmedica Osteonics Corp. | الولايات المتحدة الامريكية | United States | ME0000005423SFDAA00063 | UNIVERSAL COUNTER WRENCH TRIATHLON® REVISION INSTRUMENTS | Reusable orthopaedic prosthesis implantation instrument
Howmedica Osteonics Corp. | الولايات المتحدة الامريكية | United States | ME0000005423SFDAA00064 | 1/8" U-Joint Hex Drive TRIATHLON® Revision Instruments | Reusable orthopaedic prosthesis implantation instrument
Howmedica Osteonics Corp. | الولايات المتحدة الامريكية | United States | ME0000005423SFDAA00065 | TIBIAL OFFSET COUNTER WRENCH TRIATHLON® REVISION INSTRUMENTS | Reusable orthopaedic prosthesis implantation instrument
Howmedica Osteonics Corp. | الولايات المتحدة الامريكية | United States | ME0000005423SFDAA00066 | Universal Torque Wrench TRIATHLON® Revision Instruments | Reusable orthopaedic prosthesis implantation instrument
Howmedica Osteonics Corp. | الولايات المتحدة الامريكية | United States | ME0000005423SFDAA00067 | TIBIAL RESECTION GUIDE SLOTTED TRIATHLON® REVISION INSTRUMENTS | Reusable orthopaedic prosthesis implantation instrument
Howmedica Osteonics Corp. | الولايات المتحدة الامريكية | United States | ME0000005423SFDAA00068 | SUPPORT ARM ASSEMBLY TRIATHLON® REVISION INSTRUMENTS | Reusable orthopaedic prosthesis implantation instrument
Howmedica Osteonics Corp. | الولايات المتحدة الامريكية | United States | ME0000005423SFDAA00069 | RESECTION GUIDE TOWER TRIATHLON® REVISION INSTRUMENTS | Reusable orthopaedic prosthesis implantation instrument
Howmedica Osteonics Corp. | الولايات المتحدة الامريكية | United States | ME0000005423SFDAA00070 | STOP PLATE TRIATHLON® REVISION INSTRUMENTS | Reusable orthopaedic prosthesis implantation instrument
Howmedica Osteonics Corp. | الولايات المتحدة الامريكية | United States | ME0000005423SFDAA00071 | 9MM-21 MM IM REAMER TRAY TRIATHLON® REVISION INSTRUMENTS | Instrument tray.
Howmedica Osteonics Corp. | الولايات المتحدة الامريكية | United States | ME0000005423SFDAA00072 | 3-6 REVISION TIBIAL PREP AND TRIALS TRAY TRIATHLON® REVISION INSTRUMENTS | Instrument tray.
Howmedica Osteonics Corp. | الولايات المتحدة الامريكية | United States | ME0000005423SFDAA00073 | 3-6 FEMORAL PREP UPPER TRAY TRIATHLON® REVISION INSTRUMENTS | Instrument tray.
Howmedica Osteonics Corp. | الولايات المتحدة الامريكية | United States | ME0000005423SFDAA00074 | MISC. TRAY TRIATHLON® REVISION INSTRUMENTS | Instrument tray.
Howmedica Osteonics Corp. | الولايات المتحدة الامريكية | United States | ME0000005423SFDAA00075 | 9MM-21MM STEM TRIAL TRAY TRIATHLON® REVISION INSTRUMENTS | Instrument tray.
Howmedica Osteonics Corp. | الولايات المتحدة الامريكية | United States | ME0000005423SFDAA00076 | TS+ INSERT TRIAL UPPER TRAY TRIATHLON® REVISION INSTRUMENTS | Instrument tray.
Howmedica Osteonics Corp. | الولايات المتحدة الامريكية | United States | ME0000005423SFDAA00077 | 1,2,7,8 FEMORAUTIBIAL TRAY TRIATHLON® REVISION INSTRUMENTS | Instrument tray.
Howmedica Osteonics Corp. | الولايات المتحدة الامريكية | United States | ME0000005423SFDAA00078 | Standard Adjustment Block TRIATHLON® Instruments | Reusable orthopaedic prosthesis implantation instrument
Howmedica Osteonics Corp. | الولايات المتحدة الامريكية | United States | ME0000005423SFDAA00079 | Standard Femoral Sizer TRIATHLON® Instruments | Reusable orthopaedic prosthesis implantation instrument
Stryker Instruments | الولايات المتحدة الامريكية | United States | ME0000003208SFDAA00001 | CastVac with Mobile Stand 220 240 V | Cast cutter vacuum system
Foreseeson Custom Displays, Inc | الولايات المتحدة الامريكية | United States | ME0000005636SFDAA00001 | LCD COLOR DISPLAY | TFT LCD/Medical Monitor
Foreseeson Custom Displays, Inc | الولايات المتحدة الامريكية | United States | ME0000005636SFDAA00002 | LCD COLOR DISPLAY | LCD Color Display
Smiths Medical ASD Inc. | الولايات المتحدة الامريكية | United States | ME0000000688SFDAA00002 | Portex Palm Cups Manual Percussor Neonatal | Neonatal Palm Cups
Smiths Medical ASD Inc. | الولايات المتحدة الامريكية | United States | ME0000000688SFDAA00003 | Portex Palm Cups Manual Percussor Pediatric | Pediatric Palm Cups
Smiths Medical ASD Inc. | الولايات المتحدة الامريكية | United States | ME0000000688SFDAA00004 | Portex Palm Cups Manual Percussor Medium | Medium Palm cups
Smiths Medical ASD Inc. | الولايات المتحدة الامريكية | United States | ME0000000688SFDAA00005 | Portex Palm Cups Manual Percussor Large | Large Palm Cups
Becker Orthopedic Appliance Company | الولايات المتحدة الامريكية | United States | ME0000007456SFDAA00005 | Ring Lock Knee Joint | Ring Lock Knee Joint
Becker Orthopedic Appliance Company | الولايات المتحدة الامريكية | United States | ME0000007456SFDAA00006 | 1011 Automatic Trigger Lock Knee Joint | Automatic Trigger Lock Knee Joint
Becker Orthopedic Appliance Company | الولايات المتحدة الامريكية | United States | ME0000007456SFDAA00007 | 1014 Ratchet Lock Knee Joint | Ratchet Lock Knee Joint
Parker Laboratories Inc | الولايات المتحدة الامريكية | United States | ME0000007893SFDAA00001 | Signagel Electrode Gel | Electrode Gel
Parker Laboratories Inc | الولايات المتحدة الامريكية | United States | ME0000007893SFDAA00002 | Scan Ultrasound Gel | Ultrasound Gel
Parker Laboratories Inc | الولايات المتحدة الامريكية | United States | ME0000007893SFDAA00003 | Polysonic Ultrasound Lotion | Ultrasound Transmission Lotion
Parker Laboratories Inc | الولايات المتحدة الامريكية | United States | ME0000007893SFDAA00012 | Eclipse® Probe Cover | Ultrasound Transducer Cover
Keystone Industries | الولايات المتحدة الامريكية | United States | ME0000005861SFDAA00001 | Bosworth Trim Plus | Temporary Dental Acrylic Resin
Keystone Industries | الولايات المتحدة الامريكية | United States | ME0000005861SFDAA00002 | Prophy Powder | Sodium Bicarbonate Powder
Keystone Industries | الولايات المتحدة الامريكية | United States | ME0000005861SFDAA00003 | Bosworth ReCord | Impression Compounds
Respironics Inc. | الولايات المتحدة الامريكية | United States | ME0000003302SFDAA00002 | DreamStation Link Module | DreamStation Link Module |  | وحده وصل دريم ستيشن تسمح باستقبال بيانات التأكسج ونقلها إلى جهاز التنفس
Respironics Inc. | الولايات المتحدة الامريكية | United States | ME0000003302SFDAA00003 | Care Orchestrator | Data Management Software
Respironics California, Inc. | الولايات المتحدة الامريكية | United States | ME0000000610SFDAA00001 | V60 Stand Partially Assembled | Partially Assembled Stand
Altimate Medical, Inc. | الولايات المتحدة الامريكية | United States | ME0000008551SFDAA00001 | EasyStand Zing | EasyStand Zing Size 2
Sklar Instruments | الولايات المتحدة الامريكية | United States | ME0000006945SFDAA00011 | BOUGIE UROLOGY | BOUGIE UROLOGY
Sklar Instruments | الولايات المتحدة الامريكية | United States | ME0000006945SFDAA00024 | ELEVATORS ENT | ELEVATORS ENT
Sklar Instruments | الولايات المتحدة الامريكية | United States | ME0000006945SFDAA00030 | Forceps Ophthalmology | Forceps Ophthalmology
Medtronic Navigation,Inc. | الولايات المتحدة الامريكية | United States | ME0000004837SFDAA00006 | STEALTH S8 EM Cranial Accessory Kit | Accessory for Powered System
United States Endoscopy Group, Inc. | الولايات المتحدة الامريكية | United States | ME0000003748SFDAA00027 | MIO MEDICAL DEVICE ORGANIZER | Operating Tables And Accessories
United States Endoscopy Group, Inc. | الولايات المتحدة الامريكية | United States | ME0000003748SFDAA00028 | CLEANING BRUSH | Endoscopes Endoscopic Instruments And Accessories
Zimmer, INC. | الولايات المتحدة الامريكية | United States | ME0000001924SFDAA00006 | Zimmer Segmental System Proximal Femoral Instrument Case | ZIMMER SEGMENTAL SYSTEM PROXIMAL FEMORAL INSTRUMENT CASE
Zimmer, INC. | الولايات المتحدة الامريكية | United States | ME0000001924SFDAA00007 | Zimmer Segmental System Segment Caddy | Zimmer Segmental System Segment Caddy
Zimmer, INC. | الولايات المتحدة الامريكية | United States | ME0000001924SFDAA00008 | Kinectiv Modular Neck Technology Instrumentation Stem Inserter | KINECTIV MODULAR NECK TECHNOLOGY INSTRUMENTATION, STEM INSERTER
Zimmer, INC. | الولايات المتحدة الامريكية | United States | ME0000001924SFDAA00009 | Kinectiv Technology Neck Extractor Assembly | KINECTIV TECHNOLOGY NECK EXTRACTOR ASSEMBLY
Zimmer, INC. | الولايات المتحدة الامريكية | United States | ME0000001924SFDAA00010 | Gigli Saw Handles | Gigli Saw Handles
Zimmer, INC. | الولايات المتحدة الامريكية | United States | ME0000001924SFDAA00011 | Zimmer trabecular Metal Shoulder Instrumentation Proximal Reamer | Zimmer Trabecular Metal Shoulder Instrumentation Proximal Reamer
Biomet Orthopedics | الولايات المتحدة الامريكية | United States | ME0000001907SFDAA00098 | Comprehensive Reverse Shoulder Instrument Mini Glenoid Basepla Inferior/Superior Peripheral Drill/Sc | Inf/Sup Drill/Screw Guide
Biomet Orthopedics | الولايات المتحدة الامريكية | United States | ME0000001907SFDAA00099 | Exact Straight Trigger Broach Handle | Exact Straight Trigger Broach Handle
Zimmer, INC. | الولايات المتحدة الامريكية | United States | ME0000001924SFDAA00012 | Zimmer Trabecular Metal Reverse Shoulder System 200 mm Non-Porous Humeral Stem Base | instrument case
Biomet Orthopedics | الولايات المتحدة الامريكية | United States | ME0000001907SFDAA00100 | Ringloc+ Liner Release Tool Liner Sizes 21-28 | Ringloc+ Liner Release Tool
Biomet Trauma | الولايات المتحدة الامريكية | United States | ME0000001919SFDAA00110 | Nail Bender Trauma Fixation Systems | WIRE BENDER
Zimmer, INC. | الولايات المتحدة الامريكية | United States | ME0000001924SFDAA00013 | Zimmer Trabecular Metal Reverse Shoulder System Proximal Reamer Non-Porous 6 mm Diameter | Instrumentation Proximal Reamer
Biomet Orthopedics | الولايات المتحدة الامريكية | United States | ME0000001907SFDAA00101 | Comprehensive Reverse Shoulder Instrument Mini Glenoid Baseplate EXtractor | Baseplate EXtractor
Biomet Orthopedics | الولايات المتحدة الامريكية | United States | ME0000001907SFDAA00102 | Comprehensive Shoulder Instruments Humeral Tray Removal Fork | Humeral Tray Removal Fork
Biomet Trauma | الولايات المتحدة الامريكية | United States | ME0000001919SFDAA00111 | Peanut Growth Con Plate Forcep Biomet Growth Control Plating System | PEANUT GROWTH CON PLATE FORCEP
Biomet Trauma | الولايات المتحدة الامريكية | United States | ME0000001919SFDAA00112 | Peanut Growth Con Plate Extrac Biomet Growth Control Plating System | PEANUT GROWTH CON PLATE EXTRAC
Biomet Trauma | الولايات المتحدة الامريكية | United States | ME0000001919SFDAA00113 | Variable Drill Guide 2.7MM Biomet Growth Control Plating System | VARIABLE DRILL GUIDE
Biomet Trauma | الولايات المتحدة الامريكية | United States | ME0000001919SFDAA00114 | Fixed Drill Guide Tube, 2.7MM Biomet Growth Control Plating System | FIXED DRILL GUIDE TUBE
Biomet Trauma | الولايات المتحدة الامريكية | United States | ME0000001919SFDAA00115 | Working Cannula Growth Control Plating System | WORKING CANNULA
Biomet Trauma | الولايات المتحدة الامريكية | United States | ME0000001919SFDAA00116 | Working Cannula Drill Insert Growth Control Plating System | WORKING CANNULA DRILL INSERT
Biomet Trauma | الولايات المتحدة الامريكية | United States | ME0000001919SFDAA00117 | Working Cannula Wire Insert Growth Control Plating System | WORKING CANNULA WIRE INSERT
Biomet Trauma | الولايات المتحدة الامريكية | United States | ME0000001919SFDAA00118 | Overwire Depth Gauge Growth Control Plating System | OVERWIRE DEPTH GAUGE
Biomet Trauma | الولايات المتحدة الامريكية | United States | ME0000001919SFDAA00119 | Intermediate VHS Screw Forceps | INTERMEDIATE VHS SCREW FORCEPS
Biomet Trauma | الولايات المتحدة الامريكية | United States | ME0000001919SFDAA00120 | Surg Tray Peanut Growth Contr Plate System Biomet Growth Control Plating System | SURGICAL TRAY PEANUT GROWTH
Zimmer, INC. | الولايات المتحدة الامريكية | United States | ME0000001924SFDAA00019 | Persona The Personalized Knee System Zimmer FuZion Instruments Tensor Tibial Assembly | Fuzion Tensor Tibial Assembly
Zimmer, INC. | الولايات المتحدة الامريكية | United States | ME0000001924SFDAA00020 | PERSONA The Personalized Knee System Zimmer FuZion™ Instruments Tensor Femoral Assembly | Fuzion Tensor Femoral Assembly
Zimmer, INC. | الولايات المتحدة الامريكية | United States | ME0000001924SFDAA00021 | Persona the Personalized Knee System Zimmer FuZion Instruments Femoral Paddle | Fuzion Femoral Paddle
Zimmer, INC. | الولايات المتحدة الامريكية | United States | ME0000001924SFDAA00022 | Persona The Personalized Knee System Zimmer FuZion Instruments 4-in-1 Adapter | Fuzion 4-in-1 Adapter
Zimmer, INC. | الولايات المتحدة الامريكية | United States | ME0000001924SFDAA00023 | Persona The Personalized Knee System Zimmer FuZion Instruments Gap Referencing Drill Guide | Fuzion Gap Referencing Drill Guide
Zimmer, INC. | الولايات المتحدة الامريكية | United States | ME0000001924SFDAA00024 | Persona The Personalized Knee System Zimmer FuZion Instruments Posterior Referencing Sizer Stylus | Fuzion Posterior Referencing Sizer Stylus
Biomet Orthopedics | الولايات المتحدة الامريكية | United States | ME0000001907SFDAA00103 | COMPREHENSIVE NANO INSTRUMENT CASE | Instrument Case
Zimmer, INC. | الولايات المتحدة الامريكية | United States | ME0000001924SFDAA00025 | Persona The Personalized Knee System Zimmer FuZion Instruments Posterior Referencing Sizer Drill Gui | Fuzion Posterior Referencing Sizer Drill Guide
Biomet Orthopedics | الولايات المتحدة الامريكية | United States | ME0000001907SFDAA00104 | Comprehensive Instruments Access Instrument Case | Comprehensive Access Glenoid Instrument Case Only
Zimmer, INC. | الولايات المتحدة الامريكية | United States | ME0000001924SFDAA00026 | Zimmer M/L Taper Hip Prosthesis Rasp Long post | Hip Taper Prosthesis Rasp Long Post
Biomet Orthopedics | الولايات المتحدة الامريكية | United States | ME0000001907SFDAA00105 | COMPREHENSIVE SHOULDER SYSTEM NANO HUMERAL TEMPLATE HANDLE | COMPREHENSIVE NANO TEMPLATE HANDLE
Biomet Orthopedics | الولايات المتحدة الامريكية | United States | ME0000001907SFDAA00106 | COMPREHENSIVE SHOULDER SYSTEM NANO EXTRACTOR | COMPREHENSIVE NANO EXTRACTOR
Biomet Orthopedics | الولايات المتحدة الامريكية | United States | ME0000001907SFDAA00107 | COMPREHENSIVE SHOULDER SYSTEM NANO SLAP HAMMER | COMPREHENSIVE NANO SLAP HAMMER
Biomet Orthopedics | الولايات المتحدة الامريكية | United States | ME0000001907SFDAA00108 | COMPREHENSIVE SHOULDER SYSTEM NANO MAGNETIC INSERTER | COMPREHENSIVE NANO MAGNETIC INSERTER
Biomet Orthopedics | الولايات المتحدة الامريكية | United States | ME0000001907SFDAA00109 | COMPREHENSIVE SHOULDER SYSTEM NANO HUMERAL TEMPLATE | COMPREHENSIVE NANO HUMERAL TEMPLATE
Biomet Orthopedics | الولايات المتحدة الامريكية | United States | ME0000001907SFDAA00110 | COMPREHENSIVE SHOULDER SYSTEM NANO HUMERAL PROTECTOR | COMPREHENSIVE NANO HUMERAL PROTECTOR
Biomet Orthopedics | الولايات المتحدة الامريكية | United States | ME0000001907SFDAA00111 | COMPREHENSIVE SHOULDER SYSTEM NANO RESECTION GUIDE HANDLE | COMPREHENSIVE NANO RESECTION GUIDE HANDLE
Biomet Orthopedics | الولايات المتحدة الامريكية | United States | ME0000001907SFDAA00112 | COMPREHENSIVE SHOULDER SYSTEM NANO HUMERAL HEAD RESECTION GUIDE | COMPREHENSIVE NANO HUMERAL HEAD RESECTION GUIDE
Biomet Orthopedics | الولايات المتحدة الامريكية | United States | ME0000001907SFDAA00113 | Persona Partial Knee System Femoral Finishing Guide | Persona Knee Femoral Finishing Guide
Biomet Orthopedics | الولايات المتحدة الامريكية | United States | ME0000001907SFDAA00114 | Comprehensive Hybrid Glenoid Central Post Driver | Hybrid Glenoid Central Post Driver
Biomet Orthopedics | الولايات المتحدة الامريكية | United States | ME0000001907SFDAA00115 | Bio-Modular / Comprehensive Instruments Glenoid Drill Guide Handle | Glenoid Guide Handle
Biomet Orthopedics | الولايات المتحدة الامريكية | United States | ME0000001907SFDAA00116 | Comprehensive Instruments Access Cannulated Glenoid Sizer/Pin Guide | Access Cannulated Glenoid sizer
Biomet Orthopedics | الولايات المتحدة الامريكية | United States | ME0000001907SFDAA00117 | Comprehensive Instruments Access Peripheral Peg Drill Guide - RGX | ACCESS CANN PEG DRL GOE RGX
Biomet Orthopedics | الولايات المتحدة الامريكية | United States | ME0000001907SFDAA00118 | Comprehensive Instruments Access Reamer Disassembly Puck | ACCESS REAMER DISASSEMBLY PUCK
Biomet Orthopedics | الولايات المتحدة الامريكية | United States | ME0000001907SFDAA00119 | Comprehensive Shoulder System Access Quick-Connect Guide Handle | ACCESS QUICK CONNECT GUIDE HANDLE
Biomet Orthopedics | الولايات المتحدة الامريكية | United States | ME0000001907SFDAA00120 | Hex Screwdriver | Hexagonal Screwdriver
Biomet Orthopedics | الولايات المتحدة الامريكية | United States | ME0000001907SFDAA00121 | Vanguard Xp Instrumentation XP Tibial Flat Rasp | Vanguard XP Tibial Flat Rasp
Zimmer, INC. | الولايات المتحدة الامريكية | United States | ME0000001924SFDAA00027 | Continuum, Trilogy IT Acetabular Systems Supine Gunsight Alignment Guide for Trilogy Cup Positioner | Supine Gunsight Alignment Guide
Biomet Orthopedics | الولايات المتحدة الامريكية | United States | ME0000001907SFDAA00122 | COMPREHENSIVE REVERSE SHOULDER INSTRUMENT MINI GLENOID BASEPLATE IMPACTOR | 25mm Comprehensive Reverse Glenoid Tray Impactor
Biomet Orthopedics | الولايات المتحدة الامريكية | United States | ME0000001907SFDAA00123 | COMPREHENSIVE INSTRUMENTATION GLENOSPHERE REMOVAL FORK | Glenosphere Removal Fork
Biomet Orthopedics | الولايات المتحدة الامريكية | United States | ME0000001907SFDAA00124 | COMPREHENSIVE INSTRUMENTATION DRILL GUIDE INSERT | Peripheral Drill Guide Insert 2.7mm
Biomet Orthopedics | الولايات المتحدة الامريكية | United States | ME0000001907SFDAA00125 | COMPREHENSIVE INSTRUMENTATION FIXED PERIPHERAL SCREW DRILL GUIDE | Fixed Angle Drill Guide
Biomet Orthopedics | الولايات المتحدة الامريكية | United States | ME0000001907SFDAA00126 | Comprehensive Instrumentation Peripheral Screw Drill Guide Variable Angle | Variable Angle Drill Guide
Biomet Orthopedics | الولايات المتحدة الامريكية | United States | ME0000001907SFDAA00127 | comprehensive Instrumentation 2.5 MM Hex Blade | Peripheral Screw Hex Driver
Biomet Orthopedics | الولايات المتحدة الامريكية | United States | ME0000001907SFDAA00128 | Comprehensive Instrumentation Shoehorn | Shoehorn
Biomet Orthopedics | الولايات المتحدة الامريكية | United States | ME0000001907SFDAA00129 | Comprehensive Reverse Instruments Glenosphere Base Extractor | Baseplate Extractor
Biomet Orthopedics | الولايات المتحدة الامريكية | United States | ME0000001907SFDAA00130 | Comprehensive Reverse Shoulder Instrument Mini Glenoid Baseplate Central Screw 3.2MM Drill / Screw G | Drill Guide
Medtronic Inc. | الولايات المتحدة الامريكية | United States | ME0000003921SFDAA00003 | Duran AnCore® | Duran AnCore®
Medtronic Inc. | الولايات المتحدة الامريكية | United States | ME0000003921SFDAA00004 | Annuloplasty Handle | Annuloplasty Handle
Medtronic Inc. | الولايات المتحدة الامريكية | United States | ME0000003921SFDAA00005 | External Neurostimulator Boot | External Neurostimulator Boot
Medtronic Inc. | الولايات المتحدة الامريكية | United States | ME0000003921SFDAA00006 | Annuloplasty Handle | Annuloplasty Handle
Medtronic MiniMed | الولايات المتحدة الامريكية | United States | ME0000000248SFDAA00011 | One Press Serter | One-Press Serter
Medtronic Inc. | الولايات المتحدة الامريكية | United States | ME0000003921SFDAA00007 | Patient Cable | Patient Cable
Medtronic Inc. | الولايات المتحدة الامريكية | United States | ME0000003921SFDAA00008 | Patient Cable | Patient Cable
Medtronic Inc. | الولايات المتحدة الامريكية | United States | ME0000003921SFDAA00009 | Emergency Handcrank | Emergency Handcrank
Covidien llc | الولايات المتحدة الامريكية | United States | ME0000000283SFDAA00776 | Valleylab | Cord Clamp
Medtronic Inc. | الولايات المتحدة الامريكية | United States | ME0000003921SFDAA00010 | Medtronic Open Pivot™ | Medtronic Open Pivot™
Medtronic Inc. | الولايات المتحدة الامريكية | United States | ME0000003921SFDAA00012 | INTERSTIM | INTERSTIM
Medtronic Inc. | الولايات المتحدة الامريكية | United States | ME0000003921SFDAA00013 | CG FUTURE SIZER SET | CG FUTURE SIZER SET
DENTSPLY Caulk | الولايات المتحدة الامريكية | United States | ME0000000497SFDAA00005 | Palodent V3 EZ Coat 6.5mm Matrices refill | Palodent V3
DENTSPLY Caulk | الولايات المتحدة الامريكية | United States | ME0000000497SFDAA00006 | Aquasil Ultra | Aquasil Ultra
DENTSPLY Caulk | الولايات المتحدة الامريكية | United States | ME0000000497SFDAA00007 | AutoMatrix® Retainerless Matrix System -Starter Pack | Automatrix
DENTSPLY Caulk | الولايات المتحدة الامريكية | United States | ME0000000497SFDAA00008 | Zircate Prophy Paste Package | Zircate prophy paste
DENTSPLY Caulk | الولايات المتحدة الامريكية | United States | ME0000000497SFDAA00009 | Visco-gel Temporary Soft Denture Liner Package | Visco-Gel
Dentsply LLC, Professional Division, Trading as Dentsply Rinn | الولايات المتحدة الامريكية | United States | ME0000000500SFDAA00003 | Rinn® Universal Digital Sensor Covers | Sensor Covers
Dentsply LLC, Professional Division, Trading as Dentsply Rinn | الولايات المتحدة الامريكية | United States | ME0000000500SFDAA00004 | XCP-DS FIT® Complete Kit | Dental X-Ray Film Holder
DENTSPLY Caulk | الولايات المتحدة الامريكية | United States | ME0000000497SFDAA00010 | Mixing tips refill package (Teal)(for 50ml cartridges) | Aquasil Ultra + Mixing tips refill package
Dentsply LLC, Professional Division, Trading as Dentsply Rinn | الولايات المتحدة الامريكية | United States | ME0000000500SFDAA00005 | Snap-A-Ray® Xtra Film & Phosphor Plate Holder, I-Pack | Film/Sensor Holding Instrument
DENTSPLY Caulk | الولايات المتحدة الامريكية | United States | ME0000000497SFDAA00011 | Regisil Rigid Super Fast Set Vinyl Polysiloxane Bite Registration Material - 4 Pack Refill Cartridge | Regisil PB
DENTSPLY Caulk | الولايات المتحدة الامريكية | United States | ME0000000497SFDAA00012 | AutoMatrix® Retainerless Matrix System Refill Package | Automatrix
DENTSPLY Caulk | الولايات المتحدة الامريكية | United States | ME0000000497SFDAA00013 | Palodent V3 | Palodent V3
DENTSPLY Caulk | الولايات المتحدة الامريكية | United States | ME0000000497SFDAA00014 | Prisma®• Gloss"' Composite Polishing Paste System | Prisma Gloss
DENTSPLY Caulk | الولايات المتحدة الامريكية | United States | ME0000000497SFDAA00015 | Aquasil Ultra DECA Smart Wetting Impression Material | Aquasil Ultra DECA
Dentsply LLC, Professional Division, Trading as Dentsply Rinn | الولايات المتحدة الامريكية | United States | ME0000000500SFDAA00006 | Snap-A-Ray® DS, J -Pack | Snap-A-Ray® DS, 1-Pack
Stryker Instruments | الولايات المتحدة الامريكية | United States | ME0000003208SFDAA00120 | ELITE 14CM STRAIGHT ATTACHMENT | ELITE 14CM STRAIGHT ATTACHMENT
Stryker Instruments | الولايات المتحدة الامريكية | United States | ME0000003208SFDAA00122 | HD 14cm Straight Attachment | HD 14cm Straight Attachment
Stryker Instruments | الولايات المتحدة الامريكية | United States | ME0000003208SFDAA00124 | Elite 14cm Angled Attachment | Elite 14cm Angled Attachment
Stryker Instruments | الولايات المتحدة الامريكية | United States | ME0000003208SFDAA00125 | HD 9cm Straight Attachment | HD 9cm Straight Attachment
Stryker Instruments | الولايات المتحدة الامريكية | United States | ME0000003208SFDAA00128 | CORE Sterilization Case Small | CORE Sterilization Case Small
Stryker Instruments | الولايات المتحدة الامريكية | United States | ME0000003208SFDAA00129 | Disposable Suction Canister Liners | Disposable Suction Canister Liners
Stryker Instruments | الولايات المتحدة الامريكية | United States | ME0000003208SFDAA00130 | ELITE 20CM STRAIGHT ATTACHMENT | ELITE 20CM STRAIGHT ATTACHMENT
Stryker Instruments | الولايات المتحدة الامريكية | United States | ME0000003208SFDAA00131 | ELITE 20CM ANGLED ATTACHMENT | ELITE 20CM ANGLED ATTACHMENT
Stryker Instruments | الولايات المتحدة الامريكية | United States | ME0000003208SFDAA00132 | Saber Medium Angled Attachment | Saber Medium Angled Attachment
Stryker Instruments | الولايات المتحدة الامريكية | United States | ME0000003208SFDAA00134 | Elite 7cm Straight Attachment | Elite 7cm Straight Attachment
Stryker Instruments | الولايات المتحدة الامريكية | United States | ME0000003208SFDAA00138 | Core Sterilization Case Medium | Core Sterilization Case Medium
Stryker Instruments | الولايات المتحدة الامريكية | United States | ME0000003208SFDAA00139 | ELITE 7CM ANGLED ATTACHMENT | ELITE 7CM ANGLED ATTACHMENT
Stryker Instruments | الولايات المتحدة الامريكية | United States | ME0000003208SFDAA00142 | HD 9cm Irrigation Clip | HD 9cm Irrigation Clip
Stryker Instruments | الولايات المتحدة الامريكية | United States | ME0000003208SFDAA00144 | 4CM ANGLED ATTACHMENT | 4CM ANGLED ATTACHMENT
Stryker Instruments | الولايات المتحدة الامريكية | United States | ME0000003208SFDAA00146 | Elite 12cm Straight Attachment | Elite 12cm Straight Attachment
Stryker Instruments | الولايات المتحدة الامريكية | United States | ME0000003208SFDAA00147 | 8cm Non Footed Attachment | 8cm Non Footed Attachment
Stryker Instruments | الولايات المتحدة الامريكية | United States | ME0000003208SFDAA00148 | Elite 17 cm Straight Attachment | ELITE 17CM STRAIGHTATTACHMENT
Stryker Instruments | الولايات المتحدة الامريكية | United States | ME0000003208SFDAA00149 | Elite 12 cm Angled Attachment | ELITE 12CM ANGLED ATTACHMENT
Stryker Instruments | الولايات المتحدة الامريكية | United States | ME0000003208SFDAA00150 | Elite 17 cm Angled Attachment | ELITE 17CM ANGLED ATTACHMENT
Stryker Instruments | الولايات المتحدة الامريكية | United States | ME0000003208SFDAA00154 | 4.0CM Straight Attachment | 4.0CM Straight Attachment
Stryker Instruments | الولايات المتحدة الامريكية | United States | ME0000003208SFDAA00155 | Saber Long Angled Attachment | Saber Long Angled Attachment
Stryker Instruments | الولايات المتحدة الامريكية | United States | ME0000003208SFDAA00156 | Elite 12 20 cm Irrigation Clip | ELITE 12 20CM IRRIGATION CLIP
Stryker Instruments | الولايات المتحدة الامريكية | United States | ME0000003208SFDAA00161 | Elite 12 cm Straight Attachment | ELITE 12CM STRAIGHT ATTACHMENT
Stryker Instruments | الولايات المتحدة الامريكية | United States | ME0000003208SFDAA00162 | CORE™ Micro Oscillating Saw Irrigation Clip | Small Bone Powered Surgical Systems
Stryker Instruments | الولايات المتحدة الامريكية | United States | ME0000003208SFDAA00163 | CORE™ Micro Sagittal Saw Irrigation Clip | Small Bone Powered Surgical Systems
Stryker Instruments | الولايات المتحدة الامريكية | United States | ME0000003208SFDAA00164 | CORE™ Micro Reciprocating Saw Irrigation Clip | Small Bone Powered Surgical Systems
Stryker Instruments | الولايات المتحدة الامريكية | United States | ME0000003208SFDAA00165 | Pin Collet | Large Bone Powered Surgical Systems
Stryker Instruments | الولايات المتحدة الامريكية | United States | ME0000003208SFDAA00166 | Keyless Drill | Large Bone Powered Surgical Systems
Stryker Instruments | الولايات المتحدة الامريكية | United States | ME0000003208SFDAA00167 | CORE Steriliztion Case | Small Bone Powered Surgical Systems
Stryker Endoscopy | الولايات المتحدة الامريكية | United States | ME0000005467SFDAA00205 | Trocar for 5.8 mm Cannula, Speed-Lock | Endoscopic Hardware
Stryker Endoscopy | الولايات المتحدة الامريكية | United States | ME0000005467SFDAA00206 | SDC HD DICOM DICOM Software | SDC3 HD Information Management System | N/A
Stryker Endoscopy | الولايات المتحدة الامريكية | United States | ME0000005467SFDAA00207 | "Conquest Series ™ Grasper with Ratchet" | Arthroscopic Manual Instruments
Stryker Endoscopy | الولايات المتحدة الامريكية | United States | ME0000005467SFDAA00208 | "Conquest Series ™ Soft Tissue Grasper with Ratchet" | Arthroscopic Manual Instruments
Stryker Instruments | الولايات المتحدة الامريكية | United States | ME0000003208SFDAA00169 | System 6 Small Aseptic Battery Kit | Large Bone Powered Surgical Systems
Stryker Instruments | الولايات المتحدة الامريكية | United States | ME0000003208SFDAA00170 | Sterilization Case | System 6 Sterilization Case
Stryker Instruments | الولايات المتحدة الامريكية | United States | ME0000003208SFDAA00171 | PD Series Maestro® Perforator Chuck | Small Bone Powered Surgical Systems
Stryker Instruments | الولايات المتحدة الامريكية | United States | ME0000003208SFDAA00173 | Bur Attachment | Large Bone Powered Surgical system
Stryker Instruments | الولايات المتحدة الامريكية | United States | ME0000003208SFDAA00174 | Cord | Small Bone Powered Surgical system
Stryker Instruments | الولايات المتحدة الامريكية | United States | ME0000003208SFDAA00175 | Straight Attachment. Angled Attachment. Long Straight Attachment | Small Bone Powered Surgical system
Stryker Instruments | الولايات المتحدة الامريكية | United States | ME0000003208SFDAA00176 | Non Sterile Y adapter | Pnematic Torniquet System
Stryker Instruments | الولايات المتحدة الامريكية | United States | ME0000003208SFDAA00177 | Hudson attachement | Large Bone Powered Surgical system
Stryker Instruments | الولايات المتحدة الامريكية | United States | ME0000003208SFDAA00178 | Keyed Chuck | Large Bone Powered Surgical system
Stryker Instruments | الولايات المتحدة الامريكية | United States | ME0000003208SFDAA00179 | Keyless Chuck | Large Bone Powered Surgical system
Stryker Instruments | الولايات المتحدة الامريكية | United States | ME0000003208SFDAA00180 | Hudson modified trinkle attachment | Large Bone Powered Surgical system
Stryker Instruments | الولايات المتحدة الامريكية | United States | ME0000003208SFDAA00181 | Modified Trinkle | Large Bone Powered Surgical system
Stryker Instruments | الولايات المتحدة الامريكية | United States | ME0000003208SFDAA00182 | Trinkle Attachement | Large Bone Powered Surgical system
Stryker Instruments | الولايات المتحدة الامريكية | United States | ME0000003208SFDAA00183 | Large Reamer | Large Bone Powered Surgical system
Stryker Instruments | الولايات المتحدة الامريكية | United States | ME0000003208SFDAA00184 | Qucik Lock | Large Bone Powered Surgical system
Stryker Instruments | الولايات المتحدة الامريكية | United States | ME0000003208SFDAA00185 | Battery | Large Bone Powered Surgical system
Stryker Instruments | الولايات المتحدة الامريكية | United States | ME0000003208SFDAA00186 | Universal Battery Charger | Large Bone Powered Surgical system
Stryker Instruments | الولايات المتحدة الامريكية | United States | ME0000003208SFDAA00187 | Non sterile battery | Large Bone Powered Surgical system
Stryker Instruments | الولايات المتحدة الامريكية | United States | ME0000003208SFDAA00188 | Aseptic housing | Large Bone Powered Surgical system
Stryker Instruments | الولايات المتحدة الامريكية | United States | ME0000003208SFDAA00189 | Transfer Sheild | Large Bone Powered Surgical system
Stryker Instruments | الولايات المتحدة الامريكية | United States | ME0000003208SFDAA00190 | Dual Trigger Wire Collet | Large Bone Powered Surgical system
Stryker Instruments | الولايات المتحدة الامريكية | United States | ME0000003208SFDAA00191 | Dual Trigger Pin Collet | Large Bone Powered Surgical system
Stryker Instruments | الولايات المتحدة الامريكية | United States | ME0000003208SFDAA00192 | Battery pack | Large Bone Powered Surgical system
Stryker Endoscopy | الولايات المتحدة الامريكية | United States | ME0000005467SFDAA00210 | 1288 HD Camera Control Unit with Fiber Output | 1288 Medical Video System
Stryker Instruments | الولايات المتحدة الامريكية | United States | ME0000003208SFDAA00193 | 3 4 size x6 inch 150mm Case | Large and Small Bone Powered Surgical system
Stryker Instruments | الولايات المتحدة الامريكية | United States | ME0000003208SFDAA00194 | System 6 Aseptic Battery Kit | System 6 Aseptic Battery Kit
Stryker Communications, Inc. | الولايات المتحدة الامريكية | United States | ME0000006581SFDAA00003 | Studio3 Application Server | Image & Data Management Devices
Stryker Communications, Inc. | الولايات المتحدة الامريكية | United States | ME0000006581SFDAA00004 | Connectsuite® Suitelink®-Suiteview®, Digital Image Communication Device | Image & Data Management Devices
Stryker Instruments | الولايات المتحدة الامريكية | United States | ME0000003208SFDAA00195 | AO LARGE REAMER | Large Bone Powered Surgical Systems
Stryker Instruments | الولايات المتحدة الامريكية | United States | ME0000003208SFDAA00196 | Sagittal Saw Attachment | Large Bone Powered Surgical Systems
Stryker Instruments | الولايات المتحدة الامريكية | United States | ME0000003208SFDAA00197 | SMARTLIFE SM NON STRL BATTERY | Large Bone Powered Surgical Systems
Stryker Endoscopy | الولايات المتحدة الامريكية | United States | ME0000005467SFDAA00211 | LED Display | LED Display
Stryker Endoscopy | الولايات المتحدة الامريكية | United States | ME0000005467SFDAA00212 | Fiberoptic Light Cable | Endoscopic accessory
Stryker Endoscopy | الولايات المتحدة الامريكية | United States | ME0000005467SFDAA00213 | Self Laminating color printing pack | Operating room device management system
Stryker Instruments | الولايات المتحدة الامريكية | United States | ME0000003208SFDAA00198 | System 6 Transfer Sheild | System 6 Transfer Sheild
Stryker Instruments | الولايات المتحدة الامريكية | United States | ME0000003208SFDAA00200 | Keyed Chuck | Large Bone Powered Surgical system
STERIS Corporation | الولايات المتحدة الامريكية | United States | ME0000000942SFDAA00049 | Warming Cabinet | Warming Cabinet
Stryker Instruments | الولايات المتحدة الامريكية | United States | ME0000003208SFDAA00201 | AO Small Drill | Large Bone Powered Surgical system
Stryker Instruments | الولايات المتحدة الامريكية | United States | ME0000003208SFDAA00202 | MD Series Long Angled Attachment | Small Bone Powered Surgical system
Stryker Instruments | الولايات المتحدة الامريكية | United States | ME0000003208SFDAA00203 | CORE Sterilization case small | Small Bone Powered Surgical system
Stryker Instruments | الولايات المتحدة الامريكية | United States | ME0000003208SFDAA00204 | system 6 Sterilization case | Large and Small Bone Powered Surgical system
Stryker Instruments | الولايات المتحدة الامريكية | United States | ME0000003208SFDAA00205 | System 6 Aseptic Housing | Large Bone Powered Surgical system
Stryker Instruments | الولايات المتحدة الامريكية | United States | ME0000003208SFDAA00206 | system 7 3 Handpiece Insert Tray | Large and Small Bone Powered Surgical system
Stryker Instruments | الولايات المتحدة الامريكية | United States | ME0000003208SFDAA00207 | DUAL TRIGGER WIRE COLLET | Large Bone Powered Surgical system
Stryker Instruments | الولايات المتحدة الامريكية | United States | ME0000003208SFDAA00208 | DUAL TRIGGER PIN COLLET | Large Bone Powered Surgical system
Stryker Instruments | الولايات المتحدة الامريكية | United States | ME0000003208SFDAA00209 | DUAL TRIGGER LARGE COLLET | Large Bone Powered Surgical system
Stryker Endoscopy | الولايات المتحدة الامريكية | United States | ME0000005467SFDAA00217 | Blunt Tip Obturator for Cannula | Endoscopic Hardware
Stryker Endoscopy | الولايات المتحدة الامريكية | United States | ME0000005467SFDAA00220 | Trocar for 5.8mm Speed-Lock™ Cannula | Endoscopic Hardware
Stryker Instruments | الولايات المتحدة الامريكية | United States | ME0000003208SFDAA00211 | Wire Collect | Large Bone Powered Surgical system
Stryker Instruments | الولايات المتحدة الامريكية | United States | ME0000003208SFDAA00212 | Pin Collect | Large Bone Powered Surgical system
Stryker Instruments | الولايات المتحدة الامريكية | United States | ME0000003208SFDAA00213 | High Speed Bur Attachment | Large Bone Powered Surgical system
Stryker Endoscopy | الولايات المتحدة الامريكية | United States | ME0000005467SFDAA00223 | LED Light Source with Advanced Imaging Modality | L11 LED Light Source
Stryker Endoscopy | الولايات المتحدة الامريكية | United States | ME0000005467SFDAA00224 | Conquest Series Narrow Punch | Stryker Conquest Series Arthroscopic Manual Instruments
Stryker Endoscopy | الولايات المتحدة الامريكية | United States | ME0000005467SFDAA00225 | Conquest Series Big Bite Punch, Straight | Stryker Conquest Series Arthroscopic Manual Instruments
Stryker Endoscopy | الولايات المتحدة الامريكية | United States | ME0000005467SFDAA00226 | Conquest Series Claw Rongeur | Stryker Conquest Series Arthroscopic Manual Instruments
Stryker Instruments | الولايات المتحدة الامريكية | United States | ME0000003208SFDAA00214 | TPS Footswitch | Small Bone Powered Surgical Systems
Stryker Instruments | الولايات المتحدة الامريكية | United States | ME0000003208SFDAA00215 | CORE Sterilization Case Medium | Small Bone Powered Surgical Systems
Stryker Instruments | الولايات المتحدة الامريكية | United States | ME0000003208SFDAA00216 | System 6 Sterilization Case Large | Large and Small Bone Powered Surgical Systems
Stryker Instruments | الولايات المتحدة الامريكية | United States | ME0000003208SFDAA00217 | system 6 Non Sterile Battery | Large Bone Powered Surgical system
Stryker Instruments | الولايات المتحدة الامريكية | United States | ME0000003208SFDAA00218 | 3 4 size x8 inch 200mm CASE | Large and Small Bone Powered Surgical system
Stryker Instruments | الولايات المتحدة الامريكية | United States | ME0000003208SFDAA00219 | 5 32 INCH 3.97mm DRILL | Large Bone Powered Surgical system
Stryker Instruments | الولايات المتحدة الامريكية | United States | ME0000003208SFDAA00220 | System 7 Setrnum SABO Insert Tray | Large and Small Bone Powered Surgical Systems
Stryker Instruments | الولايات المتحدة الامريكية | United States | ME0000003208SFDAA00221 | 1 2 Size X 6 inch 150mm Case | Large and Small Bone Powered Surgical Systems
Stryker Endoscopy | الولايات المتحدة الامريكية | United States | ME0000005467SFDAA00227 | 1688 4K Camera Control Unit with Advanced Imaging Modality | 1688 4K Camera System
Stryker Endoscopy | الولايات المتحدة الامريكية | United States | ME0000005467SFDAA00228 | Conquest Series™ Backbiter, Straight | Stryker Conquest Series Arthroscopic Manual Instruments
Stryker Endoscopy | الولايات المتحدة الامريكية | United States | ME0000005467SFDAA00229 | 1688 4k Camera Head, C-Mount, with Advanced Imaging Modality | 1688 4K Camera System
Stryker Endoscopy | الولايات المتحدة الامريكية | United States | ME0000005467SFDAA00230 | 1688 4K Camera Head, Integrated Coupler, with Advanced Imaging Modality | 1688 4K Camera System
Stryker Endoscopy | الولايات المتحدة الامريكية | United States | ME0000005467SFDAA00232 | Conquest Series Rotary Punch, 90° Right | Stryker Conquest Series Arthroscopic Manual Instruments
Stryker Endoscopy | الولايات المتحدة الامريكية | United States | ME0000005467SFDAA00233 | Conquest Series Hook Scissors, Straight | Stryker Conquest Series Arthroscopic Manual Instruments
Stryker Endoscopy | الولايات المتحدة الامريكية | United States | ME0000005467SFDAA00234 | Conquest Series Soft Tissue Grasper | Stryker Conquest Series Arthroscopic Manual Instruments
Stryker Instruments | الولايات المتحدة الامريكية | United States | ME0000003208SFDAA00223 | AO Small Drill | Large Bone Powered Surgical system
Stryker Endoscopy | الولايات المتحدة الامريكية | United States | ME0000005467SFDAA00235 | SDC Ultra Digital Capture System | SDC Ultra
Stryker Instruments | الولايات المتحدة الامريكية | United States | ME0000003208SFDAA00224 | Sternum Blade Guard | Large Bone Powered Surgical Systems
Stryker Endoscopy | الولايات المتحدة الامريكية | United States | ME0000005467SFDAA00236 | SEPC-100 | Printing pack
Stryker Endoscopy | الولايات المتحدة الامريكية | United States | ME0000005467SFDAA00237 | Pincel-Tip Obturator for 5.8 Cannula, Speed-lock | Pincel-Tip Obturator for 5.8 Cannula, Speed-lock
Stryker Endoscopy | الولايات المتحدة الامريكية | United States | ME0000005467SFDAA00238 | L9000 | LED Light Source
Stryker Endoscopy | الولايات المتحدة الامريكية | United States | ME0000005467SFDAA00239 | Conquest Series™ Rotary Punch - 90˚ Left | Conquest Series™ Rotary Punch - 90˚ Left
Stryker Endoscopy | الولايات المتحدة الامريكية | United States | ME0000005467SFDAA00240 | 1288 HD Camera Head, C-Mount | 1288 Medical Video System
Medtronic Navigation, Inc. | الولايات المتحدة الامريكية | United States | ME0000000301SFDAA00279 | Stealth S8 EM ENT Side Emitter Kit | Emitter Holder Clamp
Stryker Endoscopy | الولايات المتحدة الامريكية | United States | ME0000005467SFDAA00241 | Conquest Series™ Rotary Punch - 90˚ Left | Stryker Conquest Series Arthroscopic Manual Instruments
Stryker Instruments | الولايات المتحدة الامريكية | United States | ME0000003208SFDAA00226 | Stryker Smart Life Battery Pack, Large | Large Bone Powered Surgical Systems
Stryker Instruments | الولايات المتحدة الامريكية | United States | ME0000003208SFDAA00227 | Stryker Smartlife Small Aseptic Housing | Large Bone Powered Surgical Systems
Stryker Instruments | الولايات المتحدة الامريكية | United States | ME0000003208SFDAA00228 | Stryker Smartlife Small Transfer Shield | Large Bone Powered Surgical Systems
Stryker Endoscopy | الولايات المتحدة الامريكية | United States | ME0000005467SFDAA00242 | 1288 HD Camera Control Unit | 1288 Medical Video System
Stryker Communications, Inc. | الولايات المتحدة الامريكية | United States | ME0000006581SFDAA00005 | Switch Point Infinity 3 Video Router | Switch Point Infinity Product Family
DJO, LLC | الولايات المتحدة الامريكية | United States | ME0000002507SFDAA00008 | XP DIABETIC WALKER SYSTEM | XP DIABETIC WALKER SYSTEM, L , XP DIABETIC WALKER SYSTEM, M , XP DIABETIC WALKER SYSTEM, S ,
DJO, LLC | الولايات المتحدة الامريكية | United States | ME0000002507SFDAA00009 | AIRCAST Air-Stirrup | AIR STIRRUP II ANKLE BRACE, L, LEFT , AIR STIRRUP II ANKLE BRACE, L, RIGHT , AIR STIRRUP II ANKLE BRACE, M, LEFT , AIR STIRRUP II ANKLE BRACE, M, RIGH
DJO, LLC | الولايات المتحدة الامريكية | United States | ME0000002507SFDAA00010 | KNEE CRYO/CUFF(SELF-CONTAINED) | KNEE CRYO/CUFF(SELF-CONTAINED)
DJO, LLC | الولايات المتحدة الامريكية | United States | ME0000002507SFDAA00011 | SHOULDER CUFF W/COOLER | SHOULDER CUFF W/COOLER,XLSTRAP
DJO, LLC | الولايات المتحدة الامريكية | United States | ME0000002507SFDAA00012 | SMALL SHOULDER CRYO/CUFF | SMALL SHOULDER CRYO/CUFF
DJO, LLC | الولايات المتحدة الامريكية | United States | ME0000002507SFDAA00013 | THIGH CUFF ONLY, XL | THIGH CUFF ONLY, XL
DJO, LLC | الولايات المتحدة الامريكية | United States | ME0000002507SFDAA00021 | LARGE FOOT CUFF ONLY | LARGE FOOT CUFF ONLY
DJO, LLC | الولايات المتحدة الامريكية | United States | ME0000002507SFDAA00022 | ANKLE CUFF ONLY | ANKLE CUFF ONLY
DJO, LLC | الولايات المتحدة الامريكية | United States | ME0000002507SFDAA00023 | MED FOOT CRYO/CUFF WITH COOLER | MED FOOT CRYO/CUFF WITH COOLER
DJO, LLC | الولايات المتحدة الامريكية | United States | ME0000002507SFDAA00030 | CALF CUFF ONLY | CALF CUFF ONLY
DJO, LLC | الولايات المتحدة الامريكية | United States | ME0000002507SFDAA00031 | BACK/HIP/RIB CUFF ONLY | BACK/HIP/RIB CUFF ONLY
DJO, LLC | الولايات المتحدة الامريكية | United States | ME0000002507SFDAA00032 | ELBOW CUFF ONLY | ELBOW CUFF ONLY
DJO, LLC | الولايات المتحدة الامريكية | United States | ME0000002507SFDAA00033 | HAND & WRIST CRYO/CUFF W/COOLR | HAND & WRIST CRYO/CUFF W/COOLR
DJO, LLC | الولايات المتحدة الامريكية | United States | ME0000002507SFDAA00034 | HAND/WRIST CUFF ONLY | HAND/WRIST CUFF ONLY
DJO, LLC | الولايات المتحدة الامريكية | United States | ME0000002507SFDAA00035 | TUBE ASSY | TUBE ASSY, VENAFLOW ELITE, STD ,TUBE ASSY, VENAFLOW ELITE, XL ,TUBE ASSY, VENAFLOW ELITE, XXL ,TUBE ASSY, VENAFLOW ELITE,XXXL
DJO, LLC | الولايات المتحدة الامريكية | United States | ME0000002507SFDAA00036 | STRAP,TORSO SHLDR CRYO/CUFF,XL | STRAP,TORSO SHLDR CRYO/CUFF,XL
DJO, LLC | الولايات المتحدة الامريكية | United States | ME0000002507SFDAA00037 | COOLER AND TUBE ASSEMBLY | COOLER AND TUBE ASSEMBLY
DJO, LLC | الولايات المتحدة الامريكية | United States | ME0000002507SFDAA00038 | ELBOW CRYO/CUFF WITH COOLER | ELBOW CRYO/CUFF WITH COOLER
DJO, LLC | الولايات المتحدة الامريكية | United States | ME0000002507SFDAA00039 | SHOULDER CRYO/CUFF PACKAGING | SHOULDER CRYO/CUFF PACKAGING
DJO, LLC | الولايات المتحدة الامريكية | United States | ME0000002507SFDAA00040 | THIGH CUFF ONLY | THIGH CUFF ONLY
DJO, LLC | الولايات المتحدة الامريكية | United States | ME0000002507SFDAA00041 | BACK/HIP/RIB CRYO/CUFF W/COOLR | BACK/HIP/RIB CRYO/CUFF W/COOLR
DJO, LLC | الولايات المتحدة الامريكية | United States | ME0000002507SFDAA00042 | VENAFLOW ELITE CALF CUFF | VENAFLOW ELITE CALF CUFF
DJO, LLC | الولايات المتحدة الامريكية | United States | ME0000002507SFDAA00043 | LARGE KNEE CUFF ONLY | LARGE KNEE CUFF ONLY
DJO, LLC | الولايات المتحدة الامريكية | United States | ME0000002507SFDAA00044 | SMALL KNEE CRYO/CUFF W/COOLER | SMALL KNEE CRYO/CUFF W/COOLER
DJO, LLC | الولايات المتحدة الامريكية | United States | ME0000002507SFDAA00045 | SMALL KNEE CUFF ONLY | SMALL KNEE CUFF ONLY
DJO, LLC | الولايات المتحدة الامريكية | United States | ME0000002507SFDAA00046 | PEDIATRIC KNEE/ELBOW CUFF ONLY | PEDIATRIC KNEE/ELBOW CUFF ONLY
DJO, LLC | الولايات المتحدة الامريكية | United States | ME0000002507SFDAA00047 | AIR-STIRRUP | AIR-STIRRUP, UNIVERSE , AIR-STIRRUP LIGHT
DJO, LLC | الولايات المتحدة الامريكية | United States | ME0000002507SFDAA00049 | MEDIUM KNEE CUFF ONLY | MEDIUM KNEE CUFF ONLY
DJO, LLC | الولايات المتحدة الامريكية | United States | ME0000002507SFDAA00050 | MED FOOT CUFF ONLY | MED FOOT CUFF ONLY
DJO, LLC | الولايات المتحدة الامريكية | United States | ME0000002507SFDAA00051 | ANKLE CUFF W/COOLER (PED) | ANKLE CUFF W/COOLER (PED)
DJO, LLC | الولايات المتحدة الامريكية | United States | ME0000002507SFDAA00052 | PEDIATRIC ANKLE CUFF ONLY | PEDIATRIC ANKLE CUFF ONLY
DJO, LLC | الولايات المتحدة الامريكية | United States | ME0000002507SFDAA00053 | MEDIUM KNEE CRYO/CUFF W/COOLER | MEDIUM KNEE CRYO/CUFF W/COOLER
Orthomerica Products, Inc. | الولايات المتحدة الامريكية | United States | ME0000002340SFDAA00002 | A-FLEX | A-Flex™ Protective Helmet
Bioness Inc. | الولايات المتحدة الامريكية | United States | ME0000011317SFDAA00002 | Bioness Integrated Therapy | multi-disciplinary therapy
Dentsply LLC, Professional Division, Trading as Dentsply Rinn | الولايات المتحدة الامريكية | United States | ME0000000500SFDAA00008 | Radiography Apron | Radiography Apron
Whip Mix Corporation | الولايات المتحدة الامريكية | United States | ME0000011411SFDAA00006 | Ulti-Mate Articulator | Ulti-Mate Articulator
Whip Mix Corporation | الولايات المتحدة الامريكية | United States | ME0000011411SFDAA00007 | 96H2 Articulator | 96H2 Articulator
Whip Mix Corporation | الولايات المتحدة الامريكية | United States | ME0000011411SFDAA00008 | Mark II Articulator | Mark II Articulator
DENTSPLY Caulk | الولايات المتحدة الامريكية | United States | ME0000000497SFDAA00017 | Visco Gel Soft Denture Liner | Visco Gel Temporary Soft Denture Liner
DENTSPLY Caulk | الولايات المتحدة الامريكية | United States | ME0000000497SFDAA00018 | Regisil 2x | Vinl Polysiloxane Bite Registration Paste
DENTSPLY Caulk | الولايات المتحدة الامريكية | United States | ME0000000497SFDAA00019 | Auto Mix 50 Cartridge Delivery System | Auto Mix 50 Cartridge Delivery System
Dentsply LLC, Professional Division, Trading as Dentsply Rinn | الولايات المتحدة الامريكية | United States | ME0000000500SFDAA00012 | RINN EZ VIEW FASTEAR | RINN EZ VIEW FASTEAR
Dentsply LLC also trading as DENTSPLY Caulk | الولايات المتحدة الامريكية | United States | ME0000013164SFDAA00001 | Aquasil Ultra | Aquasil Ultra Smart Wetting Impression Material
3M Consumer Health Care | الولايات المتحدة الامريكية | United States | ME0000009313SFDAA00065 | Futuro™ COMFORT LIFT KNEE SUPPORT | Medical Knee Support |  | دعامة طبية للركبة
Discus Dental LLC | الولايات المتحدة الامريكية | United States | ME0000002178SFDAA00001 | Relief ACP | Amorphous Calcium Phosphate
Neuronetics, Inc. | الولايات المتحدة الامريكية | United States | ME0000012010SFDAA00044 | SenStar | single use, disposable component of the NeuroStar TMS system, a non-invasive treatment
E-Z-EM, Inc., a subsidiary of Bracco Diagnostics Inc. | الولايات المتحدة الامريكية | United States | ME0000007065SFDAA00001 | Vented Cap for Waste Bottle | Accessory for Infusion System
E-Z-EM, Inc., a subsidiary of Bracco Diagnostics Inc. | الولايات المتحدة الامريكية | United States | ME0000007065SFDAA00002 | Waste Bottle | Accessory for Infusion System
E-Z-EM, Inc., a subsidiary of Bracco Diagnostics Inc. | الولايات المتحدة الامريكية | United States | ME0000007065SFDAA00003 | Elution Test Vial | Accessory for Infusion System
E-Z-EM, Inc., a subsidiary of Bracco Diagnostics Inc. | الولايات المتحدة الامريكية | United States | ME0000007065SFDAA00004 | Elution Test Vial Shield | Accessory for Infusion System
DENTSPLY Caulk | الولايات المتحدة الامريكية | United States | ME0000000497SFDAA00001 | Auto-Mix 50 | Auto-Mix 50
DENTSPLY Caulk | الولايات المتحدة الامريكية | United States | ME0000000497SFDAA00002 | Palodent® V3 | Palodent V3
DENTSPLY Caulk | الولايات المتحدة الامريكية | United States | ME0000000497SFDAA00003 | Aquasil Ultra | Aquasil Ultra
DENTSPLY Caulk | الولايات المتحدة الامريكية | United States | ME0000000497SFDAA00004 | AutoMatrix | AutoMatrix
Dentsply LLC, Professional Division, Trading as Dentsply Rinn | الولايات المتحدة الامريكية | United States | ME0000000500SFDAA00001 | Rinn® XCP-DS Fit | Rinn® XCP-DS Fit
Prime Medical LLC | الولايات المتحدة الامريكية | United States | ME0000000923SFDAA00001 | Laminectomy Arm Cradle" | Positioner Devices
Prime Medical LLC | الولايات المتحدة الامريكية | United States | ME0000000923SFDAA00002 | 4 pc McGuire pad psoitioning system | Positioner Devices
Prime Medical LLC | الولايات المتحدة الامريكية | United States | ME0000000923SFDAA00003 | Perineal Post - Single Patient Use | Positioner Devices
Prime Medical LLC | الولايات المتحدة الامريكية | United States | ME0000000923SFDAA00004 | Pediatric Donut | Positioner Devices
Prime Medical LLC | الولايات المتحدة الامريكية | United States | ME0000000923SFDAA00005 | Single Body Strap Set | Positioner Devices
Prime Medical LLC | الولايات المتحدة الامريكية | United States | ME0000000923SFDAA00006 | Pediatric Trendelenburg OR Table Pad | Prime Medical Trendelenburg Anti Skid Devices
Prime Medical LLC | الولايات المتحدة الامريكية | United States | ME0000000923SFDAA00007 | STP100S w/ONE Body Strap Set | Prime Medical Trendelenburg Anti Skid Devices
Prime Medical LLC | الولايات المتحدة الامريكية | United States | ME0000000923SFDAA00008 | "12"" x 12"" x 1"" Specialty Foam Padding" | Prime Medical Trendelenburg Anti Skid Devices
Prime Medical LLC | الولايات المتحدة الامريكية | United States | ME0000000923SFDAA00009 | Trendelenburg OR Table Pad w/rail straps, Disposable Draw Sheet" | Prime Medical Trendelenburg Anti Skid Devices
Prime Medical LLC | الولايات المتحدة الامريكية | United States | ME0000000923SFDAA00010 | Adult Donut 9" | Positioner Devices
Prime Medical LLC | الولايات المتحدة الامريكية | United States | ME0000000923SFDAA00011 | Arm Tucking Sleeve - Pair | Positioner Devices
Prime Medical LLC | الولايات المتحدة الامريكية | United States | ME0000000923SFDAA00012 | "Bean Bag Pressure/Protection Pad" | Positioner Devices
Prime Medical LLC | الولايات المتحدة الامريكية | United States | ME0000000923SFDAA00013 | "Adjustable Chest Roll Pair | Positioner Devices
Prime Medical LLC | الولايات المتحدة الامريكية | United States | ME0000000923SFDAA00014 | "Trendelenburg Head\Shoulder Positioner" | Positioner Devices
Boston Scientific Corporation | الولايات المتحدة الامريكية | United States | ME0000000537SFDAA00002 | LABSYSTEM™ PRO EP Recording System | LABSYSTEM™ PRO EP Recording System
Prime Medical LLC | الولايات المتحدة الامريكية | United States | ME0000000923SFDAA00015 | Lateral Positioning Pillow | Positioner Devices
Prime Medical LLC | الولايات المتحدة الامريكية | United States | ME0000000923SFDAA00016 | Universal Axillary/Positioning Roll | Positioner Devices
Prime Medical LLC | الولايات المتحدة الامريكية | United States | ME0000000923SFDAA00017 | Trendelenburg O.R. Table Pad | Prime Medical Trendelenburg Anti Skid Devices
Prime Medical LLC | الولايات المتحدة الامريكية | United States | ME0000000923SFDAA00018 | Ramped 2” Trendelenburg OR Table Pad | Prime Medical Trendelenburg Anti Skid Devices
Prime Medical LLC | الولايات المتحدة الامريكية | United States | ME0000000923SFDAA00019 | Trendelenburg O.R. Table Pad with table rail straps | Prime Medical Trendelenburg Anti Skid Devices
Prime Medical LLC | الولايات المتحدة الامريكية | United States | ME0000000923SFDAA00020 | Ramped 2” Trendelenburg OR Table Pad w/Table Rail straps | Prime Medical Trendelenburg Anti Skid Devices
Prime Medical LLC | الولايات المتحدة الامريكية | United States | ME0000000923SFDAA00021 | 2” Trendelenburg O.R. Table Pad | Prime Medical Trendelenburg Anti Skid Devices
Prime Medical LLC | الولايات المتحدة الامريكية | United States | ME0000000923SFDAA00023 | Adult Head Cradle | Positioner Devices
Prime Medical LLC | الولايات المتحدة الامريكية | United States | ME0000000923SFDAA00024 | Adult Head Cradle | Positioner Devices
Prime Medical LLC | الولايات المتحدة الامريكية | United States | ME0000000923SFDAA00025 | Child Head Cradle | Positioner Devices
Kerr Corporation | الولايات المتحدة الامريكية | United States | ME0000000653SFDAA00001 | Demi Ultra | Demi Ultra
Kerr Corporation | الولايات المتحدة الامريكية | United States | ME0000000653SFDAA00002 | Take 1 Advanced | Take 1 Advanced
Hollister Incorporated | الولايات المتحدة الامريكية | United States | ME0000000693SFDAA00004 | Fecal Incontinence Collectors | Cut to Fit SoftFlex Skin Barrier Odour Barrier Pouch Film Thermometer Port Convenience Drain
Hollister Incorporated | الولايات المتحدة الامريكية | United States | ME0000000693SFDAA00005 | Urinary Leg Bags | Urinary Leg Bags
Hollister Incorporated | الولايات المتحدة الامريكية | United States | ME0000000937SFDAA00002 | Hollister Leg Bag | Hollister Leg Bag
Kerr Corporation | الولايات المتحدة الامريكية | United States | ME0000000653SFDAA00003 | Take 1 Advanced | Take 1 Advanced
Kerr Corporation | الولايات المتحدة الامريكية | United States | ME0000000653SFDAA00004 | Demi Ultra | Demi Ultra
Kerr Corporation | الولايات المتحدة الامريكية | United States | ME0000000653SFDAA00005 | NX3 | N/A | Dental Cement
Kerr Corporation | الولايات المتحدة الامريكية | United States | ME0000000653SFDAA00006 | Automix Regular Tips 1 1 50PK | Automix Regular Tips 1 1 50PK
Hollister Incorporated | الولايات المتحدة الامريكية | United States | ME0000000693SFDAA00011 | Moderma Flex Drainable Pouch | Moderma Flex Drainable Pouch |  | يجب تنظيف وتجفيف الجلد قبل وضع حاجز الجلد
Kerr Corporation | الولايات المتحدة الامريكية | United States | ME0000000653SFDAA00007 | Take 1 Advanced Tray Regular Set | Take 1 Advanced Tray Regular Set
St. Jude Medical, Inc. | الولايات المتحدة الامريكية | United States | ME0000001068SFDAA00001 | IBP Cable | WorkMate Claris System
St. Jude Medical, Inc. | الولايات المتحدة الامريكية | United States | ME0000001068SFDAA00002 | Power Conditioner | WorkMate Claris System
St. Jude Medical, Inc. | الولايات المتحدة الامريكية | United States | ME0000001068SFDAA00006 | Power Kit | WorkMate Claris Accessories
STERIS Corporation | الولايات المتحدة الامريكية | United States | ME0000000942SFDAA00008 | Revital Ox 2X Enzymatic Detergent | Instruments Detergent
St. Jude Medical, Inc. | الولايات المتحدة الامريكية | United States | ME0000001068SFDAA00007 | EnSite NavX Surface Electrode Kit | Diagnostic tools for Cardiac Mapping System
St. Jude Medical, Inc. | الولايات المتحدة الامريكية | United States | ME0000001068SFDAA00008 | TactiSys Quartz Mount | Accessories forTactiSy Quartz Equipment
STERIS Corporation | الولايات المتحدة الامريكية | United States | ME0000000942SFDAA00013 | Prolystica Ultra Conc Alkaline Detergent | Instruments Alkaline Detergent
STERIS Corporation | الولايات المتحدة الامريكية | United States | ME0000000942SFDAA00015 | Prolystica Ultra Concentrate Enzymatic Cleaner | Instruments Detergent
Stryker Medical | الولايات المتحدة الامريكية | United States | ME0000000992SFDAA00008 | Nara Bassinet | Bassinet
St. Jude Medical, Inc. | الولايات المتحدة الامريكية | United States | ME0000001068SFDAA00009 | AUX OUT Cable | QUANTIEN Measurement System Accessories
Irvine Biomedical Inc a St Jude Medical Company | الولايات المتحدة الامريكية | United States | ME0000001363SFDAA00003 | Cardioverter Cable | Medical Device Electrical Connection Cable
St. Jude Medical, Inc. | الولايات المتحدة الامريكية | United States | ME0000001068SFDAA00011 | ECG AO Cable kit | QUANTIEN Measurement System Accessories
St. Jude Medical, Inc. | الولايات المتحدة الامريكية | United States | ME0000001068SFDAA00012 | Adapter Cable | QUANTIEN Measurement System Accessories
St. Jude Medical, Inc. | الولايات المتحدة الامريكية | United States | ME0000001068SFDAA00013 | Adapter Cable | QUANTIEN Measurement System Accessories
St. Jude Medical, Inc. | الولايات المتحدة الامريكية | United States | ME0000001068SFDAA00014 | Monitor Cable | QUANTIEN Measurement System Accessories
Masimo Corporation | الولايات المتحدة الامريكية | United States | ME0000001391SFDAA00001 | RD rainbow SET RAM Dual Cable | Patient Electrical Cable
KCI USA Inc. | الولايات المتحدة الامريكية | United States | ME0000001315SFDAA00001 | CelluTome™ Control Unit Stand | Cellutome Epidermal Harvesting System - Control Unit Stand.
Stryker Medical | الولايات المتحدة الامريكية | United States | ME0000000992SFDAA00015 | Atrix Temprature Management Hose | Altrix Hose
Masimo Corporation | الولايات المتحدة الامريكية | United States | ME0000001391SFDAA00003 | Rainbow Patient Cable | Patient Electrical Cable
Edge Systems LLC | الولايات المتحدة الامريكية | United States | ME0000006226SFDAA00003 | Perk Switch | Perk Switch
Axelgaard Manufacturing Co., Ltd. | الولايات المتحدة الامريكية | United States | ME0000007769SFDAA00003 | ValuTrode | Neurostimulation Electrodes | Neurostimulation Electrodes
Respironics, Inc. | الولايات المتحدة الامريكية | United States | ME0000000599SFDAA00106 | SimplyGo, AC Power Supply | Portable Oxygen Concentrator Accessories
Infab Corporation | الولايات المتحدة الامريكية | United States | ME0000002789SFDAA00001 | Infab Cassette Covers | Cassette Covers | It is disposable plastic covers to protect x-ray cassette
Infab Corporation | الولايات المتحدة الامريكية | United States | ME0000002789SFDAA00003 | Infab Radiation Protection Eyewear | Radiation Protection Eyewear
Infab Corporation | الولايات المتحدة الامريكية | United States | ME0000002789SFDAA00006 | Revolution Radiation Reduction Gloves | Lead Gloves
Marpac, Inc. | الولايات المتحدة الامريكية | United States | ME0000007067SFDAA00001 | Marpac ET Adhesive Tape Cloth Latex Free | Endotracheal tube tape
Marpac, Inc. | الولايات المتحدة الامريكية | United States | ME0000007067SFDAA00002 | Marpac Adjustable Skin friendly ET tube Holder | Adjustable Endotracheal tube holder
Marpac, Inc. | الولايات المتحدة الامريكية | United States | ME0000007067SFDAA00003 | Marpac Tracheostomy tube holder collar | tracheostomy tube holder collar
GENERAL PHYSIOTHERAPY, INC. | الولايات المتحدة الامريكية | United States | ME0000009065SFDAA00001 | G5 GK-3 | Massager
Infab Corporation | الولايات المتحدة الامريكية | United States | ME0000002789SFDAA00038 | Revolution Full-Overlap | Apron
Infab Corporation | الولايات المتحدة الامريكية | United States | ME0000002789SFDAA00070 | Achilles Bi-Focal Radiation Safety Glasses | Radiation Protection glasses
Graphic Controls Acquisition Corp. | الولايات المتحدة الامريكية | United States | ME0000009145SFDAA00001 | Paper | Recording Charts
GE Medical Systems, LLC | الولايات المتحدة الامريكية | United States | ME0000003344SFDAA00001 | Flex Coil Positioner (FCP) | Coil Positioner
GE Medical Systems, LLC | الولايات المتحدة الامريكية | United States | ME0000003344SFDAA00002 | MR High Impedance ECG Cable | ECG Cables for MR
GE Healthcare | الولايات المتحدة الامريكية | United States | ME0000000236SFDAA00011 | Centricity™ High Acuity Critical Care | Centricity™ High Acuity Critical Care
GE Healthcare | الولايات المتحدة الامريكية | United States | ME0000000236SFDAA00012 | Centricity™ High Acuity Anesthesia | Centricity High Acuity Anesthesia
Covidien llc | الولايات المتحدة الامريكية | United States | ME0000000283SFDAA00778 | Vesa adaptor | Mounting Accessory
Reliance Dental Mfg. LLC. | الولايات المتحدة الامريكية | United States | ME0000012071SFDAA00001 | Duralay Inlay Pattern Resin Student Kit | Resin for Post
Reliance Dental Mfg. LLC. | الولايات المتحدة الامريكية | United States | ME0000012071SFDAA00002 | Duralay Temporary Crown & Bridge Kit | Resin for Post
Reliance Dental Mfg. LLC. | الولايات المتحدة الامريكية | United States | ME0000012071SFDAA00003 | Duralay Combination Package | Resin for Post
Reliance Dental Mfg. LLC. | الولايات المتحدة الامريكية | United States | ME0000012071SFDAA00005 | Duralay Standard Package | Resin for Post
Unisense FertiliTech A/S | الولايات المتحدة الامريكية | United States | ME0000000230SFDAA00001 | Tilite | manual wheelchair
The Brewer Company LLC | الولايات المتحدة الامريكية | United States | ME0000002175SFDAA00001 | BASIC EXAM TABLE | N/A | Basic Patient Examination Table
The Brewer Company LLC | الولايات المتحدة الامريكية | United States | ME0000002175SFDAA00002 | IV Stand | STAND INFUSION
The Brewer Company LLC | الولايات المتحدة الامريكية | United States | ME0000002175SFDAA00003 | ASSIST POWER TABLE | N/A | Procedure Table for patient examination
The Brewer Company LLC | الولايات المتحدة الامريكية | United States | ME0000002175SFDAA00005 | ELEMENT TT | N/A | Treatment table to provide support in patient examination
The Brewer Company LLC | الولايات المتحدة الامريكية | United States | ME0000002175SFDAA00006 | Access Exam Table | CHAIR EXAMINATION AND TREATMENT
The Brewer Company LLC | الولايات المتحدة الامريكية | United States | ME0000002175SFDAA00007 | FLEX ACCESS | N/A | Access Table for Patient Examination
Carl Zeiss Meditec Inc. | الولايات المتحدة الامريكية | United States | ME0000003618SFDAA00001 | Humphrey Matrix | Humphrey Matrix
Boston Scientific Corporation | الولايات المتحدة الامريكية | United States | ME0000000537SFDAA00162 | ORISE™ Tissue Retractor | Retractor
Boston Scientific Corporation | الولايات المتحدة الامريكية | United States | ME0000000537SFDAA00163 | ORISE™ Instrument Guide | Orise Tissue retractor System
BSN medical Inc. | الولايات المتحدة الامريكية | United States | ME0000004131SFDAA00003 | Gelostretch Semi-Rigid Zinc Bandage | Gelostretch Bandages
Midmark Corporation | الولايات المتحدة الامريكية | United States | ME0000004641SFDAA00004 | 647 | Podiatry Procedures Chair
Midmark Corporation | الولايات المتحدة الامريكية | United States | ME0000004641SFDAA00005 | Ritter | Manual Examination Table | Examination Tables | Examination Tables
Midmark Corporation | الولايات المتحدة الامريكية | United States | ME0000004641SFDAA00006 | Ritter | LED Exam Lights
Air Techniques Inc. | الولايات المتحدة الامريكية | United States | ME0000004657SFDAA00001 | AirStar Clinical Air Compressor | Clinical Air Compressor
Ortho Organizers, Inc. | الولايات المتحدة الامريكية | United States | ME0000001579SFDAA00159 | Tempra Etch First Molar Band | Orthodontic Preformed Band
Air Techniques, Inc. | الولايات المتحدة الامريكية | United States | ME0000001524SFDAA00022 | AirStar | Dental Air Compressor with Membrane Dryer
Medtronic Sofamor Danek USA Inc. | الولايات المتحدة الامريكية | United States | ME0000000280SFDAA00238 | CORONAL LEFT BENDER | BENDER
Arthrex Inc | الولايات المتحدة الامريكية | United States | ME0000004767SFDAA00001 | Osteotome straight | Orthopaedic manual surgical instrument
Arthrex Inc | الولايات المتحدة الامريكية | United States | ME0000004767SFDAA00002 | Dilator | Orthopaedic manual surgical instrument
Arthrex Inc | الولايات المتحدة الامريكية | United States | ME0000004767SFDAA00003 | Dilator Small | Orthopaedic manual surgical instrument
Arthrex Inc | الولايات المتحدة الامريكية | United States | ME0000004767SFDAA00004 | GRS blade handle | Orthopaedic manual surgical instrument
Arthrex Inc | الولايات المتحدة الامريكية | United States | ME0000004767SFDAA00005 | Universal Limb Positioner | Orthopaedic casting stand
Arthrex Inc | الولايات المتحدة الامريكية | United States | ME0000004767SFDAA00006 | Universal Limb Positioner Foam Cushions | Orthopaedic casting stand
Arthrex Inc | الولايات المتحدة الامريكية | United States | ME0000004767SFDAA00007 | PASTA SPEAR FOR 3 MM SUTURETAK | Orthopaedic manual surgical instrument
Arthrex Inc | الولايات المتحدة الامريكية | United States | ME0000004767SFDAA00008 | PUNCH | Orthopaedic manual surgical instrument
Arthrex Inc | الولايات المتحدة الامريكية | United States | ME0000004767SFDAA00009 | TRANSFIX II IMPLANT IMPACTOR ON HANDLE | Orthopaedic manual surgical instrument
Arthrex Inc | الولايات المتحدة الامريكية | United States | ME0000004767SFDAA00010 | TAP | Orthopaedic manual surgical instrument
Arthrex Inc | الولايات المتحدة الامريكية | United States | ME0000004767SFDAA00011 | GRAFT HARVESTING CUTTING GUIDE | Manual Surgical instrument for general use
Arthrex Inc | الولايات المتحدة الامريكية | United States | ME0000004767SFDAA00012 | GraftPro Post | Orthopaedic manual surgical instrument
Arthrex Inc | الولايات المتحدة الامريكية | United States | ME0000004767SFDAA00013 | GraftPro Button Holder | Orthopaedic manual surgical instrument
Arthrex Inc | الولايات المتحدة الامريكية | United States | ME0000004767SFDAA00014 | GraftPro Prep Board | Orthopaedic manual surgical instrument
Arthrex Inc | الولايات المتحدة الامريكية | United States | ME0000004767SFDAA00015 | GraftPro GraftLink Attachment | Orthopaedic manual surgical instrument
Arthrex Inc | الولايات المتحدة الامريكية | United States | ME0000004767SFDAA00016 | GraftPro GraftLink Tensioner | Orthopaedic manual surgical instrument
Arthrex Inc | الولايات المتحدة الامريكية | United States | ME0000004767SFDAA00017 | GraftPro Soft Tissue Clamp | Orthopaedic manual surgical instrument
Arthrex Inc | الولايات المتحدة الامريكية | United States | ME0000004767SFDAA00018 | SPEAR | Orthopaedic manual surgical instrument
Medtronic Sofamor Danek USA, Inc. | الولايات المتحدة الامريكية | United States | ME0000000273SFDAA00102 | Single Outer Case | Cases and Trays
Arthrex Inc | الولايات المتحدة الامريكية | United States | ME0000004767SFDAA00019 | Arthroereisis Sizer | Orthopaedic manual surgical instrument
Arthrex Inc | الولايات المتحدة الامريكية | United States | ME0000004767SFDAA00020 | Conical Obturator | Arthroscopic Accessories
Arthrex Inc | الولايات المتحدة الامريكية | United States | ME0000004767SFDAA00021 | Cannulated Obturator for TAP/FEN HF 3.5 mm Hip Scope Sheath with Handle | Arthroscopic Accessories
Arthrex Inc | الولايات المتحدة الامريكية | United States | ME0000004767SFDAA00022 | Storage stand for limb positioner | system transport trolley
Medtronic Sofamor Danek USA, Inc. | الولايات المتحدة الامريكية | United States | ME0000000273SFDAA00103 | Graft Pusher | TL Fusion Genereal Instruments, Cases, and Trays (non-sterile, non-measuring)
Medtronic Sofamor Danek USA, Inc. | الولايات المتحدة الامريكية | United States | ME0000000273SFDAA00104 | Graft Delivery Instrument Tray | TL Fusion Genereal Instruments, Cases, and Trays (non-sterile, non-measuring)
Medtronic Sofamor Danek USA, Inc. | الولايات المتحدة الامريكية | United States | ME0000000273SFDAA00105 | Graft Impactor | TL Fusion Genereal Instruments, Cases, and Trays (non-sterile, non-measuring)
Medtronic Sofamor Danek USA, Inc. | الولايات المتحدة الامريكية | United States | ME0000000273SFDAA00106 | Fenestrated MAS Adapter/Driver | General Instruments
Tecomet Inc. | الولايات المتحدة الامريكية | United States | ME0000000712SFDAA00023 | ADJUSTABLE PLIERS | ORTHOPEDIC SURGICAL INSTRUMENT
Tecomet Inc. | الولايات المتحدة الامريكية | United States | ME0000000712SFDAA00024 | ADVANCED SPINE SLEEVE NUT | ORTHOPEDIC SURGICAL INSTRUMENT
Tecomet Inc. | الولايات المتحدة الامريكية | United States | ME0000000712SFDAA00025 | CROSS 2 PRONG | ORTHOPEDIC SURGICAL INSTRUMENT
Tecomet Inc. | الولايات المتحدة الامريكية | United States | ME0000000712SFDAA00026 | CORIN 3 LOK | ORTHOPEDIC SURGICAL INSTRUMENT
Tecomet Inc. | الولايات المتحدة الامريكية | United States | ME0000000712SFDAA00027 | CROSS PENTALOBE | ORTHOPEDIC SURGICAL INSTRUMENT
Tecomet Inc. | الولايات المتحدة الامريكية | United States | ME0000000712SFDAA00028 | BLADE DRIVER, MEDIUM | ORTHOPEDIC SURGICAL INSTRUMENT
Tecomet Inc. | الولايات المتحدة الامريكية | United States | ME0000000712SFDAA00029 | DRIVER CRUCIFORM | ORTHOPEDIC SURGICAL INSTRUMENT
Tecomet Inc. | الولايات المتحدة الامريكية | United States | ME0000000712SFDAA00030 | SPINETECH OCTAGON | ORTHOPEDIC SURGICAL INSTRUMENT
Tecomet Inc. | الولايات المتحدة الامريكية | United States | ME0000000712SFDAA00031 | AESCULAP 4 PRONG | ORTHOPEDIC SURGICAL INSTRUMENT
Arthrex Inc | الولايات المتحدة الامريكية | United States | ME0000004767SFDAA00023 | STRIPPER SEMITENDINOSUS | Orthopaedic manual surgical instrument
Arthrex Inc | الولايات المتحدة الامريكية | United States | ME0000004767SFDAA00024 | NITINOL GUIDE PIN 2 MM With 25 & 30 MM DEPTH MARKings | Manual Surgical instrument for general use
Arthrex Inc | الولايات المتحدة الامريكية | United States | ME0000004767SFDAA00025 | KNEE OBTURATOR FOR POSTERIOR PORTAL | Arthroscopic Accessories
Arthrex Inc | الولايات المتحدة الامريكية | United States | ME0000004767SFDAA00026 | PCL POPLITEAL PROTECTOR CAP | Orthopaedic manual surgical instrument
Arthrex Inc | الولايات المتحدة الامريكية | United States | ME0000004767SFDAA00027 | GRASPER | Arthroscopic Accessories
Arthrex Inc | الولايات المتحدة الامريكية | United States | ME0000004767SFDAA00028 | SUTURE CUTTER | Orthopaedic manual surgical instrument
Arthrex Inc | الولايات المتحدة الامريكية | United States | ME0000004767SFDAA00029 | KINGFISHER 220 mm With SR HANDLE | Manual Surgical instrument for general use
Arthrex Inc | الولايات المتحدة الامريكية | United States | ME0000004767SFDAA00030 | GRAFT SIZING BLOCK | Orthopaedic manual surgical instrument
Tecomet Inc. | الولايات المتحدة الامريكية | United States | ME0000000712SFDAA00032 | ADVANCED SPINE ANCHOR SCREW | ORTHOPEDIC SURGICAL INSTRUMENT
Tecomet Inc. | الولايات المتحدة الامريكية | United States | ME0000000712SFDAA00033 | SYNTHES 11MM 12 PT HEX | ORTHOPEDIC SURGICAL INSTRUMENT
Tecomet Inc. | الولايات المتحدة الامريكية | United States | ME0000000712SFDAA00034 | CROSS 13.8MM HEX | ORTHOPEDIC SURGICAL INSTRUMENT
Tecomet Inc. | الولايات المتحدة الامريكية | United States | ME0000000712SFDAA00035 | CROSS CAP NUT REMOVER | ORTHOPEDIC SURGICAL INSTRUMENT
Tecomet Inc. | الولايات المتحدة الامريكية | United States | ME0000000712SFDAA00036 | HEX DRIVER - FEMALE | ORTHOPEDIC SURGICAL INSTRUMENT
Tecomet Inc. | الولايات المتحدة الامريكية | United States | ME0000000712SFDAA00037 | HEXALOBE DRIVER | ORTHOPEDIC SURGICAL INSTRUMENT
Tecomet Inc. | الولايات المتحدة الامريكية | United States | ME0000000712SFDAA00038 | TREPHINE SCREW | ORTHOPEDIC SURGICAL INSTRUMENT
Tecomet Inc. | الولايات المتحدة الامريكية | United States | ME0000000712SFDAA00039 | 8 INCH EXTENSION | ORTHOPEDIC SURGICAL INSTRUMENT
Tecomet Inc. | الولايات المتحدة الامريكية | United States | ME0000000712SFDAA00040 | HEX DRIVER MALE | ORTHOPEDIC SURGICAL INSTRUMENT
Tecomet Inc. | الولايات المتحدة الامريكية | United States | ME0000000712SFDAA00041 | HEX DRIVER - FEMALE | ORTHOPEDIC SURGICAL INSTRUMENT
Tecomet Inc. | الولايات المتحدة الامريكية | United States | ME0000000712SFDAA00042 | BOTTOM TRAY - EVOLUTION KIT | ORTHOPEDIC SURGICAL INSTRUMENT
Tecomet Inc. | الولايات المتحدة الامريكية | United States | ME0000000712SFDAA00043 | TOP TRAY, EVOLUTION KIT | ORTHOPEDIC SURGICAL INSTRUMENT
Tecomet Inc. | الولايات المتحدة الامريكية | United States | ME0000000712SFDAA00044 | CASE LID - EVOLUTION KIT | ORTHOPEDIC SURGICAL INSTRUMENT
Tecomet Inc. | الولايات المتحدة الامريكية | United States | ME0000000712SFDAA00045 | 1/4" & 3/8" , 7/32" & 9/32" OPEN END WRENCH | ORTHOPEDIC SURGICAL INSTRUMENT
Tecomet Inc. | الولايات المتحدة الامريكية | United States | ME0000000712SFDAA00046 | MULTI-PURPOSE HANDLE | ORTHOPEDIC SURGICAL INSTRUMENT
Tecomet Inc. | الولايات المتحدة الامريكية | United States | ME0000000712SFDAA00047 | SET SCREW EXTRACTOR | ORTHOPEDIC SURGICAL INSTRUMENT
Tecomet Inc. | الولايات المتحدة الامريكية | United States | ME0000000712SFDAA00048 | COUNTER TORQUE WRENCH | ORTHOPEDIC SURGICAL INSTRUMENT
Medtronic Sofamor Danek USA, Inc. | الولايات المتحدة الامريكية | United States | ME0000000273SFDAA00107 | REDUCTION NUT DRIVER | General Instruments
Medtronic Sofamor Danek USA, Inc. | الولايات المتحدة الامريكية | United States | ME0000000273SFDAA00108 | SEXTANT II REDUCTION T27 REMOVAL | General Instruments
Arthrex Inc | الولايات المتحدة الامريكية | United States | ME0000004767SFDAA00031 | Swivelock Tenodesis Trial | Surgical implant template
Arthrex Inc | الولايات المتحدة الامريكية | United States | ME0000004767SFDAA00032 | DRILL GUIDE | Surgical implant template
Medtronic Sofamor Danek USA, Inc. | الولايات المتحدة الامريكية | United States | ME0000000273SFDAA00109 | DIA SEXTANT TAP | General Instruments
Medtronic Sofamor Danek USA, Inc. | الولايات المتحدة الامريكية | United States | ME0000000273SFDAA00110 | Sextant guidewire | General Instruments
Arthrex Inc | الولايات المتحدة الامريكية | United States | ME0000004767SFDAA00033 | Screwdriver 1.5mm Hex | Orthopedic manual surgical instrument
Drucker Diagnostics, LLC | الولايات المتحدة الامريكية | United States | ME0000001979SFDAA00001 | HORIZON Series Performance Centrifuge | HORIZON Series Performance Centrifuge
Tecomet Inc. | الولايات المتحدة الامريكية | United States | ME0000000712SFDAA00049 | SADDLE | ORTHOPEDIC SURGICAL INSTRUMENT
Tecomet Inc. | الولايات المتحدة الامريكية | United States | ME0000000712SFDAA00050 | HEX DRIVER MALE | ORTHOPEDIC SURGICAL INSTRUMENT
Medtronic Sofamor Danek USA, Inc. | الولايات المتحدة الامريكية | United States | ME0000000273SFDAA00113 | ROD ENTRY POINT ESTIMATOR | General Instruments
Medtronic Sofamor Danek USA, Inc. | الولايات المتحدة الامريكية | United States | ME0000000273SFDAA00114 | FRENCH BENDER W/ SILICONE HDLS | General Instruments
Medtronic Sofamor Danek USA, Inc. | الولايات المتحدة الامريكية | United States | ME0000000273SFDAA00115 | ROD INSERTER ASSEMBLY | General Instruments
Medtronic Sofamor Danek USA, Inc. | الولايات المتحدة الامريكية | United States | ME0000000273SFDAA00116 | REMOVABLE BREAK OFF HANDLE | General Instruments
Medtronic Sofamor Danek USA, Inc. | الولايات المتحدة الامريكية | United States | ME0000000273SFDAA00117 | SET SCREW RETAINING DRIVER | General Instruments
Medtronic Sofamor Danek USA, Inc. | الولايات المتحدة الامريكية | United States | ME0000000273SFDAA00118 | SEXTANT II REDUCTION RETAIN DRIVER | General Instruments
Medtronic Sofamor Danek USA, Inc. | الولايات المتحدة الامريكية | United States | ME0000000273SFDAA00119 | SEXTANT II REDUCTION BALL!END DRIVER | General Instruments
Arthrex Inc | الولايات المتحدة الامريكية | United States | ME0000004767SFDAA00034 | HDS OPERATIVE LEG SPAR | Non-Powered Traction Apparatus
Arthrex Inc | الولايات المتحدة الامريكية | United States | ME0000004767SFDAA00035 | HDS LONG Operative Leg Spar | Non-Powered Traction Apparatus
Arthrex Inc | الولايات المتحدة الامريكية | United States | ME0000004767SFDAA00036 | HDS TRACTION BOOT | Non-Powered Traction Apparatus
Arthrex Inc | الولايات المتحدة الامريكية | United States | ME0000004767SFDAA00037 | HDS PERINEAL POST | Non-Powered Traction Apparatus
Arthrex Inc | الولايات المتحدة الامريكية | United States | ME0000004767SFDAA00038 | HDS PERINEAL POST PAD REUSABLE | Non-Powered Traction Apparatus
Medtronic Sofamor Danek USA, Inc. | الولايات المتحدة الامريكية | United States | ME0000000273SFDAA00120 | SEXTANT II REDUCTION BONESCREW DRIVER | General Instruments
Medtronic Sofamor Danek USA, Inc. | الولايات المتحدة الامريكية | United States | ME0000000273SFDAA00121 | COMPRESSOR/DISTRACTOR POSITIONER ARM | General Instruments
Medtronic Sofamor Danek USA, Inc. | الولايات المتحدة الامريكية | United States | ME0000000273SFDAA00122 | COUNTER TORQUE | General Instruments
Medtronic Sofamor Danek USA, Inc. | الولايات المتحدة الامريكية | United States | ME0000000273SFDAA00123 | LONGITUDE COMPRESSOR/ DISTRACTOR RACK | General Instruments
KATENA PRODUCTS INC. | الولايات المتحدة الامريكية | United States | ME0000004861SFDAA00001 | Nasal Speculum | Nasal Speculum
Arthrex Inc | الولايات المتحدة الامريكية | United States | ME0000004767SFDAA00039 | HDS Table attachment CLAMP SET US (LEFT & RIGHT) | Non-Powered Traction Apparatus
Arthrex Inc | الولايات المتحدة الامريكية | United States | ME0000004767SFDAA00040 | EDS Table attachment CLAMP SET EU (LiFT & RiGhT) | Operating Room Accessories Table Tray
Arthrex Inc | الولايات المتحدة الامريكية | United States | ME0000004767SFDAA00041 | HDS DISPOSABLE PAD KIT for use with HIP distraction system | Medical Disposable bedding
Arthrex Inc | الولايات المتحدة الامريكية | United States | ME0000004767SFDAA00042 | HDS OPERATIVE SPAR COVER | Medical Disposable bedding
Arthrex Inc | الولايات المتحدة الامريكية | United States | ME0000004767SFDAA00043 | HDS WELL LEG SPAR | Non-Invasive Traction Component
Arthrex Inc | الولايات المتحدة الامريكية | United States | ME0000004767SFDAA00044 | HDS Long Well Leg Spar | Non-Powered Traction Apparatus
Medtronic Sofamor Danek USA, Inc. | الولايات المتحدة الامريكية | United States | ME0000000273SFDAA00124 | SEXTANT DILATOR | General Instruments
Arthrex Inc | الولايات المتحدة الامريكية | United States | ME0000004767SFDAA00045 | HDS WELL LEG ADAPTER | Non-Invasive Traction Component
Arthrex Inc | الولايات المتحدة الامريكية | United States | ME0000004767SFDAA00046 | HDS STABILIZER LEG | Non-Powered Traction Apparatus
Arthrex Inc | الولايات المتحدة الامريكية | United States | ME0000004767SFDAA00047 | HDS BOOT REPLACEMENT PAD Set | Skin Pressure Protector
Arthrex Inc | الولايات المتحدة الامريكية | United States | ME0000004767SFDAA00048 | HDS Perineal Post Pad Dense | Non-Powered Traction Apparatus
Arthrex Inc | الولايات المتحدة الامريكية | United States | ME0000004767SFDAA00049 | FIBERWIRE GRASPER 220MM With SR HANDLE | Manual Surgical instrument for general use
Arthrex Inc | الولايات المتحدة الامريكية | United States | ME0000004767SFDAA00050 | Punch/Tap for 4.75mm Corkscrew FT | Orthopaedic manual surgical instrument
Arthrex Inc | الولايات المتحدة الامريكية | United States | ME0000004767SFDAA00051 | KNOB FOR TRANSFIX II TUNNEL HOOK | Manual Surgical instrument for general use
Arthrex Inc | الولايات المتحدة الامريكية | United States | ME0000004767SFDAA00052 | MASTER INSTRUMENT CASE | Manual Surgical instrument for general use
Arthrex Inc | الولايات المتحدة الامريكية | United States | ME0000004767SFDAA00053 | Sheath System, Tapered/Fenestrated, High-Flow 2 Stopcock for 3.5 mm Hip Scope | Arthroscopic Accessories
Arthrex Inc | الولايات المتحدة الامريكية | United States | ME0000004767SFDAA00054 | Guide Wire | Manual Surgical instrument for general use
Medtronic Sofamor Danek USA, Inc. | الولايات المتحدة الامريكية | United States | ME0000000273SFDAA00125 | 4.5MM!5.5MM SELF DRILLING TAP | General Instruments
KATENA PRODUCTS INC. | الولايات المتحدة الامريكية | United States | ME0000004861SFDAA00002 | Holder Needle Gastroenterologic | Needle Holder
Medtronic Sofamor Danek USA, Inc. | الولايات المتحدة الامريكية | United States | ME0000000273SFDAA00126 | MODIFIED QC RATCHET HANDLE | General Instruments
Medtronic Sofamor Danek USA, Inc. | الولايات المتحدة الامريكية | United States | ME0000000273SFDAA00127 | METRx DILATOR 9.4MM | General Instruments
Medtronic Sofamor Danek USA, Inc. | الولايات المتحدة الامريكية | United States | ME0000000273SFDAA00128 | FAS DRIVER | General Instruments
Medtronic Sofamor Danek USA, Inc. | الولايات المتحدة الامريكية | United States | ME0000000273SFDAA00129 | 5.5!6.5 SELF DRILLING TAP | General Instruments
Medtronic Sofamor Danek USA, Inc. | الولايات المتحدة الامريكية | United States | ME0000000273SFDAA00130 | 4.0MM CANNULATED TAP | General Instruments
Arthrex Inc | الولايات المتحدة الامريكية | United States | ME0000004767SFDAA00055 | Staple Driver | Orthopaedic manual surgical instrument
Arthrex Inc | الولايات المتحدة الامريكية | United States | ME0000004767SFDAA00056 | Slap hammer extractor | Orthopaedic manual surgical instrument
Medtronic Sofamor Danek USA, Inc. | الولايات المتحدة الامريكية | United States | ME0000000273SFDAA00131 | QC RATCHETING T!HANDLE | General Instruments
Medtronic Sofamor Danek USA, Inc. | الولايات المتحدة الامريكية | United States | ME0000000273SFDAA00132 | ROD CONFIRMATION TOOL | General Instruments
Medtronic Sofamor Danek USA, Inc. | الولايات المتحدة الامريكية | United States | ME0000000273SFDAA00133 | SUCTION TREPHINE | General Instruments
Arthrex Inc | الولايات المتحدة الامريكية | United States | ME0000004767SFDAA00057 | TRANSFIX ll TUNNEL HOOK | Orthopaedic manual surgical instrument
Arthrex Inc | الولايات المتحدة الامريكية | United States | ME0000004767SFDAA00058 | Obturator | Orthopaedic manual surgical instrument
Arthrex Inc | الولايات المتحدة الامريكية | United States | ME0000004767SFDAA00059 | PIGTAIL HAMSTRING TENDON STRIPPER | Orthopaedic manual surgical instrument
Arthrex Inc | الولايات المتحدة الامريكية | United States | ME0000004767SFDAA00060 | TRANSFIX SCREW DRIVER | Orthopaedic manual surgical instrument
Arthrex Inc | الولايات المتحدة الامريكية | United States | ME0000004767SFDAA00061 | BIO TRANSFIX DILATOR | Orthopaedic manual surgical instrument
KATENA PRODUCTS INC. | الولايات المتحدة الامريكية | United States | ME0000004861SFDAA00003 | LASEK ALCOHOL CANNULA | CANNULA, OPHTHALMIC
Arthrex Inc | الولايات المتحدة الامريكية | United States | ME0000004767SFDAA00062 | Drill for 2.6 FiberTak and DR Suture Anchors | Drill bit
Arthrex Inc | الولايات المتحدة الامريكية | United States | ME0000004767SFDAA00063 | Blunt Tip Obturator for FIberTak DR Spear | Orthopaedic manual surgical instrument
Arthrex Inc | الولايات المتحدة الامريكية | United States | ME0000004767SFDAA00064 | Trocar Tip Obturator for FiberTak DR Spear | Orthopaedic manual surgical instrument
Arthrex Inc | الولايات المتحدة الامريكية | United States | ME0000004767SFDAA00065 | MENISCAL DART JOYSTICK SYSTEM CASE | Manual Surgical instrument for general use
Arthrex Inc | الولايات المتحدة الامريكية | United States | ME0000004767SFDAA00066 | MENISCUS REPAIR RASP | Manual Surgical instrument for general use
Arthrex Inc | الولايات المتحدة الامريكية | United States | ME0000004767SFDAA00067 | ProStop Driver 3.5 mm hex cannulated | Orthopaedic manual surgical instrument
Arthrex Inc | الولايات المتحدة الامريكية | United States | ME0000004767SFDAA00068 | PCL CURVED CURETTE CLOSED END | Arthroscopic Accessories
Arthrex Inc | الولايات المتحدة الامريكية | United States | ME0000004767SFDAA00069 | PCL STRAIGHT CURETTE CLOSED END | Arthroscopic Accessories
Arthrex Inc | الولايات المتحدة الامريكية | United States | ME0000004767SFDAA00070 | SUTURELASSO SD SHAFT CRESCENT REUSABLE | Orthopaedic manual surgical instrument
Arthrex Inc | الولايات المتحدة الامريكية | United States | ME0000004767SFDAA00071 | SUTURELASSO HANDLE REUSABLE | Orthopaedic manual surgical instrument
Arthrex Inc | الولايات المتحدة الامريكية | United States | ME0000004767SFDAA00072 | OPEN CANNULA | Arthroscopic Accessories
Arthrex Inc | الولايات المتحدة الامريكية | United States | ME0000004767SFDAA00073 | OPEN CANNULA BLUNT TIP | Arthroscopic Accessories
Arthrex Inc | الولايات المتحدة الامريكية | United States | ME0000004767SFDAA00074 | Guide Hip portal access | Manual Surgical instrument for general use
Arthrex Inc | الولايات المتحدة الامريكية | United States | ME0000004767SFDAA00075 | STAPLE SEATING PUNCH | Arthroscopic Accessories
Arthrex Inc | الولايات المتحدة الامريكية | United States | ME0000004767SFDAA00076 | PCL TOOLBOX CASE | Manual Surgical instrument for general use
Arthrex Inc | الولايات المتحدة الامريكية | United States | ME0000004767SFDAA00077 | TRANSFIX II ACL RECONSTRUCTION CASE | Manual Surgical instrument for general use
Arthrex Inc | الولايات المتحدة الامريكية | United States | ME0000004767SFDAA00078 | MASTER HAND INSTRUMENT CASE | Manual Surgical instrument for general use
Arthrex Inc | الولايات المتحدة الامريكية | United States | ME0000004767SFDAA00079 | Cannulated Headed Reamer | Orthopaedic manual surgical instrument
Arthrex Inc | الولايات المتحدة الامريكية | United States | ME0000004767SFDAA00080 | GRAFT HARVESTING RETRACTOR | Orthopaedic manual surgical instrument
Arthrex Inc | الولايات المتحدة الامريكية | United States | ME0000004767SFDAA00081 | MARKING HOOK FEMORAL ACL CURVED | Orthopaedic manual surgical instrument
Arthrex Inc | الولايات المتحدة الامريكية | United States | ME0000004767SFDAA00082 | FEMORAL PCL HOOK ARM | Orthopaedic manual surgical instrument
Arthrex Inc | الولايات المتحدة الامريكية | United States | ME0000004767SFDAA00083 | ANATOMIC CONTOUR PCL GUIDE | Orthopaedic manual surgical instrument
Arthrex Inc | الولايات المتحدة الامريكية | United States | ME0000004767SFDAA00084 | TIBIAL ACL marking Hook for retroconstruction drill GUIDE | Orthopaedic manual surgical instrument
Arthrex Inc | الولايات المتحدة الامريكية | United States | ME0000004767SFDAA00085 | DRILL PIN ACL TIGHTROPE | Orthopaedic manual surgical instrument
Arthrex Inc | الولايات المتحدة الامريكية | United States | ME0000004767SFDAA00086 | Finger Trap | Orthopaedic manual surgical instrument
Arthrex Inc | الولايات المتحدة الامريكية | United States | ME0000004767SFDAA00087 | Atraumatic Hand Holder Traction Attachment | Orthopaedic manual surgical instrument
Arthrex Inc | الولايات المتحدة الامريكية | United States | ME0000004767SFDAA00088 | Clearing Stylet 2.0 2.4mm | Orthopaedic instrument cleaning tool
Arthrex Inc | الولايات المتحدة الامريكية | United States | ME0000004767SFDAA00089 | Clearing Stylet 3.0mm | Orthopaedic instrument cleaning tool
Arthrex Inc | الولايات المتحدة الامريكية | United States | ME0000004767SFDAA00090 | Clearing Stylet 4.0mm | Orthopaedic instrument cleaning tool
Arthrex Inc | الولايات المتحدة الامريكية | United States | ME0000004767SFDAA00091 | Grasper Blunt Straight Tip 3.4 mm Straight shaft NR handle with FlushPort | Arthroscopic Accessories
Arthrex Inc | الولايات المتحدة الامريكية | United States | ME0000004767SFDAA00092 | TRIMANO FORTIS Support ARM | ARM BOARD with Cover
Arthrex Inc | الولايات المتحدة الامريكية | United States | ME0000004767SFDAA00093 | PARALLEL GRAFT KNIFE HANDLE | Orthopaedic manual surgical instrument
Arthrex Inc | الولايات المتحدة الامريكية | United States | ME0000004767SFDAA00094 | TUNNEL DILATOR | Arthroscopic Accessories
Arthrex Inc | الولايات المتحدة الامريكية | United States | ME0000004767SFDAA00095 | FUSED Light cable | Arthroscopic Accessories
Arthrex Inc | الولايات المتحدة الامريكية | United States | ME0000004767SFDAA00096 | SUTURELASSO SD SUTURE PASSING SYSTEM CASE | Manual Surgical instrument for general use
Arthrex Inc | الولايات المتحدة الامريكية | United States | ME0000004767SFDAA00097 | Gemini Switching Stick 2.6 mm x 305 mm length | Orthopaedic manual surgical instrument
Arthrex Inc | الولايات المتحدة الامريكية | United States | ME0000004767SFDAA00098 | SHOULDER INSTRUMENT CASE | Manual Surgical instrument for general use
Arthrex Inc | الولايات المتحدة الامريكية | United States | ME0000004767SFDAA00099 | GUIDEWIRE ANKLE ARTHROSCOPY 1.1MM | Orthopaedic manual surgical instrument
Arthrex Inc | الولايات المتحدة الامريكية | United States | ME0000004767SFDAA00100 | Synovial elevator | Manual Surgical instrument for general use
Arthrex Inc | الولايات المتحدة الامريكية | United States | ME0000004767SFDAA00101 | Wrist Traction Tower | Orthopaedic manual surgical instrument
Arthrex Inc | الولايات المتحدة الامريكية | United States | ME0000004767SFDAA00102 | Finger Distraction Attachment | Orthopaedic manual surgical instrument
Arthrex Inc | الولايات المتحدة الامريكية | United States | ME0000004767SFDAA00103 | Counter Traction Pad for Wrist tower | Orthopaedic manual surgical instrument
Arthrex Inc | الولايات المتحدة الامريكية | United States | ME0000004767SFDAA00104 | SUTURE CUTTER | Orthopaedic manual surgical instrument
Arthrex Inc | الولايات المتحدة الامريكية | United States | ME0000004767SFDAA00105 | TAP BIOCOMPOSITE interference SCREW Quick CONNECT | Orthopedic manual surgical instrument
Arthrex Inc | الولايات المتحدة الامريكية | United States | ME0000004767SFDAA00106 | Tunnel Plug | Orthopaedic manual surgical instrument
Arthrex Inc | الولايات المتحدة الامريكية | United States | ME0000004767SFDAA00107 | Dilator Handle | Orthopaedic manual surgical instrument
Medtronic Sofamor Danek USA, Inc. | الولايات المتحدة الامريكية | United States | ME0000000273SFDAA00138 | CASE 7059220 LEG5.5 DGNRTV IMP TRAY 1 TI | General Instruments
Arthrex Inc | الولايات المتحدة الامريكية | United States | ME0000004767SFDAA00108 | Cannulated Scope Sheath Obturator | Orthopaedic manual surgical instrument
Arthrex Inc | الولايات المتحدة الامريكية | United States | ME0000004767SFDAA00109 | Portal Dilator for BIO fastak spear | Orthopaedic manual surgical instrument
Arthrex Inc | الولايات المتحدة الامريكية | United States | ME0000004767SFDAA00110 | Centerline Endoscopic Carpal Tunnel Release Instrument Case | Orthopaedic manual surgical instrument
Arthrex Inc | الولايات المتحدة الامريكية | United States | ME0000004767SFDAA00111 | HDS PATIENT PLATFORM | Non-Powered Traction Apparatus
Arthrex Inc | الولايات المتحدة الامريكية | United States | ME0000004767SFDAA00112 | HDS PATIENT PLATFORM PAD | Non-Powered Traction Apparatus
Arthrex Inc | الولايات المتحدة الامريكية | United States | ME0000004767SFDAA00113 | HDS PREP TABLE ATTACHMENT | Non-Powered Traction Apparatus
Arthrex Inc | الولايات المتحدة الامريكية | United States | ME0000004767SFDAA00114 | HDS PREP TABLE ATTACHMENT PAD | Non-Powered Traction Apparatus
Arthrex Inc | الولايات المتحدة الامريكية | United States | ME0000004767SFDAA00115 | Conical Obturator for HF 4mm Scope Sheath w/handle | Arthroscopic Accessories
Arthrex Inc | الولايات المتحدة الامريكية | United States | ME0000004767SFDAA00116 | T15 HEXALOBE DRIVER LONG | Orthopedic manual surgical instrument
Arthrex Inc | الولايات المتحدة الامريكية | United States | ME0000004767SFDAA00117 | DRILL SLEEVE FOR RETROCONSTRUCTION DRILL GUIDE STEPPED 7mm Long tip | manual Ophthalmic surgical instrument handle
Arthrex Inc | الولايات المتحدة الامريكية | United States | ME0000004767SFDAA00118 | ACL GRAFT SHAPER | Orthopedic manual surgical instrument
Arthrex Inc | الولايات المتحدة الامريكية | United States | ME0000004767SFDAA00119 | MINIMALLY INVASIVE HARVESTER CLOSED | manual Ophthalmic surgical instrument handle
Arthrex Inc | الولايات المتحدة الامريكية | United States | ME0000004767SFDAA00120 | Grasper | manual surgical instrument for general use
Arthrex Inc | الولايات المتحدة الامريكية | United States | ME0000004767SFDAA00121 | FEMORAL ACL MARKING HOOK FOR RETROCONSTRUCTION DRILL GUIDE | manual surgical instrument for general use
Arthrex Inc | الولايات المتحدة الامريكية | United States | ME0000004767SFDAA00122 | PIN TIP TIBIAL Marking hook for Retroconstruction ACL GUIDE SMALL ANGLE | manual surgical instrument for general use
Arthrex Inc | الولايات المتحدة الامريكية | United States | ME0000004767SFDAA00123 | HOOK MULTI USE | manual surgical instrument for general use
Arthrex Inc | الولايات المتحدة الامريكية | United States | ME0000004767SFDAA00124 | TIBIAL PCL HOOK ARM | manual surgical instrument for general use
Arthrex Inc | الولايات المتحدة الامريكية | United States | ME0000004767SFDAA00125 | INSTRUMENT CASE FOR TRANSPORTAL ACL GUIDES | manual surgical instrument for general use
Arthrex Inc | الولايات المتحدة الامريكية | United States | ME0000004767SFDAA00126 | Quad Tendon Graft Gutting Guide | manual surgical instrument for general use
Arthrex Inc | الولايات المتحدة الامريكية | United States | ME0000004767SFDAA00127 | Quad Tendon Stripper Cutter | manual surgical instrument for general use
Arthrex Inc | الولايات المتحدة الامريكية | United States | ME0000004767SFDAA00128 | GraftPro Graft Clamp for Cleaning Board | manual surgical instrument for general use
Arthrex Inc | الولايات المتحدة الامريكية | United States | ME0000004767SFDAA00129 | MINIMALLY INVASIVE GRAFT HARVESTER OPEN 7mm | Manual Surgical instrument for general use
Arthrex Inc | الولايات المتحدة الامريكية | United States | ME0000004767SFDAA00130 | Grasper alligator Hook tip 4.2mm straight shaft SR handle with flushport | Manual Surgical instrument for general use
Arthrex Inc | الولايات المتحدة الامريكية | United States | ME0000004767SFDAA00131 | Rotator Cuff Grasper SR handle with FlushPort | Manual Surgical instrument for general use
Arthrex Inc | الولايات المتحدة الامريكية | United States | ME0000004767SFDAA00132 | TRIMANO FORTIS Adapter | noninflatable extremity splint
Arthrex Inc | الولايات المتحدة الامريكية | United States | ME0000004767SFDAA00133 | FiberWire Grasper, NR handle with FlushPort | Manual Surgical instrument for general use
Arthrex Inc | الولايات المتحدة الامريكية | United States | ME0000004767SFDAA00134 | Trimano Support Arm | Operating Room Accessories Table Tray
Arthrex Inc | الولايات المتحدة الامريكية | United States | ME0000004767SFDAA00135 | GraftPro Graft Preparation Instrument Case | Manual Surgical instrument for general use
Arthrex Inc | الولايات المتحدة الامريكية | United States | ME0000004767SFDAA00136 | SUTURELASSO SD SHAFT 25 TIGHT LEFT CURVE | Orthopaedic manual surgical instrument
Arthrex Inc | الولايات المتحدة الامريكية | United States | ME0000004767SFDAA00137 | SUTURELASSO SD SHAFT 25 TIGHT RIGHT CURVE | Orthopaedic manual surgical instrument
Arthrex Inc | الولايات المتحدة الامريكية | United States | ME0000004767SFDAA00138 | SUTURELASSO SD SHAFT 30 STRAIGHT | Orthopaedic manual surgical instrument
Medtronic Sofamor Danek USA, Inc. | الولايات المتحدة الامريكية | United States | ME0000000273SFDAA00180 | DILATORS TRAY, RIGID | Cases and Trays
Medtronic Sofamor Danek USA, Inc. | الولايات المتحدة الامريكية | United States | ME0000000273SFDAA00181 | ME CURVED SCISSORS | General Instruments
Medtronic Sofamor Danek USA, Inc. | الولايات المتحدة الامريكية | United States | ME0000000273SFDAA00182 | ME 2MM UPBITING MICROPITUITARY | General Instruments
Arthrex Inc | الولايات المتحدة الامريكية | United States | ME0000004767SFDAA00139 | SUTURELASSO SD SHAFT 45 LEFT CURVE reusable | Orthopaedic manual surgical instrument
Arthrex Inc | الولايات المتحدة الامريكية | United States | ME0000004767SFDAA00140 | SUTURELASSO SD SHAFT 45 RIGHT CURVE | Orthopaedic manual surgical instrument
Arthrex Inc | الولايات المتحدة الامريكية | United States | ME0000004767SFDAA00141 | SUTURELASSO SD SHAFT 90 DEG STRAIGHT REUSABLE | Orthopaedic manual surgical instrument
Arthrex Inc | الولايات المتحدة الامريكية | United States | ME0000004767SFDAA00142 | SUTURELASSO SD SHAFT 90 LEFT CURVE | Orthopaedic manual surgical instrument
Arthrex Inc | الولايات المتحدة الامريكية | United States | ME0000004767SFDAA00143 | SUTURELASSO SD SHAFT 90 RIGHT CURVE | Orthopaedic manual surgical instrument
Medtronic Sofamor Danek USA, Inc. | الولايات المتحدة الامريكية | United States | ME0000000273SFDAA00184 | MICRO SCISSORS | General Instruments
Medtronic Sofamor Danek USA, Inc. | الولايات المتحدة الامريكية | United States | ME0000000273SFDAA00185 | Curved Scissors | General Instruments
Medtronic Sofamor Danek USA, Inc. | الولايات المتحدة الامريكية | United States | ME0000000273SFDAA00186 | Wide suction retractor | General Instruments
Medtronic Sofamor Danek USA, Inc. | الولايات المتحدة الامريكية | United States | ME0000000273SFDAA00187 | TUBE TRAY 1 | Cases and Trays
Medtronic Sofamor Danek USA, Inc. | الولايات المتحدة الامريكية | United States | ME0000000273SFDAA00188 | PROVISIONAL DRIVER, SHORT | General Instruments
Arthrex Inc | الولايات المتحدة الامريكية | United States | ME0000004767SFDAA00144 | KingFisher® Suture Retriever Tissue Grasper SR Handle with FlushPort | Manual Surgical instrument for general use
Arthrex Inc | الولايات المتحدة الامريكية | United States | ME0000004767SFDAA00145 | FiberTape Retriever SR Handle with FlushPort | Manual Surgical instrument for general use
Medtronic Sofamor Danek USA, Inc. | الولايات المتحدة الامريكية | United States | ME0000000273SFDAA00195 | INSTRUMENT 8684500 4.SMM SOLID TAP | Optional M8 Instruments
Medtronic Sofamor Danek USA, Inc. | الولايات المتحدة الامريكية | United States | ME0000000273SFDAA00196 | MICRO CURETTE MODULE | TRIMLINE® ACDF Micro Curette Set
Medtronic Sofamor Danek USA, Inc. | الولايات المتحدة الامريكية | United States | ME0000000273SFDAA00197 | 5.5mm Tap | Optional M8 Instruments
Medtronic Sofamor Danek USA, Inc. | الولايات المتحدة الامريكية | United States | ME0000000273SFDAA00198 | LID, TRAY | TRIMLINE® ACDF Micro Curette Set
UMF MEDICAL | الولايات المتحدة الامريكية | United States | ME0000005208SFDAA00003 | Power Procedure/Exam Tables | Examination Table
UMF MEDICAL | الولايات المتحدة الامريكية | United States | ME0000005208SFDAA00004 | Pediatric Table | Examination Table
Innovative Medical Products, Inc. | الولايات المتحدة الامريكية | United States | ME0000005418SFDAA00004 | IMP LEG POSITIONER - 30 in | IMP LEG POSITIONER - 30 in
The Brewer Company LLC | الولايات المتحدة الامريكية | United States | ME0000002175SFDAA00010 | Access Hi-Low Exam Table | TABLE, EXAMINATION, MEDICAL, POWERED
Innovative Medical Products, Inc. | الولايات المتحدة الامريكية | United States | ME0000005418SFDAA00006 | IMP DEMAYO SWING ARM KNEE OPSITIONER | IMP DEMAYO SWING ARM KNEE OPSITIONER
BSN medical Inc. | الولايات المتحدة الامريكية | United States | ME0000004131SFDAA00021 | Delta Cast Elite | Delta Cast Elite
Integra York PA Inc. | الولايات المتحدة الامريكية | United States | ME0000002454SFDAA00001 | Wire Forming Pliers | Miltex Dental Pliers
Integra York PA, Inc. | الولايات المتحدة الامريكية | United States | ME0000002325SFDAA00001 | Integra Miltex Tofflemire Type Matrix Bands | Dental Hand Instruments
Integra York PA, Inc. | الولايات المتحدة الامريكية | United States | ME0000002325SFDAA00002 | Integra Miltex Pliers | Pliers
Integra York PA Inc. | الولايات المتحدة الامريكية | United States | ME0000002454SFDAA00002 | Integra Miltex Instrument Brushes | Dental Instrument Brush
Integra York PA Inc. | الولايات المتحدة الامريكية | United States | ME0000002454SFDAA00003 | Spreader Root Canal | Spreader Root Canal
Integra York PA, Inc. | الولايات المتحدة الامريكية | United States | ME0000002325SFDAA00003 | Integra® Miltex® Occlusal Wafers | Dental Wax, Intraoral
Integra York PA, Inc. | الولايات المتحدة الامريكية | United States | ME0000002325SFDAA00004 | Integra® Miltex® Universal Silver Solder | Orthodontic Wire
Integra York PA, Inc. | الولايات المتحدة الامريكية | United States | ME0000002325SFDAA00005 | Sharpie Hedstrom | Endodontic Files
Integra York PA Inc. | الولايات المتحدة الامريكية | United States | ME0000002454SFDAA00004 | Flex-R Roane | Endodontic Files
Integra York PA Inc. | الولايات المتحدة الامريكية | United States | ME0000002454SFDAA00005 | EvenWet Finishing Strips | Polishing Agent
Integra York PA, Inc. | الولايات المتحدة الامريكية | United States | ME0000002325SFDAA00006 | Mayo Dissecting Scissors, Straight Beveled Blades | Surgical Scissors
Integra York PA, Inc. | الولايات المتحدة الامريكية | United States | ME0000002325SFDAA00007 | Derf Needle Holder | Surgical Needle Holders
Integra York PA, Inc. | الولايات المتحدة الامريكية | United States | ME0000002325SFDAA00008 | Carbide Burs | Inverted Cone, Trimming Finishing Burs
Integra York PA, Inc. | الولايات المتحدة الامريكية | United States | ME0000002325SFDAA00009 | Castroviejo Needle Holders | Needle Holders
Integra York PA, Inc. | الولايات المتحدة الامريكية | United States | ME0000002325SFDAA00010 | Plugger | Plugger
Integra York PA, Inc. | الولايات المتحدة الامريكية | United States | ME0000002325SFDAA00011 | Silicone Endo. Stops | Endo. Stops
Action Products, Inc. | الولايات المتحدة الامريكية | United States | ME0000007913SFDAA00001 | Action® | Flotation Pads for Operating Table | Repair Kit
Action Products, Inc. | الولايات المتحدة الامريكية | United States | ME0000007913SFDAA00002 | Action® | Flotation Pads for Operating Table
Action Products, Inc. | الولايات المتحدة الامريكية | United States | ME0000007913SFDAA00003 | Action® | Cofort Stool Cover
Pryor Products | الولايات المتحدة الامريكية | United States | ME0000001198SFDAA00001 | Trilogy Roll-Stand | Trilogy Roll-Stand
ARCUS MEDICAL LLC | الولايات المتحدة الامريكية | United States | ME0000008132SFDAA00001 | AFEX Active Kit | Incontinence management system
ARCUS MEDICAL LLC | الولايات المتحدة الامريكية | United States | ME0000008132SFDAA00002 | AFEX Basic Core Active Kit | Incontinence management system
ARCUS MEDICAL LLC | الولايات المتحدة الامريكية | United States | ME0000008132SFDAA00003 | AFEX Mobility Assisted Kit | External Urine Drainage system
ARCUS MEDICAL LLC | الولايات المتحدة الامريكية | United States | ME0000008132SFDAA00004 | AFEX Essential Active Kit | External Urine Drainage system
ARCUS MEDICAL LLC | الولايات المتحدة الامريكية | United States | ME0000008132SFDAA00005 | AFEX Essential Sedentary Kit | External Urine Drainage system
S.S. White Burs Inc. | الولايات المتحدة الامريكية | United States | ME0000008271SFDAA00001 | Trimming and Finishing Burs | Carbide Multi-Bladed Finishing Instruments
DJO, LLC | الولايات المتحدة الامريكية | United States | ME0000002507SFDAA00004 | Shape to fit | Socks
DJO, LLC | الولايات المتحدة الامريكية | United States | ME0000002507SFDAA00005 | Shape to fit | Sleeve
DJO, LLC | الولايات المتحدة الامريكية | United States | ME0000002507SFDAA00006 | Shape to fit | Toe Socks
DJO, LLC | الولايات المتحدة الامريكية | United States | ME0000002507SFDAA00007 | Shape to fit | Ulcer
Sklar Instruments | الولايات المتحدة الامريكية | United States | ME0000006945SFDAA00001 | Forceps Orthopedic | Forceps Orthopedic
Sklar Instruments | الولايات المتحدة الامريكية | United States | ME0000006945SFDAA00002 | Forceps SINGLE-USE | Forceps SINGLE-USE
Sklar Instruments | الولايات المتحدة الامريكية | United States | ME0000006945SFDAA00003 | GOUGE ORTHPEDC | GOUGE ORTHPEDC
Sklar Instruments | الولايات المتحدة الامريكية | United States | ME0000006945SFDAA00004 | Handles multi use | Handles multi use
Sklar Instruments | الولايات المتحدة الامريكية | United States | ME0000006945SFDAA00005 | HOOKS ENT | HOOKS ENT
Sklar Instruments | الولايات المتحدة الامريكية | United States | ME0000006945SFDAA00006 | HOOKS ORTHOPEDIC | HOOKS ORTHOPEDIC
Sklar Instruments | الولايات المتحدة الامريكية | United States | ME0000006945SFDAA00007 | KNIVES DENTAL | KNIVES DENTAL
Sklar Instruments | الولايات المتحدة الامريكية | United States | ME0000006945SFDAA00008 | KNIVES ENT | KNIVES ENT
Sklar Instruments | الولايات المتحدة الامريكية | United States | ME0000006945SFDAA00009 | KNIVES EYE | KNIVES EYE
Sklar Instruments | الولايات المتحدة الامريكية | United States | ME0000006945SFDAA00010 | KNIVES ORTHOPEDIC | KNIVES ORTHOPEDIC
Sklar Instruments | الولايات المتحدة الامريكية | United States | ME0000006945SFDAA00012 | Brushes Cleaning CSSD | Brushes Cleaning CSSD
Sklar Instruments | الولايات المتحدة الامريكية | United States | ME0000006945SFDAA00013 | CATHETER EAR | CATHETER EAR
Sklar Instruments | الولايات المتحدة الامريكية | United States | ME0000006945SFDAA00014 | CURETTES DISPOSABLE PLASTIC ENT | CURETTES DISPOSABLE PLASTIC ENT
Sklar Instruments | الولايات المتحدة الامريكية | United States | ME0000006945SFDAA00015 | Curettes Ophthalmology | Curettes Ophthalmology
Sklar Instruments | الولايات المتحدة الامريكية | United States | ME0000006945SFDAA00016 | CURETTES GYN OB | CURETTES GYN OB
Sklar Instruments | الولايات المتحدة الامريكية | United States | ME0000006945SFDAA00017 | CURETTES ORTHOPEDIC | CURETTES ORTHOPEDIC
Sklar Instruments | الولايات المتحدة الامريكية | United States | ME0000006945SFDAA00018 | Dilators Cardiovascular | Dilators Cardiovascular
Sklar Instruments | الولايات المتحدة الامريكية | United States | ME0000006945SFDAA00019 | Dilators OB_GYN | Dilators OB_GYN
Sklar Instruments | الولايات المتحدة الامريكية | United States | ME0000006945SFDAA00020 | DISSECTORS ENT | DISSECTORS ENT
Sklar Instruments | الولايات المتحدة الامريكية | United States | ME0000006945SFDAA00021 | DISSECTORS ORTHOPEDIC | DISSECTORS ORTHOPEDIC
Sklar Instruments | الولايات المتحدة الامريكية | United States | ME0000006945SFDAA00022 | Forceps Biopsy | Forceps Biopsy
Sklar Instruments | الولايات المتحدة الامريكية | United States | ME0000006945SFDAA00023 | ELEVATORS ORTHOPEDIC | ELEVATORS ORTHOPEDIC
Sklar Instruments | الولايات المتحدة الامريكية | United States | ME0000006945SFDAA00025 | Forceps Cardiovascular | Forceps Cardiovascular
Sklar Instruments | الولايات المتحدة الامريكية | United States | ME0000006945SFDAA00026 | Forceps Dental | Forceps Dental
Sklar Instruments | الولايات المتحدة الامريكية | United States | ME0000006945SFDAA00027 | Forceps ENT | Forceps ENT
Sklar Instruments | الولايات المتحدة الامريكية | United States | ME0000006945SFDAA00028 | Forceps Micro | Forceps Micro
Sklar Instruments | الولايات المتحدة الامريكية | United States | ME0000006945SFDAA00029 | Forceps multi use | Forceps multi use
Vyaire Medical, Inc. | الولايات المتحدة الامريكية | United States | ME0000002200SFDAA00001 | Pressure Infusor | Pressure Infusor
Beekley Corporation | الولايات المتحدة الامريكية | United States | ME0000002159SFDAA00024 | ColdSpot | Disposable self Adhesive Cold Therapy packs
Infab Corporation | الولايات المتحدة الامريكية | United States | ME0000002789SFDAA00007 | Infab x ray mobile barrier | x ray mobile barrier
DeVilbiss Healthcare LLC | الولايات المتحدة الامريكية | United States | ME0000002775SFDAA00001 | Aluminum wheelchair | Aluminum wheelchair
ASHLAND SPECIALTY INGREDIENTS G.P. | الولايات المتحدة الامريكية | United States | ME0000008842SFDAA00002 | RAD-SURE™ | Blood Irradiation Indicator
Tecomet Inc. | الولايات المتحدة الامريكية | United States | ME0000000712SFDAA00051 | T-HANDLE, RATCHETING | ORTHOPEDIC SURGICAL INSTRUMENT
Globus Medical INC. | الولايات المتحدة الامريكية | United States | ME0000005740SFDAA00057 | Parallel Head Distractor | Parallel Head Distractor
Globus Medical INC. | الولايات المتحدة الامريكية | United States | ME0000005740SFDAA00058 | Modular Screwdriver 1/4" Quick-Connect Short | Modular Screwdriver 1/4" Quick-Connect Short
Globus Medical INC. | الولايات المتحدة الامريكية | United States | ME0000005740SFDAA00059 | Rod Template | Rod Template
Globus Medical INC. | الولايات المتحدة الامريكية | United States | ME0000005740SFDAA00060 | Spanner Wrench | Spanner Wrench
Globus Medical INC. | الولايات المتحدة الامريكية | United States | ME0000005740SFDAA00061 | Thoracic Probe Straight | Thoracic Probe Straight
Globus Medical INC. | الولايات المتحدة الامريكية | United States | ME0000005740SFDAA00062 | Screwdriver 2.5mm Hex Torque Limiting 1.5Nm | Screwdriver 2.5mm Hex Torque Limiting 1.5Nm
Globus Medical INC. | الولايات المتحدة الامريكية | United States | ME0000005740SFDAA00063 | 3.5mm Hex Screwdriver Shaft Self Retaining | 3.5mm Hex Screwdriver Shaft Self Retaining
CONMED CORPORATION | الولايات المتحدة الامريكية | United States | ME0000005736SFDAA00226 | HALL 1 2 SIZE INNER TRAY SMALL BONE SET | HALL 1 2 SIZE INNER TRAY SMALL BONE SET
CONMED CORPORATION | الولايات المتحدة الامريكية | United States | ME0000005736SFDAA00227 | HALL 50 3 4 SIZE INNER TRAY FULL SET | HALL 50 3 4 SIZE INNER TRAY FULL SET
CONMED CORPORATION | الولايات المتحدة الامريكية | United States | ME0000005736SFDAA00228 | Video Cart | Video Cart
Globus Medical INC. | الولايات المتحدة الامريكية | United States | ME0000005740SFDAA00064 | Insitu Rod Cutter | Insitu Rod Cutter
Globus Medical INC. | الولايات المتحدة الامريكية | United States | ME0000005740SFDAA00065 | Rod Bender | Rod Bender
Globus Medical INC. | الولايات المتحدة الامريكية | United States | ME0000005740SFDAA00066 | Screwdriver, 2.5mm Hex, Torque-Indicating | Screwdriver, 2.5mm Hex, Torque-Indicating
Globus Medical INC. | الولايات المتحدة الامريكية | United States | ME0000005740SFDAA00067 | T-Connector Holder | T-Connector Holder
Globus Medical INC. | الولايات المتحدة الامريكية | United States | ME0000005740SFDAA00068 | Screw Removal Tool | Screw Removal Tool
Globus Medical INC. | الولايات المتحدة الامريكية | United States | ME0000005740SFDAA00069 | Quick Release Ratchet Handle Straight | Quick Release Ratchet Handle Straight
Globus Medical INC. | الولايات المتحدة الامريكية | United States | ME0000005740SFDAA00070 | Disc Rongeur | Disc Rongeur
Globus Medical INC. | الولايات المتحدة الامريكية | United States | ME0000005740SFDAA00071 | Kerrison | Kerrison
Globus Medical INC. | الولايات المتحدة الامريكية | United States | ME0000005740SFDAA00072 | Bone Rongeur | Bone Rongeur
Globus Medical INC. | الولايات المتحدة الامريكية | United States | ME0000005740SFDAA00073 | Ring Curette | Ring Curette
Globus Medical INC. | الولايات المتحدة الامريكية | United States | ME0000005740SFDAA00074 | Dual Rasp | Dual Rasp
Globus Medical INC. | الولايات المتحدة الامريكية | United States | ME0000005740SFDAA00075 | Osteotome | Osteotome
Globus Medical INC. | الولايات المتحدة الامريكية | United States | ME0000005740SFDAA00076 | Angled Rasp | Angled Rasp
Globus Medical INC. | الولايات المتحدة الامريكية | United States | ME0000005740SFDAA00077 | Bone Curette | Bone Curette
Globus Medical INC. | الولايات المتحدة الامريكية | United States | ME0000005740SFDAA00078 | Cobb Elevator | Cobb Elevator
Globus Medical INC. | الولايات المتحدة الامريكية | United States | ME0000005740SFDAA00079 | Articulating Arm Assembly | Articulating Arm Assembly
Globus Medical INC. | الولايات المتحدة الامريكية | United States | ME0000005740SFDAA00080 | Table Clamp | Table Clamp
Globus Medical INC. | الولايات المتحدة الامريكية | United States | ME0000005740SFDAA00081 | Pedicle Awl | Pedicle Awl
Globus Medical INC. | الولايات المتحدة الامريكية | United States | ME0000005740SFDAA00082 | Ball Tip Probe | Ball Tip Probe
CONMED CORPORATION | الولايات المتحدة الامريكية | United States | ME0000005736SFDAA00229 | AUTOCLAVE CASE | AUTOCLAVE CASE
CONMED CORPORATION | الولايات المتحدة الامريكية | United States | ME0000005736SFDAA00230 | GRAFT PASSING GUIDE PIN | GRAFT PASSING GUIDE PIN
CONMED CORPORATION | الولايات المتحدة الامريكية | United States | ME0000005736SFDAA00231 | Hall 50 Dual Trigger Battery Handpiece | Hall 50 Dual Trigger Battery Handpiece
CONMED CORPORATION | الولايات المتحدة الامريكية | United States | ME0000005736SFDAA00232 | HALL RIGID CONTAINER | HALL RIGID CONTAINER
CONMED CORPORATION | الولايات المتحدة الامريكية | United States | ME0000005736SFDAA00233 | LITHIUM BATTERY CHARGER | LITHIUM BATTERY CHARGER
CONMED CORPORATION | الولايات المتحدة الامريكية | United States | ME0000005736SFDAA00234 | Dual Stopcock Sheath System | Dual Stopcock Sheath System
CONMED CORPORATION | الولايات المتحدة الامريكية | United States | ME0000005736SFDAA00235 | Video Arthroscope Tray Radel | Video Arthroscope Tray Radel
CONMED CORPORATION | الولايات المتحدة الامريكية | United States | ME0000005736SFDAA00236 | HD LED LCD Monitor | HD LED LCD Monitor
CONMED CORPORATION | الولايات المتحدة الامريكية | United States | ME0000005736SFDAA00237 | SECONDARY MONITOR MOUNT | SECONDARY MONITOR MOUNT
CONMED CORPORATION | الولايات المتحدة الامريكية | United States | ME0000005736SFDAA00238 | POST MOUNT HEAVY PANEL | POST MOUNT HEAVY PANEL
CONMED CORPORATION | الولايات المتحدة الامريكية | United States | ME0000005736SFDAA00239 | LIGHT GUIDE FITTING FOR WOLF DYONICS SCOPES | LIGHT GUIDE FITTING FOR WOLF DYONICS SCOPES
CONMED CORPORATION | الولايات المتحدة الامريكية | United States | ME0000005736SFDAA00240 | LIGHT GUIDE FITTING FOR STORZ OLYMPUS AND LINVATEC SCOPES | LIGHT GUIDE FITTING FOR STORZ OLYMPUS AND LINVATEC SCOPES
United States Endoscopy Group, Inc. | الولايات المتحدة الامريكية | United States | ME0000003748SFDAA00029 | Bite Block | Endoscope and accessories
Globus Medical INC. | الولايات المتحدة الامريكية | United States | ME0000005740SFDAA00083 | Graphic Case 1 | Graphic Case 1
Globus Medical INC. | الولايات المتحدة الامريكية | United States | ME0000005740SFDAA00084 | Graphic Case 2 | Graphic Case 2
TIDI PRODUCTS LLC. d/b/a | الولايات المتحدة الامريكية | United States | ME0000008194SFDAA00001 | BIBS/TOWELS | SALIVA ABSORBER
Zimmer, INC. | الولايات المتحدة الامريكية | United States | ME0000001924SFDAA00001 | Zimmer Unicompartmental Knee System Insertion Handle | ZIMMER UNICOMPARTMENTAL KNEE SYSTEM INSERTION HANDLE
Zimmer, INC. | الولايات المتحدة الامريكية | United States | ME0000001924SFDAA00002 | Gender Solutions Patello-Femoral Joint System Intramedullary Anterior Cut Guide | ZIMMER UNICOMPARTMENTAL KNEE SYSTEM INSERTION HANDLE
Zimmer, INC. | الولايات المتحدة الامريكية | United States | ME0000001924SFDAA00003 | Gender Solutions Patello-Femoral Joint (PFJ) System PFJ Milling Guide | GENDER SOLUTIONS PATELLO-FEMORAL JOINT (PFJ) SYSTEM PFJ MILLING GUIDE
Zimmer, INC. | الولايات المتحدة الامريكية | United States | ME0000001924SFDAA00004 | Gender Solutions Patello-Femoral Joint (PFJ) System PFJ Peg/Tail Guide | GENDER SOLUTIONSTM PATELLO-FEMORAL JOINT (PFJ) SYSTEM PFJ PEG/TAIL GUIDE
Zimmer, INC. | الولايات المتحدة الامريكية | United States | ME0000001924SFDAA00005 | Gender Solutions Patello-Femoral Joint (PFJ) System PFJ Impactor Head | GENDER SOLUTIONSTM PATELLO-FEMORAL JOINT (PFJ) SYSTEM PFJ IMPACTOR HEAD
Zimmer, INC. | الولايات المتحدة الامريكية | United States | ME0000001924SFDAA00014 | Double Drill Sleeve | Double Drill Sleeve
Zimmer, INC. | الولايات المتحدة الامريكية | United States | ME0000001924SFDAA00015 | Tap Quick-Connect | Tap Quick-Connect
Zimmer, INC. | الولايات المتحدة الامريكية | United States | ME0000001924SFDAA00016 | NCB periprosthetic Plate System Drill Guide long | DRILL GUIDE LONG
Zimmer, INC. | الولايات المتحدة الامريكية | United States | ME0000001924SFDAA00017 | Herbert Cannulated Bone Screw System Cannulated Screwdriver Hex Head | Herbert Cannulated Screwdriver
Zimmer, INC. | الولايات المتحدة الامريكية | United States | ME0000001924SFDAA00018 | ZMS Intramedullary Fixation Ruler | Fixation Ruler
Greatbatch Ltd., d/b/a Greatbatch Medical | الولايات المتحدة الامريكية | United States | ME0000000299SFDAA00005 | Jumbo Case Lid for Acetabular Reamers | Jumbo Case Lid for Acetabular Reamers
Greatbatch Ltd., d/b/a Greatbatch Medical | الولايات المتحدة الامريكية | United States | ME0000000299SFDAA00006 | Low Profile Acetabular Reamer Case | Low Profile Acetabular Reamer Case
Greatbatch Ltd., d/b/a Greatbatch Medical | الولايات المتحدة الامريكية | United States | ME0000000299SFDAA00007 | Jumbo Acetabular Reamer Bottom Tray 71mm/80mm | Jumbo Acetabular Reamer Bottom Tray 71mm/80mm
Greatbatch Ltd., d/b/a Greatbatch Medical | الولايات المتحدة الامريكية | United States | ME0000000299SFDAA00008 | Jumbo Case Base for Acetabular Reamers | Jumbo Case Base for Acetabular Reamers
Medline Industries, LP | الولايات المتحدة الامريكية | United States | ME0000000513SFDAA00152 | Medline Cotton Balls | Cotton Balls | medical absorbent fiber is a device that is used for applying medication to or absorbing small amounts of body fluids from, a patient's body surface.
Medline Industries, LP | الولايات المتحدة الامريكية | United States | ME0000000513SFDAA00154 | MATRIX ELASTIC BANDAGES WITH SELF CLOSURE NON STERILE | ELASTIC BANDAGES WITH SELF CLOSURE
Medline Industries, LP | الولايات المتحدة الامريكية | United States | ME0000000513SFDAA00155 | HEELMEDIX HEEL PROTECTOR | HEELMEDIX HEEL PROTECTOR
Medline Industries, LP | الولايات المتحدة الامريكية | United States | ME0000000513SFDAA00157 | SURE WRAP ELASTIC BANDAGES WITH CLIPS NON STERILE | ELASTIC BANDAGES WITH CLIPS
Medline Industries, LP | الولايات المتحدة الامريكية | United States | ME0000000513SFDAA00159 | MEDLINE X RAY DETECTABLE GAUZE SPONGES NON STERILE | NON STERILE GAUZE
Medline Industries, LP | الولايات المتحدة الامريكية | United States | ME0000000513SFDAA00167 | UNNA-Z STRETCH ZINC PASTE BANDAGE | UNNA-Z STRETCH ZINC PASTE BANDAGE
Medline Industries, LP | الولايات المتحدة الامريكية | United States | ME0000000513SFDAA00168 | UNNA-Z STRETCH ZINC PASTE BANDAGE WITH CALAMINE | UNNA-Z STRETCH ZINC PASTE BANDAGE WITH CALAMINE
Medline Industries, LP | الولايات المتحدة الامريكية | United States | ME0000000513SFDAA00169 | TONGUE DEPRESSORS | Tongue Blades | The product is intended to offset the tongue to facilitate examination of the surrounding organs and tissues. | الغرض من المنتج هو موازنة اللسان لتسهيل فحص الأعضاء والأنسجة المحيطة.
JS Dental Manufacturing Inc. | الولايات المتحدة الامريكية | United States | ME0000007000SFDAA00001 | JS Dental / GUTTA-PERCHA | GUTTA-PERCHA
Medegen Medical Products | الولايات المتحدة الامريكية | United States | ME0000005801SFDAA00001 | Laboratory Cup 8 Oz with Lid Grey | Container Specimen
Medegen Medical Products | الولايات المتحدة الامريكية | United States | ME0000005801SFDAA00002 | Laboratory Cup w/Lid Translucent Single use Non Sterile | Lab Container
Medegen Medical Products | الولايات المتحدة الامريكية | United States | ME0000009070SFDAA00002 | Bag STB Pr Bio 6X6 Non Sterile | Specimen Transport Bags
Medegen Medical Products | الولايات المتحدة الامريكية | United States | ME0000009070SFDAA00003 | Lab Gaurd Bag Tear Zone Specimen Bag | Specimen Transport Bags 6x9
Medegen Medical Products | الولايات المتحدة الامريكية | United States | ME0000009070SFDAA00004 | Zip Closure Bag 4x6 | Zib Closure Bag 4x6
Medegen Medical Products | الولايات المتحدة الامريكية | United States | ME0000009070SFDAA00005 | Zib Closure Bag 8x8 | Zib Closure Bag 8x8
Amsino International Inc. | الولايات المتحدة الامريكية | United States | ME0000009069SFDAA00002 | Amsure Prep Razor | Shave Prep Razors
Medegen Medical Products | الولايات المتحدة الامريكية | United States | ME0000009070SFDAA00006 | Bag WSB Clear 26X33 Non Sterile | Water soluble Laundry Bag 26x33
WOLF X-RAY CORPORATION | الولايات المتحدة الامريكية | United States | ME0000009076SFDAA00001 | Apron Easy Wrap | WOLF X-RAY CORPORATION
WOLF X-RAY CORPORATION | الولايات المتحدة الامريكية | United States | ME0000009076SFDAA00002 | Apron Coat | WOLF X-RAY CORPORATION
WOLF X-RAY CORPORATION | الولايات المتحدة الامريكية | United States | ME0000009076SFDAA00003 | APRON VEST/SKIRT | WOLF X-RAY CORPORATION
GLO Science Inc | الولايات المتحدة الامريكية | United States | ME0000007918SFDAA00003 | Chairside Whitening System | GLO Science Professional
Infab Corporation | الولايات المتحدة الامريكية | United States | ME0000002789SFDAA00008 | Revolution Full-Wrap | Apron
Infab Corporation | الولايات المتحدة الامريكية | United States | ME0000002789SFDAA00009 | Vest and Skirt | Apron
Infab Corporation | الولايات المتحدة الامريكية | United States | ME0000002789SFDAA00010 | Revolution Elastic Back | Apron
Infab Corporation | الولايات المتحدة الامريكية | United States | ME0000002789SFDAA00011 | Nike Radiation Safety Glasses | Glasses
Infab Corporation | الولايات المتحدة الامريكية | United States | ME0000002789SFDAA00012 | Revoltuion Front Base Apron | Apron
Infab Corporation | الولايات المتحدة الامريكية | United States | ME0000002789SFDAA00013 | Edge Radiation Safety Glasses | RADIATION PROTECTION GLASSES
Infab Corporation | الولايات المتحدة الامريكية | United States | ME0000002789SFDAA00014 | Revolution Full-Overlap Apron | Apron
Infab Corporation | الولايات المتحدة الامريكية | United States | ME0000002789SFDAA00015 | Multiple Panel Table Mount | Apron
Infab Corporation | الولايات المتحدة الامريكية | United States | ME0000002789SFDAA00016 | Weight Reliever Apron | Apron
Infab Corporation | الولايات المتحدة الامريكية | United States | ME0000002789SFDAA00017 | Half Apron | Apron
Infab Corporation | الولايات المتحدة الامريكية | United States | ME0000002789SFDAA00018 | Gonad Shields | Apron
Infab Corporation | الولايات المتحدة الامريكية | United States | ME0000002789SFDAA00019 | Apron Sleeve left snaps | Apron
Infab Corporation | الولايات المتحدة الامريكية | United States | ME0000002789SFDAA00020 | radiation safety glasses | Apron
Infab Corporation | الولايات المتحدة الامريكية | United States | ME0000002789SFDAA00021 | Storage Rack with 4 patient protection apron | Apron
Infab Corporation | الولايات المتحدة الامريكية | United States | ME0000002789SFDAA00022 | Revolution attached thyroid sleeves apron | Apron
Infab Corporation | الولايات المتحدة الامريكية | United States | ME0000002789SFDAA00023 | Maxx 30 bifocal radiation safety glasses | Glasses
Infab Corporation | الولايات المتحدة الامريكية | United States | ME0000002789SFDAA00024 | Thyroid collar with binding | Apron
Infab Corporation | الولايات المتحدة الامريكية | United States | ME0000002789SFDAA00025 | Revolution Full-Overlap | Apron
Infab Corporation | الولايات المتحدة الامريكية | United States | ME0000002789SFDAA00026 | Mobile Barrier | Radiology
Infab Corporation | الولايات المتحدة الامريكية | United States | ME0000002789SFDAA00027 | Skirt Only Male X-Large Apron | Apron
Infab Corporation | الولايات المتحدة الامريكية | United States | ME0000002789SFDAA00028 | Vest Only Male Medium Apron | Apron
Infab Corporation | الولايات المتحدة الامريكية | United States | ME0000002789SFDAA00029 | Vest and Skirt Apron | Apron
Infab Corporation | الولايات المتحدة الامريكية | United States | ME0000002789SFDAA00030 | Revolution Elastic Back Front Protection Apron | Apron
Infab Corporation | الولايات المتحدة الامريكية | United States | ME0000002789SFDAA00031 | Base Revolution Vest and Skirt Apron | Apron
Infab Corporation | الولايات المتحدة الامريكية | United States | ME0000002789SFDAA00032 | Maxx 30 Radiation Safety Glasses | glasses
Infab Corporation | الولايات المتحدة الامريكية | United States | ME0000002789SFDAA00033 | Incredibles Radiation Safety Glasses | glasses
Infab Corporation | الولايات المتحدة الامريكية | United States | ME0000002789SFDAA00034 | Achilles Bi-Focal Radiation Safety Glasses | glasses
Infab Corporation | الولايات المتحدة الامريكية | United States | ME0000002789SFDAA00035 | Zone Radiation Safety Glasses | glasses
Infab Corporation | الولايات المتحدة الامريكية | United States | ME0000002789SFDAA00036 | Elastic Vest and Skirt | Apron
Infab Corporation | الولايات المتحدة الامريكية | United States | ME0000002789SFDAA00037 | Revolution Elastic Back Thinking | Apron
Infab Corporation | الولايات المتحدة الامريكية | United States | ME0000002789SFDAA00039 | Revolution Elastic Back Apron | Apron
Infab Corporation | الولايات المتحدة الامريكية | United States | ME0000002789SFDAA00040 | Thyroid Collar without Binding | Apron
Infab Corporation | الولايات المتحدة الامريكية | United States | ME0000002789SFDAA00041 | Revoltuion Front Protection | Apron
Infab Corporation | الولايات المتحدة الامريكية | United States | ME0000002789SFDAA00042 | Patient Protection Apron | Half Apron
Infab Corporation | الولايات المتحدة الامريكية | United States | ME0000002789SFDAA00043 | Scatter Armor Angiography Shield | Scatter Armor
Infab Corporation | الولايات المتحدة الامريكية | United States | ME0000002789SFDAA00044 | Neoprene Radiation Protection Gloves | Gloves
Infab Corporation | الولايات المتحدة الامريكية | United States | ME0000002789SFDAA00045 | Revolution Full-Overlap Male Skirt Apron | Apron
Infab Corporation | الولايات المتحدة الامريكية | United States | ME0000002789SFDAA00046 | Revolution Full-Overlap Male vest Apron | Apron
Infab Corporation | الولايات المتحدة الامريكية | United States | ME0000002789SFDAA00047 | Revolution Full-Overlap Apron | Apron
Infab Corporation | الولايات المتحدة الامريكية | United States | ME0000002789SFDAA00048 | Revolution Skirt Only Apron | Apron
Infab Corporation | الولايات المتحدة الامريكية | United States | ME0000002789SFDAA00049 | Medium Magnetic Thyroid Collar | Apron
Infab Corporation | الولايات المتحدة الامريكية | United States | ME0000002789SFDAA00050 | Lumbar Revolution Vest Only Apron | Apron
Infab Corporation | الولايات المتحدة الامريكية | United States | ME0000002789SFDAA00051 | Revolution Black Belt Wrap Apron | Apron
Infab Corporation | الولايات المتحدة الامريكية | United States | ME0000002789SFDAA00052 | Revolution Elastic Back Thinking Cap | Apron
Infab Corporation | الولايات المتحدة الامريكية | United States | ME0000002789SFDAA00053 | physician protection x ray mobile shield | Radiographic screen
Infab Corporation | الولايات المتحدة الامريكية | United States | ME0000002789SFDAA00054 | Apron | Apron
Infab Corporation | الولايات المتحدة الامريكية | United States | ME0000002789SFDAA00055 | Revolution full wrap apron | Apron
Infab Corporation | الولايات المتحدة الامريكية | United States | ME0000002789SFDAA00056 | Weight reliver Apron | Apron
Infab Corporation | الولايات المتحدة الامريكية | United States | ME0000002789SFDAA00057 | Dental Apron with Collar | Apron
Infab Corporation | الولايات المتحدة الامريكية | United States | ME0000002789SFDAA00058 | Elastic Apron | Apron
Infab Corporation | الولايات المتحدة الامريكية | United States | ME0000002789SFDAA00059 | Full Coat Wrap Apron | Apron
Infab Corporation | الولايات المتحدة الامريكية | United States | ME0000002789SFDAA00060 | Gonad shield Apron | Apron
Infab Corporation | الولايات المتحدة الامريكية | United States | ME0000002789SFDAA00061 | Black Built Full Wrap | Apron
Infab Corporation | الولايات المتحدة الامريكية | United States | ME0000002789SFDAA00062 | Non-Sterile Scatter Armor | Scatter Armor
Infab Corporation | الولايات المتحدة الامريكية | United States | ME0000002789SFDAA00063 | Base Revolution Vest Only Male Large Apron | Apron
Infab Corporation | الولايات المتحدة الامريكية | United States | ME0000002789SFDAA00064 | Base Revolution Skirt Only Male Large Apron | Apron
Infab Corporation | الولايات المتحدة الامريكية | United States | ME0000002789SFDAA00065 | Standard Magnetic Thyroid Collar | Apron
Infab Corporation | الولايات المتحدة الامريكية | United States | ME0000002789SFDAA00066 | Revolution Thyroid Collar | Apron
Infab Corporation | الولايات المتحدة الامريكية | United States | ME0000002789SFDAA00067 | Standard Visor Style Thyroid Collar | Apron
Infab Corporation | الولايات المتحدة الامريكية | United States | ME0000002789SFDAA00068 | Wide Belt Male Apron | Apron
Infab Corporation | الولايات المتحدة الامريكية | United States | ME0000002789SFDAA00069 | Skirt Only Male Apron | Apron
Infab Corporation | الولايات المتحدة الامريكية | United States | ME0000002789SFDAA00071 | Nike Radiation Safety Glasses | Glasses
Infab Corporation | الولايات المتحدة الامريكية | United States | ME0000002789SFDAA00072 | Revolution skirt only apron | Apron
Infab Corporation | الولايات المتحدة الامريكية | United States | ME0000002789SFDAA00073 | Reverse Vest Apron | Apron
Infab Corporation | الولايات المتحدة الامريكية | United States | ME0000002789SFDAA00074 | maxi flex gloves | Gloves
Infab Corporation | الولايات المتحدة الامريكية | United States | ME0000002789SFDAA00075 | Vest only Apron | Apron
Infab Corporation | الولايات المتحدة الامريكية | United States | ME0000002789SFDAA00076 | Revolution vest only Apron | Apron
Infab Corporation | الولايات المتحدة الامريكية | United States | ME0000002789SFDAA00077 | Surgery Drop Off Male apron | Apron
Infab Corporation | الولايات المتحدة الامريكية | United States | ME0000002789SFDAA00078 | Nike Brazen Radiation Safety Glasses | RADIATION PROTECTION GLASSES
Aseptico Inc. | الولايات المتحدة الامريكية | United States | ME0000000662SFDAA00003 | Aseptichair | Chair Dental Without oeprative unit
Aseptico Inc. | الولايات المتحدة الامريكية | United States | ME0000000662SFDAA00004 | DENTAL OPERATING LIGHT (PORTABLE) | DENTAL OPERATING LIGHT (PORTABLE)
Wright Medical Technology, Inc. | الولايات المتحدة الامريكية | United States | ME0000004611SFDAA00003 | Dart-Fire | Dart-Fire
Wright Medical Technology, Inc. | الولايات المتحدة الامريكية | United States | ME0000004611SFDAA00007 | Screw Removal Case Assembly | Dart-Fire
Wright Medical Technology, Inc. | الولايات المتحدة الامريكية | United States | ME0000004611SFDAA00008 | Case Assy for Small Screws | Dart-Fire
Wright Medical Technology, Inc. | الولايات المتحدة الامريكية | United States | ME0000004611SFDAA00009 | Case Assem Mid Fusion Plate | Salvation 3Di Plating System Instruments
American Diagnostic Corporation | الولايات المتحدة الامريكية | United States | ME0000007609SFDAA00001 | Adscope™ Clinician Series Stethoscope | Clinician Stethoscope
American Diagnostic Corporation | الولايات المتحدة الامريكية | United States | ME0000007609SFDAA00002 | Adlite™ Disposable Penlight | Medical Examination Light
American Diagnostic Corporation | الولايات المتحدة الامريكية | United States | ME0000007609SFDAA00003 | Proscope™ General Exam Stethoscope | Stethoscope
American Diagnostic Corporation | الولايات المتحدة الامريكية | United States | ME0000007609SFDAA00004 | TOURNIQUET | Non-pneumatic Tourniquet
Datex-Ohmeda, Inc. | الولايات المتحدة الامريكية | United States | ME0000003362SFDAA00001 | Absorber canister Reusable | anesthesia Absorber canister Reusable
Dale Medical Products Inc. | الولايات المتحدة الامريكية | United States | ME0000009159SFDAA00001 | Stabilock Adhesive Base | Fixation device for tracheal Tube
Pulmodyne Inc. | الولايات المتحدة الامريكية | United States | ME0000007367SFDAA00014 | TrachVox | HME FOR TRACHEOSTOMY TUBE
Freudenberg Medical LLC | الولايات المتحدة الامريكية | United States | ME0000009158SFDAA00003 | Katz Extractor | SNARE NASAL
Freudenberg Medical LLC | الولايات المتحدة الامريكية | United States | ME0000009158SFDAA00004 | Adhesive Discs | Adhesive Tape for stoma
Freudenberg Medical LLC | الولايات المتحدة الامريكية | United States | ME0000009158SFDAA00006 | Tracheostoma Valve Housing | Condenser for Stoma
Freudenberg Medical LLC | الولايات المتحدة الامريكية | United States | ME0000009158SFDAA00007 | HumidiFilter | Condenser for Heat and Moisture Exchanger Device
Dale Medical Products Inc. | الولايات المتحدة الامريكية | United States | ME0000009159SFDAA00006 | ABD Binder | Abdominal Binder
Freudenberg Medical LLC | الولايات المتحدة الامريكية | United States | ME0000009158SFDAA00009 | Foam Stoma Protector | Adhesive Bandage for stoma
The Winsford Corporation dba The Harloff Company | الولايات المتحدة الامريكية | United States | ME0000002357SFDAA00001 | Isolation /Infection Control Cart | Isolation /Infection Control Cart
The Winsford Corporation dba The Harloff Company | الولايات المتحدة الامريكية | United States | ME0000002357SFDAA00002 | Med-Bin Cart | Med-Bin Cart
Life Instrument Corporation | الولايات المتحدة الامريكية | United States | ME0000009167SFDAA00001 | Frazier Suction Tube from Bend | Frazier Suction Tube from Bend
Life Instrument Corporation | الولايات المتحدة الامريكية | United States | ME0000009167SFDAA00004 | Frazier Suction Tubes Stainless Steel Thumbgrip | Frazier Suction Tubes Stainless Steel Thumbgrip
Life Instrument Corporation | الولايات المتحدة الامريكية | United States | ME0000009167SFDAA00005 | Micro Scissor | Micro Scissor
MIZUHO ORTHOPEDIC SYSTEMS, INC | الولايات المتحدة الامريكية | United States | ME0000009170SFDAA00001 | Trios/STS Combination Hip/Thigh Pad | Trios/STS Combination Hip/Thigh Pad
Life Instrument Corporation | الولايات المتحدة الامريكية | United States | ME0000009167SFDAA00006 | 9" Mazur Rongeur large | Rongeurs
MIZUHO ORTHOPEDIC SYSTEMS, INC | الولايات المتحدة الامريكية | United States | ME0000009170SFDAA00002 | Trios CMBU Adapter Bracket | Trios CMBU Adapter Bracket
MIZUHO ORTHOPEDIC SYSTEMS, INC | الولايات المتحدة الامريكية | United States | ME0000009170SFDAA00003 | Head Halter and Chin Cup Universal | Head Halter and Chin Cup Universal
MIZUHO ORTHOPEDIC SYSTEMS, INC | الولايات المتحدة الامريكية | United States | ME0000009170SFDAA00004 | PKit, RWF, LPV Cushion, Arm Cradle, 6/cs | Pkit, RWF, Large Proneview, Arm Cradle, 6/Cs
MIZUHO ORTHOPEDIC SYSTEMS, INC | الولايات المتحدة الامريكية | United States | ME0000009170SFDAA00005 | Assy, Forearm Reduction | Forearm Reduction Unit
Life Instrument Corporation | الولايات المتحدة الامريكية | United States | ME0000009167SFDAA00007 | Sterilization Tray for American Rainbow (case, insert & lid) | Micro Curete Sterilization Tray
Life Instrument Corporation | الولايات المتحدة الامريكية | United States | ME0000009167SFDAA00008 | Micro Dissection Set (20 instruments & Tray) | Spine Dissection Sterilization Tray
MIZUHO ORTHOPEDIC SYSTEMS, INC | الولايات المتحدة الامريكية | United States | ME0000009170SFDAA00006 | MTS Spinal Surgery Top | MTS Spinal Surgery Top
MIZUHO ORTHOPEDIC SYSTEMS, INC | الولايات المتحدة الامريكية | United States | ME0000009170SFDAA00011 | MTS Equipment Cart | MTS Equipment Cart
Dupaco, Inc. | الولايات المتحدة الامريكية | United States | ME0000009172SFDAA00001 | Proneview Cushion Inserts | ProneView Cushion Inserts
Dupaco, Inc. | الولايات المتحدة الامريكية | United States | ME0000009172SFDAA00003 | D28510CE | PRONE VIEW PROTECTIVE HELMET SYSTEM
Life Instrument Corporation | الولايات المتحدة الامريكية | United States | ME0000009167SFDAA00009 | Sterilization Tray 12x8 1 level (Met only) | Spine Dissection Sterilization Tray
MIZUHO ORTHOPEDIC SYSTEMS, INC | الولايات المتحدة الامريكية | United States | ME0000009170SFDAA00016 | FINGER TRAP | Finger Trap
MIZUHO ORTHOPEDIC SYSTEMS, INC | الولايات المتحدة الامريكية | United States | ME0000009170SFDAA00018 | SUPPORT BOW, FINGER TRAPS | Finger Trap Support Bow
MIZUHO ORTHOPEDIC SYSTEMS, INC | الولايات المتحدة الامريكية | United States | ME0000009170SFDAA00019 | BOW, FINGER TRAP | BOW W/ FINGER TRAP SET
MIZUHO ORTHOPEDIC SYSTEMS, INC | الولايات المتحدة الامريكية | United States | ME0000009170SFDAA00020 | Trios Cervical Management Base Unit | Trios Cervical Management Base Unit
MIZUHO ORTHOPEDIC SYSTEMS, INC | الولايات المتحدة الامريكية | United States | ME0000009170SFDAA00022 | EQUIPMENT CART ASSY.. 7803 | EQUIPMENT CART ASSY.. 7803
MIZUHO ORTHOPEDIC SYSTEMS, INC | الولايات المتحدة الامريكية | United States | ME0000009170SFDAA00023 | Adaptor, Retractor, For Spinal Top | Adaptor, Retractor, For Spinal Top
MIZUHO ORTHOPEDIC SYSTEMS, INC | الولايات المتحدة الامريكية | United States | ME0000009170SFDAA00025 | POSITIONING PILLOW TEMPUR STD | PILLOW, MODULAR TABLE STANDARD SLING
MIZUHO ORTHOPEDIC SYSTEMS, INC | الولايات المتحدة الامريكية | United States | ME0000009170SFDAA00027 | TABLE, INFANT CAST | Infant Cast Table
MIZUHO ORTHOPEDIC SYSTEMS, INC | الولايات المتحدة الامريكية | United States | ME0000009170SFDAA00028 | CHILDS CONVERSION KIT | Childs Conversion Kit
MIZUHO ORTHOPEDIC SYSTEMS, INC | الولايات المتحدة الامريكية | United States | ME0000009170SFDAA00029 | HEEL CUP, (SET OF 2) | Heel Cups, Set Of 2
MIZUHO ORTHOPEDIC SYSTEMS, INC | الولايات المتحدة الامريكية | United States | ME0000009170SFDAA00032 | FOUR POSTER FRAME PADS (SET OF 4) | Four Poster Frame Pads (Set Of 4)
MIZUHO ORTHOPEDIC SYSTEMS, INC | الولايات المتحدة الامريكية | United States | ME0000009170SFDAA00034 | CHEST ROLL FLAT BOTTOM ULTRALITE CORE | Chest Roll W/Flat Bottom
MIZUHO ORTHOPEDIC SYSTEMS, INC | الولايات المتحدة الامريكية | United States | ME0000009170SFDAA00035 | TABLE PAD, HIP SECTION | Table Pad, Hip Section 20 X 20 X 1/2
MIZUHO ORTHOPEDIC SYSTEMS, INC | الولايات المتحدة الامريكية | United States | ME0000009170SFDAA00036 | 3/4 LENGTH OPERATING TABLE PAD | 3/4 Length Operating Table Pad 46 X 20 X 1/2
MIZUHO ORTHOPEDIC SYSTEMS, INC | الولايات المتحدة الامريكية | United States | ME0000009170SFDAA00038 | TABLE PAD, HEAD SECTION | Table Pad, Head Section 9 X 20 X 1/2
MIZUHO ORTHOPEDIC SYSTEMS, INC | الولايات المتحدة الامريكية | United States | ME0000009170SFDAA00039 | TABLE PAD, TORSO SECTION W/CUTOUT | Table Pad, Torso Section W/Perineal Cutout
MIZUHO ORTHOPEDIC SYSTEMS, INC | الولايات المتحدة الامريكية | United States | ME0000009170SFDAA00040 | TABLE PAD, FOOT SECTION W/CUTOUT | Table Pad, Foot Section W/Perineal Cutout
MIZUHO ORTHOPEDIC SYSTEMS, INC | الولايات المتحدة الامريكية | United States | ME0000009170SFDAA00043 | PROTECTOR, NERVE, ULNAR/BRACHIAL | Ulnar/Brachial Nerve Protectors, Oval
MIZUHO ORTHOPEDIC SYSTEMS, INC | الولايات المتحدة الامريكية | United States | ME0000009170SFDAA00044 | GEL PAD, NERVE, ULNAR/BRACHIAL, RECTANG | Ulnar/Brachial Nerve Protectors, Rectangular
MIZUHO ORTHOPEDIC SYSTEMS, INC | الولايات المتحدة الامريكية | United States | ME0000009170SFDAA00046 | GEL PAD, SAFETY STRAP | OrangeAid Gel for Patient Safety Strap
MIZUHO ORTHOPEDIC SYSTEMS, INC | الولايات المتحدة الامريكية | United States | ME0000009170SFDAA00047 | BOOT/STIRRUP LINERS, (SET OF 2) | Boot/Stirrup Liners, Set Of 2
Life Instrument Corporation | الولايات المتحدة الامريكية | United States | ME0000009167SFDAA00010 | Stainless Frazier Suction | Suction Tubes
Life Instrument Corporation | الولايات المتحدة الامريكية | United States | ME0000009167SFDAA00011 | Sterilization Tray for Kerrisons | Spine Dissection Sterilization Tray
MIZUHO ORTHOPEDIC SYSTEMS, INC | الولايات المتحدة الامريكية | United States | ME0000009170SFDAA00048 | PAD, RIGHT GM BORAD | GM Board Right Pad
MIZUHO ORTHOPEDIC SYSTEMS, INC | الولايات المتحدة الامريكية | United States | ME0000009170SFDAA00049 | PAD, LEFT GM BORAD | GM Board Left Pad
MIZUHO ORTHOPEDIC SYSTEMS, INC | الولايات المتحدة الامريكية | United States | ME0000009170SFDAA00050 | RIGHT SACRAL REST PAD ASSY | GM Board 2/Pad Right
MIZUHO ORTHOPEDIC SYSTEMS, INC | الولايات المتحدة الامريكية | United States | ME0000009170SFDAA00051 | LEFT SACRAL REST PAD ASSY | GM Board w/Pad Left
MIZUHO ORTHOPEDIC SYSTEMS, INC | الولايات المتحدة الامريكية | United States | ME0000009170SFDAA00052 | TRIOS/OTS LOWER LEG SUPPORT | Trios/OTS Lower Leg Support
MIZUHO ORTHOPEDIC SYSTEMS, INC | الولايات المتحدة الامريكية | United States | ME0000009170SFDAA00053 | TRANSFER BOARD ASSEMBLY | Trios/OTS Patient Transfer Board
MIZUHO ORTHOPEDIC SYSTEMS, INC | الولايات المتحدة الامريكية | United States | ME0000009170SFDAA00054 | PERINEAL POST ASSEMBLY | Trios/OTS Adult Perineal Post w/Pad
MIZUHO ORTHOPEDIC SYSTEMS, INC | الولايات المتحدة الامريكية | United States | ME0000009170SFDAA00055 | TRIOS/OTS TIBIA WELL LEG SUPPORT | Trios/OTS Tibia Well Leg Support
MIZUHO ORTHOPEDIC SYSTEMS, INC | الولايات المتحدة الامريكية | United States | ME0000009170SFDAA00059 | CART ORTHO EQUIPMENT TRIOS | Trios Orthopedic Equipment Cart
MIZUHO ORTHOPEDIC SYSTEMS, INC | الولايات المتحدة الامريكية | United States | ME0000009170SFDAA00060 | 90 INCHES STRAP | Safety Strap 90in
MIZUHO ORTHOPEDIC SYSTEMS, INC | الولايات المتحدة الامريكية | United States | ME0000009170SFDAA00061 | CHEST SUPPORT SECTION ASSY | Trios/STS Chest Pad Support Plate
MIZUHO ORTHOPEDIC SYSTEMS, INC | الولايات المتحدة الامريكية | United States | ME0000009170SFDAA00062 | HEAD SUPPORT SECTION ASSEMBLY | Trios/STS Patient Face Plate
MIZUHO ORTHOPEDIC SYSTEMS, INC | الولايات المتحدة الامريكية | United States | ME0000009170SFDAA00063 | SUPPORT SECTION ASSY | Trios/STS Leg Board w/Tempur
MIZUHO ORTHOPEDIC SYSTEMS, INC | الولايات المتحدة الامريكية | United States | ME0000009170SFDAA00064 | STS CERVICAL TRACTION VECTOR ADJUSTOR | STS Cervical Traction Vector Adjustor
MIZUHO ORTHOPEDIC SYSTEMS, INC | الولايات المتحدة الامريكية | United States | ME0000009170SFDAA00065 | SLING, LEG | Leg Sling
MIZUHO ORTHOPEDIC SYSTEMS, INC | الولايات المتحدة الامريكية | United States | ME0000009170SFDAA00066 | INTUBATION SLOT, HDREST PILLOW, 7"GT, RT | 7" Gentletouch Headrest Pillow
MIZUHO ORTHOPEDIC SYSTEMS, INC | الولايات المتحدة الامريكية | United States | ME0000009170SFDAA00068 | TRANSLATING RAM BORAD ASSEMBLY | Trios/STS Translating Arm Board w/Tempur
Life Instrument Corporation | الولايات المتحدة الامريكية | United States | ME0000009167SFDAA00023 | Patty Tray | Patty Tray
MIZUHO ORTHOPEDIC SYSTEMS, INC | الولايات المتحدة الامريكية | United States | ME0000009170SFDAA00072 | HANA FOOT-END DRAPE RODS | Hana Foot-End Drape Rods
MIZUHO ORTHOPEDIC SYSTEMS, INC | الولايات المتحدة الامريكية | United States | ME0000009170SFDAA00073 | HEAD END COMPLETE DRAPE RODS | Hana Head-End Drape Rods
Stryker Endoscopy | الولايات المتحدة الامريكية | United States | ME0000005467SFDAA00203 | 32" 4K Surgical Display | Surgical Display
Stryker Endoscopy | الولايات المتحدة الامريكية | United States | ME0000005467SFDAA00204 | 32" 4K Surgical Display Cover | Surgical Display Cover
Stryker Instruments | الولايات المتحدة الامريكية | United States | ME0000003208SFDAA00168 | KEYLESS CHUCK | KEYLESS CHUCK
Stryker Instruments | الولايات المتحدة الامريكية | United States | ME0000003208SFDAA00172 | Strerilization Case | Small Bone Powered Surgical system
The Brewer Company LLC | الولايات المتحدة الامريكية | United States | ME0000002175SFDAA00011 | Element Treatment Table | CHAIR EXAMINATION AND TREATMENT
Stryker Instruments | الولايات المتحدة الامريكية | United States | ME0000003208SFDAA00199 | Handpiece Cable | Large Bone Powered Surgical system
STERIS Corporation | الولايات المتحدة الامريكية | United States | ME0000000942SFDAA00050 | 5085 Harmony Surgical Table | Surgical Table
Stryker Instruments | الولايات المتحدة الامريكية | United States | ME0000003208SFDAA00210 | KEYLESS DRILL CHUCK | Large Bone Powered Surgical system
The Brewer Company LLC | الولايات المتحدة الامريكية | United States | ME0000002175SFDAA00012 | Basic Exam Table Left | CHAIR EXAMINATION AND TREATMENT
The Brewer Company LLC | الولايات المتحدة الامريكية | United States | ME0000002175SFDAA00013 | Assist Power Table | CHAIR EXAMINATION AND TREATMENT
The Brewer Company LLC | الولايات المتحدة الامريكية | United States | ME0000002175SFDAA00014 | Access Hi Low Exam Table | TABLE EXAMINATION MEDICAL POWERED
Stryker Endoscopy | الولايات المتحدة الامريكية | United States | ME0000005467SFDAA00231 | X8000 Xenon Light Source | Light Source
Stryker Instruments | الولايات المتحدة الامريكية | United States | ME0000003208SFDAA00222 | SYSTEM 8 BATTERY PACK | Large Bone Powered Surgical system
STERIS Corporation | الولايات المتحدة الامريكية | United States | ME0000000942SFDAA00051 | 5085 Harmony Surgical Table | Surgical Table
Stryker Instruments | الولايات المتحدة الامريكية | United States | ME0000003208SFDAA00225 | Precision offset 9.0 x 0.254 x 18.5mm | SHORT MEDIUM BLD
DJO, LLC | الولايات المتحدة الامريكية | United States | ME0000002507SFDAA00014 | VENAFLOW ELITE FOOT CUFF | VENAFLOW ELITE FOOT CUFF
DJO, LLC | الولايات المتحدة الامريكية | United States | ME0000002507SFDAA00015 | VENAFLOW ELITE FOAM CALF CUFF | VENAFLOW ELITE FOAM CALF CUFF
DJO, LLC | الولايات المتحدة الامريكية | United States | ME0000002507SFDAA00017 | AIR-STIRRUP ANKLE BRACE | ,AIR-STIRRUP ANKLE BRACE,L,LT ,AIR-STIRRUP ANKLE BRACE,L,RT ,AIR-STIRRUP ANKLE BRACE,M,LT ,AIR-STIRRUP ANKLE BRACE,M,RT ,AIR-STIRRUP ANKLE BRACE,S,LT
DJO, LLC | الولايات المتحدة الامريكية | United States | ME0000002507SFDAA00018 | VENAFLOW ELITE XL CALF CUFF | VENAFLOW ELITE XL CALF CUFF
DJO, LLC | الولايات المتحدة الامريكية | United States | ME0000002507SFDAA00019 | VF ELITE BARIATRIC CALF CUFF | VF ELITE BARIATRIC CALF CUFF
DJO, LLC | الولايات المتحدة الامريكية | United States | ME0000002507SFDAA00020 | VENAFLOW ELITE THIGH CUFF | VENAFLOW ELITE THIGH CUFF
DJO, LLC | الولايات المتحدة الامريكية | United States | ME0000002507SFDAA00024 | AIRSPORT | AIRSPORT,L,LT,AIRSPORT,L,RT,AIRSPORT,M,LT,AIRSPORT,M,RT,AIRSPORT,S,LT,AIRSPORT,S,RT,AIRSPORT, XL, LT,AIRSPORT, XL, RT,AIRSPORT, XS, LT,AIRSPORT, XS, R
DJO, LLC | الولايات المتحدة الامريكية | United States | ME0000002507SFDAA00025 | AIRHEEL | AIRHEEL, LARGE , AIRHEEL, MEDIUM , AIRHEEL, SMALL
DJO, LLC | الولايات المتحدة الامريكية | United States | ME0000002507SFDAA00026 | UNIV. QUICK FIT SHOULDER | UNIV. QUICK FIT SHOULDER SLING , UNIV. QUICK FIT SHOULDER IMMOB.
DJO, LLC | الولايات المتحدة الامريكية | United States | ME0000002507SFDAA00027 | 01PD-XL | PNEUMATIC WLKR DIABETIC SYS,XL
DJO, LLC | الولايات المتحدة الامريكية | United States | ME0000002507SFDAA00028 | ANKLE CRYO/CUFF WITH COOLER | ANKLE CRYO/CUFF WITH COOLER
DJO, LLC | الولايات المتحدة الامريكية | United States | ME0000002507SFDAA00048 | LARGE KNEE CRYO/CUFF W/COOLER | LARGE KNEE CRYO/CUFF W/COOLER
Medivators Inc. | الولايات المتحدة الامريكية | United States | ME0000002927SFDAA00016 | Endoscope/AER Hook-ups and Transport Cassette | Endoscope/AER Hook-ups and Transport Cassette
The Brewer Company LLC | الولايات المتحدة الامريكية | United States | ME0000002175SFDAA00015 | Access Hi-Low Exam Table | TABLE, EXAMINATION, MEDICAL, POWERED
Natus Neurology Incorporated | الولايات المتحدة الامريكية | United States | ME0000002933SFDAA00029 | Silver Chloride EEG Cup Electrodes | Analytical non-scalp cutaneous lead
The Brewer Company LLC | الولايات المتحدة الامريكية | United States | ME0000002175SFDAA00016 | Medical Exam Table | Basic Exam Table
The Brewer Company LLC | الولايات المتحدة الامريكية | United States | ME0000002175SFDAA00017 | Medical Exam Table | Basic Exam Table
Winco Mfg LLC | الولايات المتحدة الامريكية | United States | ME0000010002SFDAA00002 | Caremor Recliner | Caremor Recliner
DEROYAL INDUSTRIES INC | الولايات المتحدة الامريكية | United States | ME0000001358SFDAA00048 | Dressing Xeroform 1"x 8" ,5"x 9" | Xeroform
DEROYAL INDUSTRIES INC | الولايات المتحدة الامريكية | United States | ME0000001358SFDAA00049 | Oil Emulsion Dressing | Oil Emulsion
DEROYAL INDUSTRIES INC | الولايات المتحدة الامريكية | United States | ME0000001358SFDAA00050 | Stretch Net | Stretch Net
SOFT LOGIC, INC. d/b/a TECFEN MEDICAL | الولايات المتحدة الامريكية | United States | ME0000006854SFDAA00005 | DUAL EYE SHIELD | DUAL EYE SHIELD
Philips Oral Healthcare LLC | الولايات المتحدة الامريكية | United States | ME0000002177SFDAA00011 | Philips Sonicare Sensitive | Replacement brush head
LiveDo USA Inc | الولايات المتحدة الامريكية | United States | ME0000000152SFDAA00003 | Sanita Elegance | protective underwear pants | protective underwear pants | مميزات حفاض البالغين: - خصر مطاطي بلمسة القطن يسمح بتهوئة الخصر - ˚٣٦٠ من الراحة حول الخصر - خياطة ملونة لتحديد الجهة الأمامية - جوانب قابلة للنزع - حواجز مانعة التسرب - قدرة إمتصاص فائقة
Bioness Inc. | الولايات المتحدة الامريكية | United States | ME0000011317SFDAA00003 | The Vector | Body weight support system
NEOTECH PRODUCTS LLC. | الولايات المتحدة الامريكية | United States | ME0000011069SFDAA00011 | NEOGLO | TRANSILLUMINATOR BATTERY POWERED
NEOTECH PRODUCTS LLC. | الولايات المتحدة الامريكية | United States | ME0000011069SFDAA00014 | SOFTSIL | GENERAL PURPOSE ADHESIVE STRIPS
NEOTECH PRODUCTS LLC. | الولايات المتحدة الامريكية | United States | ME0000011069SFDAA00015 | SUCTION CADDY | HOLDER
LiveDo USA Inc | الولايات المتحدة الامريكية | United States | ME0000000152SFDAA00004 | Protective Underwear | LiveDry |  | تستخدم كحفائض للبالغين الغير قادرين على استخدام الحمام
RMO, Inc. | الولايات المتحدة الامريكية | United States | ME0000012069SFDAA00001 | RMO | Orthodontic Wire
RMO, Inc. | الولايات المتحدة الامريكية | United States | ME0000012069SFDAA00002 | RMO | Orthodontic Wire
RMO, Inc. | الولايات المتحدة الامريكية | United States | ME0000012069SFDAA00003 | RMO | Orthodontic Bands
Coltene / whaledent inc | الولايات المتحدة الامريكية | United States | ME0000011780SFDAA00001 | Coltene | BioSonic Ultrasonic Cleaner
RMO, Inc. | الولايات المتحدة الامريكية | United States | ME0000012069SFDAA00004 | RMO | Orthodontic Wire
RMO, Inc. | الولايات المتحدة الامريكية | United States | ME0000012069SFDAA00005 | RMO | Orthodontic Elastics
RMO, Inc. | الولايات المتحدة الامريكية | United States | ME0000012069SFDAA00006 | RMO | Orthodontic Bracket
RMO, Inc. | الولايات المتحدة الامريكية | United States | ME0000012069SFDAA00007 | RMO | Orthodontic Tubes
RMO, Inc. | الولايات المتحدة الامريكية | United States | ME0000012069SFDAA00008 | RMO | Orthodontic Wire
RMO, Inc. | الولايات المتحدة الامريكية | United States | ME0000012069SFDAA00009 | RMO | Orthodontic Bracket
Coltene / whaledent inc | الولايات المتحدة الامريكية | United States | ME0000011780SFDAA00002 | Coltene | ParaPost XP
Coltene / whaledent inc | الولايات المتحدة الامريكية | United States | ME0000011780SFDAA00003 | Coltene | ParaPost Fiber White
Coltene / whaledent inc | الولايات المتحدة الامريكية | United States | ME0000011780SFDAA00004 | Coltene | Accutrac Precision Die System
Coltene / whaledent inc | الولايات المتحدة الامريكية | United States | ME0000011780SFDAA00005 | Coltene | Pindex System
Seiler Instrument & Manufacturing Co., Inc. | الولايات المتحدة الامريكية | United States | ME0000011851SFDAA00001 | Seiler | Microscope
Seiler Instrument & Manufacturing Co., Inc. | الولايات المتحدة الامريكية | United States | ME0000011851SFDAA00002 | Seiler | Microscope
RMO, Inc. | الولايات المتحدة الامريكية | United States | ME0000012069SFDAA00010 | RMO | Elastics
Coltene / whaledent inc | الولايات المتحدة الامريكية | United States | ME0000011780SFDAA00007 | Hygenic Wax | Dental Wax
Whip Mix Corporation | الولايات المتحدة الامريكية | United States | ME0000011411SFDAA00001 | Denar Mark 300 Series Articulator | Mark 300 Series Articulator
Whip Mix Corporation | الولايات المتحدة الامريكية | United States | ME0000011411SFDAA00002 | 8645 Facebow | 8645 Facebow
Whip Mix Corporation | الولايات المتحدة الامريكية | United States | ME0000011411SFDAA00003 | Wide-Vue Articulator | Wide-Vue Articulator
Whip Mix Corporation | الولايات المتحدة الامريكية | United States | ME0000011411SFDAA00004 | Springbow Facebow | Springbow Facebow
Whip Mix Corporation | الولايات المتحدة الامريكية | United States | ME0000011411SFDAA00005 | Slidematic Denar Facebow | Slidematic Denar Facebow
Capintec, Inc. | الولايات المتحدة الامريكية | United States | ME0000001938SFDAA00010 | Vial Shld, T-Vial Tungsten | Vial Shield
Capintec, Inc. | الولايات المتحدة الامريكية | United States | ME0000001938SFDAA00011 | Holder, Syringe, 2-20 cc | Syringe Shield
Winco MFG., LLC | الولايات المتحدة الامريكية | United States | ME0000009964SFDAA00001 | BASIC BLOOD DRAWING CHAIR | Blood Drawing Chair
Capintec, Inc. | الولايات المتحدة الامريكية | United States | ME0000001938SFDAA00012 | Syringe Shield, Pin-Tec 1cc | Syringe Shield
Capintec, Inc. | الولايات المتحدة الامريكية | United States | ME0000001938SFDAA00013 | Syringe Shield, Pin-Tec 5cc | Syringe Shield
Capintec, Inc. | الولايات المتحدة الامريكية | United States | ME0000001938SFDAA00014 | Syringe Shield, Pin-Tec 3cc | Syringe Shield
Capintec, Inc. | الولايات المتحدة الامريكية | United States | ME0000001938SFDAA00015 | Syringe Shield, Pin-Tec 10cc | Syringe Shield
Capintec, Inc. | الولايات المتحدة الامريكية | United States | ME0000001938SFDAA00016 | Carrier, SYR Transporter | Syringe Shield
Capintec, Inc. | الولايات المتحدة الامريكية | United States | ME0000001938SFDAA00017 | Phantom, Thyroid uptake neck | Nuclear Anthropomorphic Phantom
Dentsply LLC, Professional Division, Trading as Dentsply Rinn | الولايات المتحدة الامريكية | United States | ME0000000500SFDAA00009 | STABE BITE BLOCKS | STABE BITE BLOCKS
Dentsply LLC, Professional Division, Trading as Dentsply Rinn | الولايات المتحدة الامريكية | United States | ME0000000500SFDAA00010 | Rinn Soothe Guard Protective Apron | Rinn Soothe Guard Protective Apron
Dentsply LLC, Professional Division, Trading as Dentsply Rinn | الولايات المتحدة الامريكية | United States | ME0000000500SFDAA00011 | RINN Snap A Ray | Rinn Snap a Ray
Coltene / whaledent inc | الولايات المتحدة الامريكية | United States | ME0000011780SFDAA00009 | Ora Shield | Ora Shield
The Brewer Company LLC | الولايات المتحدة الامريكية | United States | ME0000002175SFDAA00018 | Flex Access Exam Table | Flex Access Exam Table
The Brewer Company LLC | الولايات المتحدة الامريكية | United States | ME0000002175SFDAA00019 | Element Treatment Table | CHAIR EXAMINATION AND TREATMENT
Water Pik Inc., | الولايات المتحدة الامريكية | United States | ME0000012407SFDAA00004 | WaterPik Water Flosser Cordless Plus | Water Flosser |  | جهاز تنظيف بين الأسنان بضغط الماء
The Brewer Company LLC | الولايات المتحدة الامريكية | United States | ME0000002175SFDAA00020 | Access Hi Low Exam Table | POWERED MEDICAL EXAMINATION TABLE
Axelgaard Manufacturing Co., Ltd. | الولايات المتحدة الامريكية | United States | ME0000007769SFDAA00004 | ValuTrode Neurostimulation Electrodes | Electrode, Cutaneous
Fabrication Enterprises Incorporated | الولايات المتحدة الامريكية | United States | ME0000013121SFDAA00001 | DIGI-FLEX Hand and Finger Exerciser | Hand and Finger Exerciser
Fabrication Enterprises Incorporated | الولايات المتحدة الامريكية | United States | ME0000013121SFDAA00002 | THE CUFF EXERCISE WEIGHTS | Exercise Weights
Crosstex International Inc., | الولايات المتحدة الامريكية | United States | ME0000012013SFDAA00002 | ARTICULATING PAPER | ARTICULATING PAPER
NEOTECH PRODUCTS LLC. | الولايات المتحدة الامريكية | United States | ME0000011069SFDAA00180 | LITTLE SUCKER | SUCTION TIP
Allied Healthcare Products. INC | الولايات المتحدة الامريكية | United States | ME0000007945SFDAA00002 | The XTRA Backboard | The XTRA Backboard
Water Pik Inc., | الولايات المتحدة الامريكية | United States | ME0000012407SFDAA00006 | WaterPic Water Flosser Ultra Professional | WaterPic Water Flosser |  | جهاز تنظيف الاسنان بالماء
GF Health Products, Inc. | الولايات المتحدة الامريكية | United States | ME0000015960SFDAA00001 | CLINICAL CARE RECLINER | Chair With Casters
TeDan Surgical Innovations, Inc. | الولايات المتحدة الامريكية | United States | ME0000000653SFDAA00033 | CT LIFT SYSTEM | CT LIFT SYSTEM
TeDan Surgical Innovations, Inc. | الولايات المتحدة الامريكية | United States | ME0000000653SFDAA00034 | ULTRA VISION | ULTRA VISION
American Orthodontics | الولايات المتحدة الامريكية | United States | ME0000000684SFDAA00001 | NT3 | NT3
American Orthodontics | الولايات المتحدة الامريكية | United States | ME0000000684SFDAA00002 | Crimpable Stop | Crimpable Stop
American Orthodontics | الولايات المتحدة الامريكية | United States | ME0000000684SFDAA00003 | ARCH HOOK | ARCH HOOK
American Orthodontics | الولايات المتحدة الامريكية | United States | ME0000000684SFDAA00004 | Wild Life Series | Wild Life Series
American Orthodontics | الولايات المتحدة الامريكية | United States | ME0000000684SFDAA00005 | Nickel Titanium Coil Spring | Nickel Titanium Coil Spring
American Orthodontics | الولايات المتحدة الامريكية | United States | ME0000000684SFDAA00006 | Empower2 | Empower2
American Orthodontics | الولايات المتحدة الامريكية | United States | ME0000000684SFDAA00007 | Db Tube Lp | Db tube Lp
American Orthodontics | الولايات المتحدة الامريكية | United States | ME0000000684SFDAA00008 | LIGATURE WIRE | LIGATURE WIRE
American Orthodontics | الولايات المتحدة الامريكية | United States | ME0000000684SFDAA00009 | Ligatures 20 stick | Ligatures 20 stick
American Orthodontics | الولايات المتحدة الامريكية | United States | ME0000000684SFDAA00010 | Beta Titanium Wier | Beta Titanium Wier
American Orthodontics | الولايات المتحدة الامريكية | United States | ME0000000684SFDAA00011 | Intraoral Photographic Mirrors | Intraoral Photographic Mirrors
American Orthodontics | الولايات المتحدة الامريكية | United States | ME0000000684SFDAA00012 | LUNO | LUNO
American Orthodontics | الولايات المتحدة الامريكية | United States | ME0000000684SFDAA00013 | Tanzo | Tanzo
American Orthodontics | الولايات المتحدة الامريكية | United States | ME0000000684SFDAA00014 | SURGICAL HOOK | SURGICAL HOOK
American Orthodontics | الولايات المتحدة الامريكية | United States | ME0000000684SFDAA00015 | Contoured | Contoured
American Orthodontics | الولايات المتحدة الامريكية | United States | ME0000000684SFDAA00016 | Mini Master Series | Mini Master Series
Jordco, lnc. | الولايات المتحدة الامريكية | United States | ME0000000634SFDAA00001 | EndoRing | EndoRing
American Orthodontics | الولايات المتحدة الامريكية | United States | ME0000000684SFDAA00017 | Kobayashi Hooks | Kobayashi Hooks
American Orthodontics | الولايات المتحدة الامريكية | United States | ME0000000684SFDAA00018 | BUTTONS | BUTTONS
American Orthodontics | الولايات المتحدة الامريكية | United States | ME0000000684SFDAA00019 | Plastic Chain | Colored Chain
American Orthodontics | الولايات المتحدة الامريكية | United States | ME0000000684SFDAA00020 | Distal Jet | Distal Jet
American Orthodontics | الولايات المتحدة الامريكية | United States | ME0000000684SFDAA00021 | ICONIX | ICONIX
American Orthodontics | الولايات المتحدة الامريكية | United States | ME0000000684SFDAA00022 | Stainless Steel Wire | Stainless Steel Wire
American Orthodontics | الولايات المتحدة الامريكية | United States | ME0000000684SFDAA00023 | POWERSCOPE2 | POWERSCOPE2
American Orthodontics | الولايات المتحدة الامريكية | United States | ME0000000684SFDAA00024 | COMPLIANCE SPRING | COMPLIANCE SPRING
DEROYAL INDUSTRIES INC | الولايات المتحدة الامريكية | United States | ME0000001358SFDAA00001 | Ankle Brace Stirrup Style | Joint Ankle External Brace
MEDSOURCE INTERNATIONAL LLC | الولايات المتحدة الامريكية | United States | ME0000001066SFDAA00001 | Folding Stretcher | Hand Carried Stretcher
MEDSOURCE INTERNATIONAL LLC | الولايات المتحدة الامريكية | United States | ME0000001066SFDAA00007 | Spine Board Orange | Hand Carried Stretcher
DEROYAL INDUSTRIES INC | الولايات المتحدة الامريكية | United States | ME0000001360SFDAA00002 | Thumb Spica | Splint Hand and Components
Stryker Medical | الولايات المتحدة الامريكية | United States | ME0000000992SFDAA00004 | Symmetry PLUS Recliners | Recliner Treatment Chair
STERIS Corporation | الولايات المتحدة الامريكية | United States | ME0000000942SFDAA00007 | Prolystica Ultra Concentrate Neutral Detergent | Ultrasonic Medical instrument cleaner
Sakura Finetek USA Inc | الولايات المتحدة الامريكية | United States | ME0000001364SFDAA00002 | Processing Embedding Cassette System | Cassettes Tissue
DEROYAL INDUSTRIES INC | الولايات المتحدة الامريكية | United States | ME0000001358SFDAA00005 | Back Support Ultraligin | Orthosis Lumbo Sacral
DEROYAL INDUSTRIES INC | الولايات المتحدة الامريكية | United States | ME0000001358SFDAA00008 | Cast Boot | Shoe Cast
Sakura Finetek USA Inc | الولايات المتحدة الامريكية | United States | ME0000001364SFDAA00005 | Tissue Tek Quick Ray | Container Emmbedding
MEDSOURCE INTERNATIONAL LLC | الولايات المتحدة الامريكية | United States | ME0000001066SFDAA00014 | D Tank Regulator | Oxygen Regulator
MEDSOURCE INTERNATIONAL LLC | الولايات المتحدة الامريكية | United States | ME0000001066SFDAA00015 | Oxygen Tank | Pressure Gas Cylinder
MEDSOURCE INTERNATIONAL LLC | الولايات المتحدة الامريكية | United States | ME0000001066SFDAA00016 | Oxygen Cylinder | Pressure Gas Cylinder
DEROYAL INDUSTRIES INC | الولايات المتحدة الامريكية | United States | ME0000001358SFDAA00011 | Hot/Cold Pack | Pack Hot or Cold Disposable
DEROYAL INDUSTRIES INC | الولايات المتحدة الامريكية | United States | ME0000001365SFDAA00002 | Elastic Shoulder Immobilizer | Arm Sling
DEROYAL INDUSTRIES INC | الولايات المتحدة الامريكية | United States | ME0000001358SFDAA00014 | Knee Brace | Orthosis Limb Brace
DEROYAL INDUSTRIES INC | الولايات المتحدة الامريكية | United States | ME0000001358SFDAA00023 | Back Support Ultraligin | Orthosis Lumbo Sacral
STERIS Corporation | الولايات المتحدة الامريكية | United States | ME0000000942SFDAA00017 | VERIFY Incubator | General Purpose Laboratory Block Heating
DEROYAL INDUSTRIES INC | الولايات المتحدة الامريكية | United States | ME0000001358SFDAA00026 | Procedure Mask | Accessory Surgical Apparel
DEROYAL INDUSTRIES INC | الولايات المتحدة الامريكية | United States | ME0000001358SFDAA00027 | Arm Sling | Arm Sling
DEROYAL INDUSTRIES INC | الولايات المتحدة الامريكية | United States | ME0000001358SFDAA00033 | Cervical Collar | Orthosis Cervical
DEROYAL INDUSTRIES INC | الولايات المتحدة الامريكية | United States | ME0000001360SFDAA00008 | Knee Immobilizer | Joint Knee External Brace
DEROYAL INDUSTRIES INC | الولايات المتحدة الامريكية | United States | ME0000001360SFDAA00009 | Knee Immobilizer | Joint Knee External Brace
DEROYAL INDUSTRIES INC | الولايات المتحدة الامريكية | United States | ME0000001360SFDAA00010 | Knee Immobilizer | Joint Knee External Brace
MEDSOURCE INTERNATIONAL LLC | الولايات المتحدة الامريكية | United States | ME0000001066SFDAA00026 | Stethoscope Black | Stethoscope Manual
DEROYAL INDUSTRIES INC | الولايات المتحدة الامريكية | United States | ME0000001358SFDAA00036 | Wrist Splint | Splint Hand and Components
DEROYAL INDUSTRIES INC | الولايات المتحدة الامريكية | United States | ME0000001358SFDAA00037 | Face Mask | Accessory Surgical Apparel
DEROYAL INDUSTRIES INC | الولايات المتحدة الامريكية | United States | ME0000001358SFDAA00038 | Wrist Splint | Splint Hand and Components
MEDSOURCE INTERNATIONAL LLC | الولايات المتحدة الامريكية | United States | ME0000001066SFDAA00033 | CPR Board | Stretcher Hand Carried
MEDSOURCE INTERNATIONAL LLC | الولايات المتحدة الامريكية | United States | ME0000001066SFDAA00034 | Folding Stretcher | Stretcher Hand Carried
Sakura Finetek USA Inc | الولايات المتحدة الامريكية | United States | ME0000001364SFDAA00008 | Tissue Tek TEC Plus Cryo Console | Device Accessory Cooling Plate for Tissue Embedding Station
STERIS Corporation | الولايات المتحدة الامريكية | United States | ME0000000942SFDAA00024 | Free5 Camera System | Surgical Display Monitors
STERIS Corporation | الولايات المتحدة الامريكية | United States | ME0000000942SFDAA00025 | Harmony iQ Integration System | Integration System
STERIS Corporation | الولايات المتحدة الامريكية | United States | ME0000000942SFDAA00026 | Vividimage D HD Surgical Display | Surgical Display Monitors
Mirion Technologies (Capintec), Inc. | الولايات المتحدة الامريكية | United States | ME0000017857SFDAA00004 | Bar Phantom | Phantom. | Phantom
DePuy Spine | الولايات المتحدة الامريكية | United States | ME0000000723SFDAA00079 | MOSS® MIAMI SPINE PEDICLE PREP INSTRUMENT TRAY | Spinal surgical reusable instruments | Spinal surgical reusable instruments
DePuy Spine | الولايات المتحدة الامريكية | United States | ME0000000723SFDAA00080 | MOSS® MIAMI SPINE SYSTE ALIGNMENT GUIDE | Spinal surgical reusable instruments | Spinal surgical reusable instruments
DePuy Spine | الولايات المتحدة الامريكية | United States | ME0000000723SFDAA00081 | EXPEDIUM™ SPINE SYSTEM AUXILLARY TRAY | Spinal surgical reusable instruments | Peripheral Nervous System only during spinal surgery to facilitate visualization of the neuroanatomy and disc space and to retract and reposition, probe and provide suction around the dural sac and nerve roots allowing safe passage of other spinal instrumentation and implants
DePuy Spine | الولايات المتحدة الامريكية | United States | ME0000000723SFDAA00082 | MOSS® MIAMI SPINE SYSTEM OPEN ROD PUSHER | Spinal surgical reusable instruments | Spinal surgical reusable instruments
DePuy Orthopaedics, Inc. | الولايات المتحدة الامريكية | United States | ME0000000720SFDAA00116 | PFC SIGMA CURVED TIBIAL INSERT TRIAL | Surgical Instrument | Surgical Instrument
DePuy Orthopaedics, Inc. | الولايات المتحدة الامريكية | United States | ME0000000720SFDAA00117 | SIGMA HP FBT SPACER BLK | Surgical Instrument | Surgical Instrument
DePuy Orthopaedics, Inc. | الولايات المتحدة الامريكية | United States | ME0000000720SFDAA00118 | PFC SIGMA POSTERIOR AUGMENTATION TRIAL | Surgical Instrument | Surgical Instruments
DePuy Orthopaedics, Inc. | الولايات المتحدة الامريكية | United States | ME0000000720SFDAA00119 | HP PIN IMPACTOR/EXTRACTOR | Surgical Instrument | Surgical Instrument
DePuy Orthopaedics, Inc. | الولايات المتحدة الامريكية | United States | ME0000000720SFDAA00120 | HP TIBIAL TRAY HANDLE | Surgical Instrument | Surgical Instrument
DePuy Orthopaedics, Inc. | الولايات المتحدة الامريكية | United States | ME0000000720SFDAA00121 | SIGMA HP FBT KEEL PUNCH IMPACT | Surgical Instrument | Surgical Instrument
DePuy Orthopaedics, Inc. | الولايات المتحدة الامريكية | United States | ME0000000720SFDAA00122 | HP FBT DRILL STOP | HP FBT DRILL STOP | Surgical Instrument
DePuy Orthopaedics, Inc. | الولايات المتحدة الامريكية | United States | ME0000000720SFDAA00123 | PW SMOOTH 3 INCH PINS (5 PACK) | PW SMOOTH 3 INCH PINS (5 PACK) | Surgical Instrument
DePuy Orthopaedics, Inc. | الولايات المتحدة الامريكية | United States | ME0000000720SFDAA00124 | SP2 IM ROD | SP2 IM ROD | Surgical Instrument
DePuy Orthopaedics, Inc. | الولايات المتحدة الامريكية | United States | ME0000000720SFDAA00125 | SIG HP FBT TRAY TRIAL | SIG HP FBT TRAY TRIAL | Surgical Instrument
DePuy Orthopaedics, Inc. | الولايات المتحدة الامريكية | United States | ME0000000720SFDAA00126 | LPS ASSEMBLY BASE | LPS ASSEMBLY BASE | Surgical Instrument
DePuy Orthopaedics, Inc. | الولايات المتحدة الامريكية | United States | ME0000000720SFDAA00128 | SIG HP FB TIBIA PREP CASE | Surgical Instrument | These instruments used during orthopedic surgery with DePuy prostheses and use in a health care facility setting
DePuy Orthopaedics, Inc. | الولايات المتحدة الامريكية | United States | ME0000000720SFDAA00129 | SIG HP SPACER BLOCKS CASE | Surgical Instrument | These instruments used during orthopedic surgery with DePuy prostheses and use in a health care facility setting
DePuy Orthopaedics, Inc. | الولايات المتحدة الامريكية | United States | ME0000000720SFDAA00130 | SIG HP FB STB INSERT TRIAL CASE | Surgical Instrument | These instruments used during orthopedic surgery with DePuy prostheses and use in a health care facility setting
DePuy Orthopaedics, Inc. | الولايات المتحدة الامريكية | United States | ME0000000720SFDAA00132 | LPS RULER | LPS RULER | Surgical Instrument
DePuy Spine | الولايات المتحدة الامريكية | United States | ME0000000723SFDAA00083 | MOSS® MIAMI MAGNUM SPINE SYSTEM OPEN ROD PUSHER | Spinal surgical reusable instruments | Spinal surgical reusable instruments
DePuy Spine | الولايات المتحدة الامريكية | United States | ME0000000723SFDAA00084 | MONARCH® SPINE SYSTEM ROD BENDERS (IN-SITU) SET | Spinal surgical reusable instruments | Spinal surgical reusable instruments
DePuy Spine | الولايات المتحدة الامريكية | United States | ME0000000723SFDAA00085 | MONARCH® SPINE SYSTEM ROD CLAMP | Spinal surgical reusable instruments | Spinal surgical reusable instruments
DePuy Spine | الولايات المتحدة الامريكية | United States | ME0000000723SFDAA00086 | MOSS® MIAMI SPINE SYSTEM RING STANDARD | Spinal surgical reusable instruments | Spinal surgical reusable instruments
DePuy Spine | الولايات المتحدة الامريكية | United States | ME0000000723SFDAA00087 | VIPER™2 SYSTEM COMPRESSION/DISTRACTION TRAY | Spinal surgical reusable instruments | the Peripheral Nervous System only during spinal surgery to facilitate visualization of the neuroanatomy and disc space and to retract and reposition, probe and provide suction around the dural sac and nerve roots allowing safe passage of other spinal instrumentation and implants
DePuy Spine | الولايات المتحدة الامريكية | United States | ME0000000723SFDAA00088 | VIPER™2 SYSTEM REDUCTION TRAY | Spinal surgical reusable instruments | the Peripheral Nervous System only during spinal surgery to facilitate visualization of the neuroanatomy and disc space and to retract and reposition, probe and provide suction around the dural sac and nerve roots allowing safe passage of other spinal instrumentation and implants
DePuy Spine | الولايات المتحدة الامريكية | United States | ME0000000723SFDAA00089 | VIPER™2 SYSTEM CASE 2 TRAY 1 | Spinal surgical reusable instruments | the Peripheral Nervous System only during spinal surgery to facilitate visualization of the neuroanatomy and disc space and to retract and reposition, probe and provide suction around the dural sac and nerve roots allowing safe passage of other spinal instrumentation and implants
DePuy Spine | الولايات المتحدة الامريكية | United States | ME0000000723SFDAA00090 | VIPER™2 SYSTEM CASE 2 TRAY 2 | Spinal surgical reusable instruments | the Peripheral Nervous System only during spinal surgery to facilitate visualization of the neuroanatomy and disc space and to retract and reposition, probe and provide suction around the dural sac and nerve roots allowing safe passage of other spinal instrumentation and implants
DePuy Spine | الولايات المتحدة الامريكية | United States | ME0000000723SFDAA00091 | VIPER™2 SYSTEM TRAY LID | Spinal surgical reusable instruments | Peripheral Nervous System only during spinal surgery to facilitate visualization of the neuroanatomy and disc space and to retract and reposition, probe and provide suction around the dural sac and nerve roots allowing safe passage of other spinal instrumentation and implants
DePuy Spine | الولايات المتحدة الامريكية | United States | ME0000000723SFDAA00092 | VIPER™2 SYSTEM LOADING BLOCK | Spinal surgical reusable instruments | Peripheral Nervous System only during spinal surgery to facilitate visualization of the neuroanatomy and disc space and to retract and reposition, probe and provide suction around the dural sac and nerve roots allowing safe passage of other spinal instrumentation and implants
DePuy Spine | الولايات المتحدة الامريكية | United States | ME0000000723SFDAA00093 | VIPER™2 SYSTEM SCREW CADDY | Spinal surgical reusable instruments | Peripheral Nervous System only during spinal surgery to facilitate visualization of the neuroanatomy and disc space and to retract and reposition, probe and provide suction around the dural sac and nerve roots allowing safe passage of other spinal instrumentation and implants
DePuy Spine | الولايات المتحدة الامريكية | United States | ME0000000723SFDAA00094 | SKYLINE® ANTERIOR CERVICAL PLATE SYSTEM PLATE CADDY | Spinal surgical reusable instruments | n the Peripheral Nervous System only during spinal surgery to facilitate visualization of the neuroanatomy and disc space and to retract and reposition, probe and provide suction around the dural sac and nerve roots allowing safe passage of other spinal instrumentation and implants
DePuy Spine | الولايات المتحدة الامريكية | United States | ME0000000723SFDAA00095 | MONARCH® SPINE SYSTEM ROD HOLDER | Spinal surgical reusable instruments | Spinal surgical reusable instruments
DePuy Spine | الولايات المتحدة الامريكية | United States | ME0000000723SFDAA00096 | SPOTLIGHT™ ACCESS SYSTEM MICRODISCECTOMY CASE #1 | Spinal surgical reusable instruments | the Peripheral Nervous System only during spinal surgery to facilitate visualization of the neuroanatomy and disc space and to retract and reposition, probe and provide suction around the dural sac and nerve roots allowing safe passage of other spinal instrumentation and implants
DePuy Spine | الولايات المتحدة الامريكية | United States | ME0000000723SFDAA00097 | SPOTLIGHT™ ACCESS SYSTEM MICRODISCECTOMY CASE #1, TRAY 1 | Spinal surgical reusable instruments | the Peripheral Nervous System only during spinal surgery to facilitate visualization of the neuroanatomy and disc space and to retract and reposition, probe and provide suction around the dural sac and nerve roots allowing safe passage of other spinal instrumentation and implants
DePuy Spine | الولايات المتحدة الامريكية | United States | ME0000000723SFDAA00098 | SPOTLIGHT™ ACCESS SYSTEM MICRODISCECTOMY CASE #1, TRAY 2 | Spinal surgical reusable instruments | the Peripheral Nervous System only during spinal surgery to facilitate visualization of the neuroanatomy and disc space and to retract and reposition, probe and provide suction around the dural sac and nerve roots allowing safe passage of other spinal instrumentation and implants
DePuy Spine | الولايات المتحدة الامريكية | United States | ME0000000723SFDAA00099 | SPOTLIGHT™ ACCESS SYSTEM MICRODISCECTOMY CASE #2 | Spinal surgical reusable instruments | the Peripheral Nervous System only during spinal surgery to facilitate visualization of the neuroanatomy and disc space and to retract and reposition, probe and provide suction around the dural sac and nerve roots allowing safe passage of other spinal instrumentation and implants
DePuy Spine | الولايات المتحدة الامريكية | United States | ME0000000723SFDAA00100 | SPOTLIGHT™ ACCESS SYSTEM MICRODISCECTOMY CASE #2, TRAY 1 | Spinal surgical reusable instruments | the Peripheral Nervous System only during spinal surgery to facilitate visualization of the neuroanatomy and disc space and to retract and reposition, probe and provide suction around the dural sac and nerve roots allowing safe passage of other spinal instrumentation and implants
DePuy Spine | الولايات المتحدة الامريكية | United States | ME0000000723SFDAA00101 | EXPEDIUM™ SPINE SYSTEM FOUR-SECTION TRAY | Spinal surgical reusable instruments | the Peripheral Nervous System only during spinal surgery to facilitate visualization of the neuroanatomy and disc space and to retract and reposition, probe and provide suction around the dural sac and nerve roots allowing safe passage of other spinal instrumentation and implants
DePuy Spine | الولايات المتحدة الامريكية | United States | ME0000000723SFDAA00102 | EXPEDIUM™ SPINE SYSTEM CLOSURE MECHANISM CADDY | Spinal surgical reusable instruments | eripheral Nervous System only during spinal surgery to facilitate visualization of the neuroanatomy and disc space and to retract and reposition, probe and provide suction around the dural sac and nerve roots allowing safe passage of other spinal instrumentation and implants
DePuy Spine | الولايات المتحدة الامريكية | United States | ME0000000723SFDAA00103 | EXPEDIUM™ SPINE SYSTEM GENERIC TRAY | Spinal surgical reusable instruments | the Peripheral Nervous System only during spinal surgery to facilitate visualization of the neuroanatomy and disc space and to retract and reposition, probe and provide suction around the dural sac and nerve roots allowing safe passage of other spinal instrumentation and implants
DePuy Spine | الولايات المتحدة الامريكية | United States | ME0000000723SFDAA00104 | EXPEDIUM® SPINE SYSTEM HOOK IMPLANT TRAY | Spinal surgical reusable instruments | the Peripheral Nervous System only during spinal surgery to facilitate visualization of the neuroanatomy and disc space and to retract and reposition, probe and provide suction around the dural sac and nerve roots allowing safe passage of other spinal instrumentation and implants
DePuy Spine | الولايات المتحدة الامريكية | United States | ME0000000723SFDAA00105 | EXPEDIUM™ SPINE SYSTEM POLYAXIAL SCREW CADDY | Spinal surgical reusable instruments | the Peripheral Nervous System only during spinal surgery to facilitate visualization of the neuroanatomy and disc space and to retract and reposition, probe and provide suction around the dural sac and nerve roots allowing safe passage of other spinal instrumentation and implants
DePuy Spine | الولايات المتحدة الامريكية | United States | ME0000000723SFDAA00106 | EXPEDIUM™ SPINE SYSTEM MONOAXIAL SCREW CADDY | Spinal surgical reusable instruments | the Peripheral Nervous System only during spinal surgery to facilitate visualization of the neuroanatomy and disc space and to retract and reposition, probe and provide suction around the dural sac and nerve roots allowing safe passage of other spinal instrumentation and implants
DePuy Spine | الولايات المتحدة الامريكية | United States | ME0000000723SFDAA00107 | EXPEDIUM® SPINE SYSTEM HOOK INSTRUMENT TRAY | Spinal surgical reusable instruments | the Peripheral Nervous System only during spinal surgery to facilitate visualization of the neuroanatomy and disc space and to retract and reposition, probe and provide suction around the dural sac and nerve roots allowing safe passage of other spinal instrumentation and implants
DePuy Spine | الولايات المتحدة الامريكية | United States | ME0000000723SFDAA00108 | EXPEDIUM™ SPINE SYSTEM HOOK IMPLANT TRAY | Spinal surgical reusable instruments | Peripheral Nervous System only during spinal surgery to facilitate visualization of the neuroanatomy and disc space and to retract and reposition, probe and provide suction around the dural sac and nerve roots allowing safe passage of other spinal instrumentation and implants
DePuy Spine | الولايات المتحدة الامريكية | United States | ME0000000723SFDAA00109 | EXPEDIUM™ SPINE SYSTEM PRE-BENT ROD CADDY | Spinal surgical reusable instruments | Peripheral Nervous System only during spinal surgery to facilitate visualization of the neuroanatomy and disc space and to retract and reposition, probe and provide suction around the dural sac and nerve roots allowing safe passage of other spinal instrumentation and implants
DePuy Spine | الولايات المتحدة الامريكية | United States | ME0000000723SFDAA00110 | UNIVERSAL NAVIGATION EXPEDIUM® SPINE SYSTEM PEDICLE AWL | Spinal surgical reusable instruments | Spinal surgical reusable instruments
DePuy Spine | الولايات المتحدة الامريكية | United States | ME0000000723SFDAA00111 | MOSS® MIAMI SPINE SYSTEM POLYAXIAL HEAD POSITIONER | Spinal surgical reusable instruments | Spinal surgical reusable instruments
DePuy Spine | الولايات المتحدة الامريكية | United States | ME0000000723SFDAA00112 | MONARCH® SPINE SYSTEM TORQUE WRENCH-HANDLE | Spinal surgical reusable instruments | Spinal surgical reusable instruments
DePuy Spine | الولايات المتحدة الامريكية | United States | ME0000000723SFDAA00113 | MOSS® MIAMI SPINE SYSTEM ROD | N/A | Spinal Implant
DePuy Spine | الولايات المتحدة الامريكية | United States | ME0000000723SFDAA00114 | MOSS® MIAMI SPINE SYSTEM ROD ST AB I LIZER | Spinal surgical reusable instruments | Spinal surgical reusable instruments
DePuy Spine | الولايات المتحدة الامريكية | United States | ME0000000723SFDAA00115 | MONARCH® SPINE SYSTEM HEX WRENCH | Spinal surgical reusable instruments | Spinal surgical reusable instruments
DePuy Spine | الولايات المتحدة الامريكية | United States | ME0000000723SFDAA00116 | MOSS® MIAMI SPINE PEDICLE PREP INSTRUMENT TRAY | Spinal surgical reusable instruments | Peripheral Nervous System only during spinal surgery to facilitate visualization of the neuroanatomy and disc space and to retract and reposition, probe and provide suction around the dural sac and nerve roots allowing safe passage of other spinal instrumentation and implants
DePuy Orthopaedics, Inc. | الولايات المتحدة الامريكية | United States | ME0000000720SFDAA00133 | SIG HP FBT TRAY TRIAL | Surgical Instrument | Surgical Instruments
DePuy Orthopaedics, Inc. | الولايات المتحدة الامريكية | United States | ME0000000720SFDAA00134 | SIG HP BASE FEMUR & TIBIA CASE | Surgical Instrument | These instruments used during orthopedic surgery with DePuy prostheses and use in a health care facility setting
DePuy Orthopaedics, Inc. | الولايات المتحدة الامريكية | United States | ME0000000720SFDAA00135 | SIGMA® HP PARTIAL KNEE UNI STERILE CASE 2 | Surgical Instrument | These instruments used during orthopedic surgery with DePuy prostheses and use in a health care facility setting
DePuy Orthopaedics, Inc. | الولايات المتحدة الامريكية | United States | ME0000000720SFDAA00136 | M.B.T. REVISION THICK TRAY TRIAL SET | Surgical Instrument | These instruments used during orthopedic surgery with DePuy prostheses and use in a health care facility setting
DePuy Orthopaedics, Inc. | الولايات المتحدة الامريكية | United States | ME0000000720SFDAA00137 | S-ROM® NOILES HINGE FEMORAL PREP SET | Surgical Instrument | These instruments used during orthopedic surgery with DePuy prostheses and use in a health care facility setting
DePuy Orthopaedics, Inc. | الولايات المتحدة الامريكية | United States | ME0000000720SFDAA00138 | LPS™ TIBIAL TRIAL INSTRUMENT | Surgical Instrument | These instruments used during orthopedic surgery with DePuy prostheses and use in a health care facility setting
DePuy Orthopaedics, Inc. | الولايات المتحدة الامريكية | United States | ME0000000720SFDAA00139 | PINNACLE™ TRIAL LINER | Surgical Instrument | Surgical Instrument
DePuy Orthopaedics, Inc. | الولايات المتحدة الامريكية | United States | ME0000000720SFDAA00140 | SIGMA® HP PARTIAL KNEE UNI STERILE CASE 1 | Surgical Instrument | These instruments used during orthopedic surgery with DePuy prostheses and use in a health care facility setting
Biosense Webster Inc. | الولايات المتحدة الامريكية | United States | ME0000003191SFDAA00001 | Interface Cable | N/A | Catheter Interface Cable
DePuy Orthopaedics, Inc. | الولايات المتحدة الامريكية | United States | ME0000000720SFDAA00141 | LPS CALC/BEV RMR CASE COMPLETE | Surgical Instrument | These instruments used during orthopedic surgery with DePuy prostheses and use in a health care facility setting
DePuy Orthopaedics, Inc. | الولايات المتحدة الامريكية | United States | ME0000000720SFDAA00142 | LPS COMP TRIAL CASE COMPLETE | Surgical Instrument | These instruments used during orthopedic surgery with DePuy prostheses and use in a health care facility setting
DePuy Orthopaedics, Inc. | الولايات المتحدة الامريكية | United States | ME0000000720SFDAA00143 | LPS STR STEM TRL CASE COMPLETE | Surgical Instrument | These instruments used during orthopedic surgery with DePuy prostheses and use in a health care facility setting
DePuy Orthopaedics, Inc. | الولايات المتحدة الامريكية | United States | ME0000000720SFDAA00144 | LPS BOWED STEM TRL CASE COMPLETE | Surgical Instrument | These instruments used during orthopedic surgery with DePuy prostheses and use in a health care facility setting
DePuy Orthopaedics, Inc. | الولايات المتحدة الامريكية | United States | ME0000000720SFDAA00145 | LPS INSTRUMENT CASE COMPLETE | Surgical Instrument | These instruments used during orthopedic surgery with DePuy prostheses and use in a health care facility setting
DePuy Orthopaedics, Inc. | الولايات المتحدة الامريكية | United States | ME0000000720SFDAA00146 | SIG HP FB MICRO 1.5 TRL CASE | Surgical Instrument | These instruments used during orthopedic surgery with DePuy prostheses and use in a health care facility setting
DePuy Spine | الولايات المتحدة الامريكية | United States | ME0000000723SFDAA00117 | EXPEDIUM™ SPINE SYSTEM SI INSTRUMENT TRAY | Spinal surgical reusable instruments | Peripheral Nervous System only during spinal surgery to facilitate visualization of the neuroanatomy and disc space and to retract and reposition, probe and provide suction around the dural sac and nerve roots allowing safe passage of other spinal instrumentation and implants
DePuy Orthopaedics, Inc. | الولايات المتحدة الامريكية | United States | ME0000000720SFDAA00148 | LCS REAMER DEPTH SCALE | Surgical Instrument | Surgical Instrument
DePuy Orthopaedics, Inc. | الولايات المتحدة الامريكية | United States | ME0000000720SFDAA00149 | SPECIALIST® 2 POLYETHYLENE TIBIAL COMPONENT IMPACTOR | Surgical Instrument | Surgical Instruments
DePuy Orthopaedics, Inc. | الولايات المتحدة الامريكية | United States | ME0000000720SFDAA00150 | SIG HP FIXED REF FEM PREP CASE | Surgical Instrument | These instruments used during orthopedic surgery with DePuy prostheses and use in a health care facility setting
DePuy Orthopaedics, Inc. | الولايات المتحدة الامريكية | United States | ME0000000720SFDAA00151 | SIG HP PATELLA & INSERTION CSE | Surgical Instrument | These instruments used during orthopedic surgery with DePuy prostheses and use in a health care facility setting
DePuy Orthopaedics, Inc. | الولايات المتحدة الامريكية | United States | ME0000000720SFDAA00152 | SP2 TC3 INS TRLS ST TRAY B/LID | Surgical Instrument | These instruments used during orthopedic surgery with DePuy prostheses and use in a health care facility setting
DePuy Orthopaedics, Inc. | الولايات المتحدة الامريكية | United States | ME0000000720SFDAA00153 | PFC SIGMA TC3 TIB INS TRIAL | Surgical Instrument | Surgical Instrument
Biosense Webster Inc. | الولايات المتحدة الامريكية | United States | ME0000003191SFDAA00002 | CARTO 3 system External Reference Patches | Cardiac Mapping System Reference Patch | External Reference Patches
Gauthier Biomedical, Inc. | الولايات المتحدة الامريكية | United States | ME0000003190SFDAA00001 | 1/4in (6.35mm) Square T-Handle Low Torque Wrench | Surgical Instruments | Surgical Instruments
Advance Medical Designs, Inc. | الولايات المتحدة الامريكية | United States | ME0000003233SFDAA00001 | Fluid Warmer Drape | Fluid Warmer Drape | This drape is intended to cover a fluid warmer machine to maintain the sterile barrier
Respironics Inc. | الولايات المتحدة الامريكية | United States | ME0000003302SFDAA00001 | Care Orchestrator Essence | Software Web | Software Web
Philips Medical Systems | الولايات المتحدة الامريكية | United States | ME0000003248SFDAA00028 | Neonatal Single-Patient Cuff | Cuff, Blood pressure | Non-Invasive Blood Pressure (NIBP) Cuffs
Philips Medical Systems | الولايات المتحدة الامريكية | United States | ME0000003248SFDAA00031 | Comfort Care Cuff | Cuff, Blood pressure | Comfort Care Adult & Pediatric Non-Invasive Blood Pressure Cuffs
Philips Medical Systems | الولايات المتحدة الامريكية | United States | ME0000003248SFDAA00032 | Neonatal Soft Single-Patient Cuff | Cuff, Blood pressure | Neonatal Soft Single-Patient Cuffs
Philips Medical Systems | الولايات المتحدة الامريكية | United States | ME0000003248SFDAA00034 | Gentle Care Cuff | Cuff, Blood pressure | Gentle Care Non-Invasive Blood Pressure Cuffs
Philips Medical Systems | الولايات المتحدة الامريكية | United States | ME0000003248SFDAA00037 | Easy Care Cuff | Cuff, Blood pressure | Easy Care Non-Invasive Blood Pressure Cuffs
Philips Medical Systems | الولايات المتحدة الامريكية | United States | ME0000003248SFDAA00038 | Infant Soft Single-Patient Cuff | Cuff, Blood pressure | Infant Soft Single-Patient Cuff
Medtronic Sofamor Danek USA, Inc. | الولايات المتحدة الامريكية | United States | ME0000000273SFDAA00134 | Egg quick connect handle | General Instruments | use in surgical procedures to manipulate tissue, bone, or for use with other devices in orthopedic surgery.
Medtronic Sofamor Danek USA, Inc. | الولايات المتحدة الامريكية | United States | ME0000000273SFDAA00147 | Rod | General Instruments | Rod
Medtronic Sofamor Danek USA, Inc. | الولايات المتحدة الامريكية | United States | ME0000000273SFDAA00150 | 6.5MM TAP | General Instruments | General Instruments
Medtronic Sofamor Danek USA, Inc. | الولايات المتحدة الامريكية | United States | ME0000000273SFDAA00161 | SET SCREW | Cases and Trays | SET SCREW
Medtronic Sofamor Danek USA, Inc. | الولايات المتحدة الامريكية | United States | ME0000000273SFDAA00177 | METRX FLEX ARM | General Instruments | intended for use in surgical procedures to manipulate tissue, bone, or for use with other devices in orthopedic surgery
Medtronic Sofamor Danek USA, Inc. | الولايات المتحدة الامريكية | United States | ME0000000273SFDAA00179 | MED GUIDEWIRE, .062" | General Instruments | intended for use in surgical procedures to manipulate tissue, bone, or for use with other devices in orthopedic surgery
Medtronic Sofamor Danek USA, Inc. | الولايات المتحدة الامريكية | United States | ME0000000273SFDAA00183 | Generic lid base | Case and trays | intended for use in surgical procedures to manipulate tissue, bone, or for use with other devices in orthopedic surgery
Innovative Medical Products, Inc. | الولايات المتحدة الامريكية | United States | ME0000005418SFDAA00003 | IMP OR TABLE PADS | OR Table Pads | OR Table Pads
Innovative Medical Products, Inc. | الولايات المتحدة الامريكية | United States | ME0000005418SFDAA00005 | IMP LEG POSITONER-25 in | Knee Positioner | Knee Positioner
BSN medical Inc. | الولايات المتحدة الامريكية | United States | ME0000004131SFDAA00022 | COMPRINET PRO | Stocking antioedema leg | Stocking antioedema leg
Tecomet Inc. | الولايات المتحدة الامريكية | United States | ME0000003204SFDAA00090 | Evolution Implant Removal System | Evolution Implant Removal System | Evolution-TL and Evolution-C Removal Kits
Medtronic Sofamor Danek USA, Inc. | الولايات المتحدة الامريكية | United States | ME0000004923SFDAA00005 | Graft loading platform | Graft loading platform | Reusable Instruments and Accessories
GF Health Products, Inc. | الولايات المتحدة الامريكية | United States | ME0000015960SFDAA00003 | Mammography/Biopsy Chair - Hydraulic | Mammography Chair | Mammography Chair
Tecomet Inc. | الولايات المتحدة الامريكية | United States | ME0000003204SFDAA00089 | Remover Assembly, Broken Screw Remover Assembly | Remover Assembly, Broken Screw Remover Assembly | Evolution-TL and Evolution-C Removal Kits
Medtronic Sofamor Danek USA, Inc. | الولايات المتحدة الامريكية | United States | ME0000004923SFDAA00007 | Graft Recovery Platform | Graft Recovery Platform | Reusable Instruments and Accessories
CONMED CORPORATION | الولايات المتحدة الامريكية | United States | ME0000005736SFDAA00383 | Autoclave Case | Autoclave Case | Reusable,Electrical-only medical device connection cable
CONMED CORPORATION | الولايات المتحدة الامريكية | United States | ME0000005736SFDAA00384 | GRAFT PASSING GUIDE PIN | GRAFT PASSING GUIDE PIN | Reusable Orthopaedic Implantation Sleeve.
Innovize, Inc. | الولايات المتحدة الامريكية | United States | ME0000002639SFDAA00003 | MYI Eye Patch | Occultion Eye patch | Occlusion Eye Patch
Medtronic Sofamor Danek USA, Inc. | الولايات المتحدة الامريكية | United States | ME0000004923SFDAA00004 | Graft Gun | Graft Gun | Reusable Instruments and Accessories.
Medtronic Sofamor Danek USA, Inc. | الولايات المتحدة الامريكية | United States | ME0000004923SFDAA00003 | Graft Delivery Funnel | Graft Delivery Funnel | Reusable Instruments and Accessories
Becker Orthopedic Appliance Company | الولايات المتحدة الامريكية | United States | ME0000007456SFDAA00001 | Split Stirrup Caliper Plate | Caliper Plate | Metal ankle componentry for matching patient’s needs. Stirrups are composed of 304-2B Stainless Steel with ¼ Temper.
Becker Orthopedic Appliance Company | الولايات المتحدة الامريكية | United States | ME0000007456SFDAA00002 | Standard Action Ankle Components | Ankle Components | Ankle joints components and accessories for inclusion in an orthosis to support or correct structural deficits Stirrups are composed of 304 2B Stainless Steel with Temper Stainless steel ankle joints are composed of 303 Stainless Steel
Becker Orthopedic Appliance Company | الولايات المتحدة الامريكية | United States | ME0000007456SFDAA00003 | Torsion Splint Series | Torsion | Support, correct, or align limb(s) and/or spine due to disorders, injury, or disease
Becker Orthopedic Appliance Company | الولايات المتحدة الامريكية | United States | ME0000007456SFDAA00004 | Tamarack Flexure Joint Dorsiflexion Assist | Thermoplastic Ankle Joint | Support,correct, or align limb(s) and/or spine due to disorders,injury or disease.
Becker Orthopedic Appliance Company | الولايات المتحدة الامريكية | United States | ME0000007456SFDAA00008 | GX-Knee Joint | Stance Control Knee Joint | Free motion knee joint with pneumatic extension assist during the swing phase of gait
Becker Orthopedic Appliance Company | الولايات المتحدة الامريكية | United States | ME0000007456SFDAA00009 | Tamarack Shearban | Friction Interface | Low friction interface material for O P Shearban
Becker Orthopedic Appliance Company | الولايات المتحدة الامريكية | United States | ME0000007456SFDAA00010 | Flexible Ankle Joint | Thermoplastic Ankle Joint | Support,correct, or a align limb(s) and/or spine due to disorders, injury or disease.
Becker Orthopedic Appliance Company | الولايات المتحدة الامريكية | United States | ME0000007456SFDAA00011 | Posterior Offset Free Motion Knee Joint | Knee Joint | Free motion knee joint with 180 extension stop
Becker Orthopedic Appliance Company | الولايات المتحدة الامريكية | United States | ME0000007456SFDAA00012 | Oklahoma Ankle Joint | Thermoplastic Ankle Joint | Nylon articulation ankle joint used to create controlled motion
Becker Orthopedic Appliance Company | الولايات المتحدة الامريكية | United States | ME0000007456SFDAA00013 | Pacific Adjustable Collar | Cervical Collar | Support,correct, or align limb(s) and/or spine due to disorders,injury or disease.
Becker Orthopedic Appliance Company | الولايات المتحدة الامريكية | United States | ME0000007456SFDAA00014 | Tamarack Flexure Joint | Thermoplastic Ankle Joint | Support,correct, or align limb(s) and/or spine due to disorders,injury or disease.
Becker Orthopedic Appliance Company | الولايات المتحدة الامريكية | United States | ME0000007456SFDAA00015 | Automatic Spring Lever Knee Joint | Knee Joint | Automatic spring lever knee joint has a spring loaded lever system that automatically engages the lock when the joint reaches full extension
LiveDo USA Inc | الولايات المتحدة الامريكية | United States | ME0000000152SFDAA00002 | Protective Underwear | LiveDry | Protective Underwear | تستخدم كحفائض للبالغين الغير قادرين على استخدام الحمام
Axelgaard Manufacturing Co., Ltd. | الولايات المتحدة الامريكية | United States | ME0000007769SFDAA00001 | UltraStim | Neurostimulation Electrodes | Neurostimulation Electrodes
Axelgaard Manufacturing Co., Ltd. | الولايات المتحدة الامريكية | United States | ME0000007769SFDAA00002 | PALS | Neurostimulation Electrodes | Neurostimulation Electrodes
GCX CORPORATION | الولايات المتحدة الامريكية | United States | ME0000000628SFDAA00001 | GCX Rollstand: MP20-70 | Roll Stand Kit for IntelliVue | compatible with the quick-release table mount hardware included with IntelliVue
GCX CORPORATION | الولايات المتحدة الامريكية | United States | ME0000000628SFDAA00001 | GCX Rollstand: MP20-70 | Roll Stand Kit for IntelliVue | compatible with the quick-release table mount hardware included with IntelliVue
GCX CORPORATION | الولايات المتحدة الامريكية | United States | ME0000000628SFDAA00002 | Efficia-Wallmount (10 inch) Kit | Philips Efficia CM10,12,100,120, 150 M Series 10 inch Pivot Arm Kit | Arm kit for supporting Philips Efficia Monitor to be used in a hospital.
Cancer Diagnostics | الولايات المتحدة الامريكية | United States | ME0000008217SFDAA00001 | KATANA | Microtome blades | Katana Microtome Blades are produced using proprietary rolling heat treatment technologies refined from generations of Japanese blade production, including finely controlling carbon grain size and continuous austenite measurements. They are coated blades with excellent hardness, wear resistance and sharpness.
InterMetro Industries Corporation | الولايات المتحدة الامريكية | United States | ME0000003729SFDAA00001 | Lifeline | Emergency Cart | Lifeline Emergency Cart
InterMetro Industries Corporation | الولايات المتحدة الامريكية | United States | ME0000003729SFDAA00001 | Lifeline | Emergency Cart | Lifeline Emergency Cart
InterMetro Industries Corporation | الولايات المتحدة الامريكية | United States | ME0000003729SFDAA00001 | Lifeline | Emergency Cart | Lifeline Emergency Cart
InterMetro Industries Corporation | الولايات المتحدة الامريكية | United States | ME0000003729SFDAA00001 | Lifeline | Emergency Cart | Lifeline Emergency Cart
Rifton Equipment | الولايات المتحدة الامريكية | United States | ME0000008559SFDAA00001 | Prone Stander | Stander | Stander
Rifton Equipment | الولايات المتحدة الامريكية | United States | ME0000008559SFDAA00002 | Supine Stander | Supine Stander | Stander
Rifton Equipment | الولايات المتحدة الامريكية | United States | ME0000008559SFDAA00003 | Support Station | Support Station | Support Station
Rifton Equipment | الولايات المتحدة الامريكية | United States | ME0000008559SFDAA00004 | Tram | Mobility Device | Mobility Device
Rifton Equipment | الولايات المتحدة الامريكية | United States | ME0000008559SFDAA00005 | Tricycle | Tricycle | Tricycle
Rifton Equipment | الولايات المتحدة الامريكية | United States | ME0000008559SFDAA00006 | Wave Bath System | Bathing and Transfer System | Bath and Transfer System
Rifton Equipment | الولايات المتحدة الامريكية | United States | ME0000008559SFDAA00007 | Activity Chair | Activity Chair | Activity Chair
Rifton Equipment | الولايات المتحدة الامريكية | United States | ME0000008559SFDAA00008 | Mobile Stander | Mobile Stander | Stander
Rifton Equipment | الولايات المتحدة الامريكية | United States | ME0000008559SFDAA00009 | Hygiene Toileting System | Toileting System | Toileting System
Rifton Equipment | الولايات المتحدة الامريكية | United States | ME0000008559SFDAA00010 | Pacer Gait Trainer | Gait Trainer | Gait Trainer
Infab Corporation | الولايات المتحدة الامريكية | United States | ME0000002789SFDAA00002 | Revolution lead apron | Radiation Protection Aprons | Lead aprons are the primary radiation protective garments used by personnel during fluoroscopy. The radiation protection provided by a lead apron is approximately the same as 0.25- to 1-mm thick lead.
Infab Corporation | الولايات المتحدة الامريكية | United States | ME0000002789SFDAA00004 | Infab Radiation Protection Gonad | Radiation Protection Gonad | . A protective shield is placed on the outside of the body to cover the area of the gonads (the testicles or ovaries) and other parts of the reproductive system during radiation therapy.
Infab Corporation | الولايات المتحدة الامريكية | United States | ME0000002789SFDAA00005 | Infab Radiation Protection Thyroid Collars | Radiation Protection Thyroid Collars | Lead thyroid collars prevent harmful exposure to this sensitive gland
Vision Quest Industries, Inc. DBA VQ OrthoCare | الولايات المتحدة الامريكية | United States | ME0000005744SFDAA00003 | EZ-FIT VT | Orthosis | Orthosis
Medtronic Sofamor Danek USA, Inc. | الولايات المتحدة الامريكية | United States | ME0000004923SFDAA00006 | Graft Recovery Tool | Graft Recovery Tool | Reusable Instruments and Accessories
UNITED STATES ENDOSCOPY GROUP, INC. Also trading as US Endoscopy | الولايات المتحدة الامريكية | United States | ME0000013866SFDAA00019 | Vasto bite block | Vasto bite block | Single-use, basic Endoscopic bite block.
Kerr Corporation | الولايات المتحدة الامريكية | United States | ME0000000653SFDAA00121 | Temp-Bond™ | Temp-Bond™ | Dental temporary cement
Medtronic Sofamor Danek USA, Inc. | الولايات المتحدة الامريكية | United States | ME0000004923SFDAA00002 | Bone Funnel | Bone Funnel | Reusable Instruments and Accessories
Covidien llc | الولايات المتحدة الامريكية | United States | ME0000000283SFDAA00775 | Vesa adaptor | Capnostream35 vesa Adaptor | Adaptor
Medtronic Inc. | الولايات المتحدة الامريكية | United States | ME0000003921SFDAA00011 | Tank Carrier | Cardioblate CryoFlex | Surgical Ablation Probe
Wright Medical Technology, Inc. | الولايات المتحدة الامريكية | United States | ME0000004611SFDAA00004 | Ortholoc 3Di Tissue Protector | Dart-Fire | The surgical instrumentation is used by surgeons for the implantation and explantation of implants in orthopedic surgery.
Wright Medical Technology, Inc. | الولايات المتحدة الامريكية | United States | ME0000004611SFDAA00005 | Bone Reduction Clamp Serrated | Dart-Fire | The surgical instrumentation is used by surgeons for the implantation and explantation of implants in orthopedic surgery.
Wright Medical Technology, Inc. | الولايات المتحدة الامريكية | United States | ME0000004611SFDAA00006 | Depth Gauge Small Screw | Dart-Fire | The surgical instrumentation is used by surgeons for the implantation and explantation of implants in orthopedic surgery.
GE Healthcare | الولايات المتحدة الامريكية | United States | ME0000000236SFDAA00007 | Centricity RISi | Centricity RISi | Information system
GE Healthcare | الولايات المتحدة الامريكية | United States | ME0000000236SFDAA00009 | Centricity Cardio Workflow | Patient record information system | Patient record information system
GE Healthcare | الولايات المتحدة الامريكية | United States | ME0000000236SFDAA00010 | Centricity Enterprise Archive | Medical Imaging Archiving system | Medical Imaging Archiving system
Stryker Instruments | الولايات المتحدة الامريكية | United States | ME0000003208SFDAA00121 | CORE Saber Handswitch | Electric Handswitch, Right-Handed | CORE Saber Handswitch
Stryker Instruments | الولايات المتحدة الامريكية | United States | ME0000003208SFDAA00123 | TPS™ Cord | TPS™ Cord | TPS™ Cord
Stryker Instruments | الولايات المتحدة الامريكية | United States | ME0000003208SFDAA00126 | Medium Elite Irrigation Clip | Medium Elite Irrigation Clip | Medium Elite Irrigation Clip
Stryker Instruments | الولايات المتحدة الامريكية | United States | ME0000003208SFDAA00127 | 4.0 cm Angled Attachment | 4.0 cm Angled Attachment | 4.0 cm Angled Attachment
Mizuho Orthopedic Systems Inc | الولايات المتحدة الامريكية | United States | ME0000009168SFDAA00001 | Pkit, STS Trios, LPV, SG Arm Pad, 6/CS | Table Accessories | Pkit, STS Trios, LPV, SG Arm Pad, 6/CS
Mizuho Orthopedic Systems Inc | الولايات المتحدة الامريكية | United States | ME0000009168SFDAA00002 | Advanced Control I-Base DC International | Operating Table | Advanced Control I-Base DC International
Life Instrument Corporation | الولايات المتحدة الامريكية | United States | ME0000009167SFDAA00002 | Retractor | Retractor | Retractor
Life Instrument Corporation | الولايات المتحدة الامريكية | United States | ME0000009167SFDAA00003 | Curette | Curette | Curette
LIFE INSTRUMENT CORPORATION | الولايات المتحدة الامريكية | United States | ME0000009171SFDAA00001 | Scoville Retractor w/Suction 5mm 8FR | Retractors | Scoville Retractor w/Suction 5mm 8FR
MIZUHO ORTHOPEDIC SYSTEMS, INC | الولايات المتحدة الامريكية | United States | ME0000009170SFDAA00007 | Trios/STS Pad Set Tempur Comfort (8 PC) | Hip Thigh Pad | Trios/STS Pad Set Tempur Comfort (8 PC)
MIZUHO ORTHOPEDIC SYSTEMS, INC | الولايات المتحدة الامريكية | United States | ME0000009170SFDAA00008 | Articulating Arm Board Assembly | Patient Positioner | Articulating Arm Board Assembly
MIZUHO ORTHOPEDIC SYSTEMS, INC | الولايات المتحدة الامريكية | United States | ME0000009170SFDAA00009 | Wilson Plus Universal w/Tempur Pads | Positioning Board | Wilson Plus Universal w/Tempur Pads
MIZUHO ORTHOPEDIC SYSTEMS, INC | الولايات المتحدة الامريكية | United States | ME0000009170SFDAA00010 | Wilson Plus Radiolucent Frame Spine | Positioning Board | Wilson Plus Radiolucent Frame Spine
Dupaco, Inc. | الولايات المتحدة الامريكية | United States | ME0000009172SFDAA00002 | ProneView® Protective Helmet | Head Positioner | ProneView® Protective Helmet
Dupaco, Inc. | الولايات المتحدة الامريكية | United States | ME0000009172SFDAA00004 | ProneView® Adj Helmet and Mirror Set | Head Positioner | ProneView® Adjustable Helmet System
Dupaco, Inc. | الولايات المتحدة الامريكية | United States | ME0000009172SFDAA00005 | ProneView® Mirror Platform w/Post Holes | Head Positioner | ProneView® Mirror Platform with Post Holes
Dupaco, Inc. | الولايات المتحدة الامريكية | United States | ME0000009172SFDAA00006 | ProneView® Adjustable Mirror Platform | Head Positioner | ProneView® Adjustable Mirror Platform
Dupaco, Inc. | الولايات المتحدة الامريكية | United States | ME0000009172SFDAA00007 | ProneView® Spinal Surgery Table Platform | Head Positioner | ProneView® Table Platform
Dupaco, Inc. | الولايات المتحدة الامريكية | United States | ME0000009172SFDAA00008 | ProneView® STS Tbl Platform w/ Helmet | Head Positioner | ProneView® STS Tbl Platform w/ Helmet
MIZUHO ORTHOPEDIC SYSTEMS, INC. | الولايات المتحدة الامريكية | United States | ME0000009173SFDAA00001 | LEVO ARM | HEAD/NECK POSITIONER | LEVO ARM
MIZUHO ORTHOPEDIC SYSTEMS, INC. | الولايات المتحدة الامريكية | United States | ME0000009173SFDAA00002 | LEVO PRONE PACKAGE | Head / Neck Positioner | LEVO PRONE PACKAGE
MIZUHO ORTHOPEDIC SYSTEMS, INC. | الولايات المتحدة الامريكية | United States | ME0000009173SFDAA00003 | LEVO CERVICAL PACKAGE | Head / Neck Positioner | LEVO CERVICAL PACKAGE
MIZUHO ORTHOPEDIC SYSTEMS, INC. | الولايات المتحدة الامريكية | United States | ME0000009173SFDAA00004 | LEVO STANDARD PACKAGE | Head / Neck Positioner | LEVO STANDARD PACKAGE
MIZUHO ORTHOPEDIC SYSTEMS, INC. | الولايات المتحدة الامريكية | United States | ME0000009173SFDAA00005 | LEVO PREMIUM PACKAGE | HEAD/NECK POSITIONER | LEVO PREMIUM PACKAGE
MIZUHO ORTHOPEDIC SYSTEMS, INC | الولايات المتحدة الامريكية | United States | ME0000009170SFDAA00012 | Trios, Table Base | OPERATING TABLE | Trios, Table Base
MIZUHO ORTHOPEDIC SYSTEMS, INC | الولايات المتحدة الامريكية | United States | ME0000009170SFDAA00013 | Trios Spinal Surgery Top | Operating Table Top | Trios Spinal Surgery Top
MIZUHO ORTHOPEDIC SYSTEMS, INC | الولايات المتحدة الامريكية | United States | ME0000009170SFDAA00014 | Trios, Top, Radiolucent Imaging | Operating Table Top | Trios, Top, Radiolucent Imaging
MIZUHO ORTHOPEDIC SYSTEMS, INC | الولايات المتحدة الامريكية | United States | ME0000009170SFDAA00015 | Pivoting Arm Board w/Tempur 2IN | Patient Positioner | Pivoting Arm Board w/Tempur 2IN
MIZUHO ORTHOPEDIC SYSTEMS, INC | الولايات المتحدة الامريكية | United States | ME0000009170SFDAA00017 | HEAD RING, GEL, PAD | Operating Table Gel Pads | Non-active devices designed to help support and position patients during surgical procedures.
MIZUHO ORTHOPEDIC SYSTEMS, INC | الولايات المتحدة الامريكية | United States | ME0000009170SFDAA00021 | Clark Socket | Table Clamp | Clark Socket
MIZUHO ORTHOPEDIC SYSTEMS, INC | الولايات المتحدة الامريكية | United States | ME0000009170SFDAA00024 | Cross Arm Support W/Pad | Arm Support | Cross Arm Support W/Pad
MIZUHO ORTHOPEDIC SYSTEMS, INC | الولايات المتحدة الامريكية | United States | ME0000009170SFDAA00026 | PKIT, RWF, 7'' GT PILLOW, ARM CRADLES 6/CS | Patient Care Kit | PKIT, RWF, 7'' GT PILLOW, ARM CRADLES 6/CS
MIZUHO ORTHOPEDIC SYSTEMS, INC | الولايات المتحدة الامريكية | United States | ME0000009170SFDAA00030 | UNI PATIENT POSITIONER | Operating Table Gel Pads | UNI PATIENT POSITIONER
MIZUHO ORTHOPEDIC SYSTEMS, INC | الولايات المتحدة الامريكية | United States | ME0000009170SFDAA00031 | DOME POSITIONER 14" X 6" X 3" | Gel Positioner | DOME POSITIONER 14" X 6" X 3"
MIZUHO ORTHOPEDIC SYSTEMS, INC | الولايات المتحدة الامريكية | United States | ME0000009170SFDAA00033 | CHEST ROLL W/FLAT BOTTOM | Operating Table Gel Pads | CHEST ROLL W/FLAT BOTTOM
MIZUHO ORTHOPEDIC SYSTEMS, INC | الولايات المتحدة الامريكية | United States | ME0000009170SFDAA00037 | FULL LENGTH OPERATING TABLE PAD | Operating Table Gel Pads | FULL LENGTH OPERATING TABLE PAD
MIZUHO ORTHOPEDIC SYSTEMS, INC | الولايات المتحدة الامريكية | United States | ME0000009170SFDAA00041 | TABLE PAD, 3 PIECE SET | Operating Table Gel Pads | TABLE PAD, 3 PIECE SET
MIZUHO ORTHOPEDIC SYSTEMS, INC | الولايات المتحدة الامريكية | United States | ME0000009170SFDAA00042 | GEL PAD, ARMBOARD | Operating Table Gel Pads | GEL PAD, ARMBOARD
MIZUHO ORTHOPEDIC SYSTEMS, INC | الولايات المتحدة الامريكية | United States | ME0000009170SFDAA00045 | KNEE CRUTCH PADS, Medium (Set of 2) | Leg Holder Gel | KNEE CRUTCH PADS, Medium (Set of 2)
MIZUHO ORTHOPEDIC SYSTEMS, INC | الولايات المتحدة الامريكية | United States | ME0000009170SFDAA00056 | Hip Pad, Tempur-Pedic Comfort, Large | Hip Thigh Pad | Hip Pad, Tempur-Pedic Comfort, Large
MIZUHO ORTHOPEDIC SYSTEMS, INC | الولايات المتحدة الامريكية | United States | ME0000009170SFDAA00057 | COVER, PERINEAL POST, 12PK | Foam Cover | COVER, PERINEAL POST, 12PK
MIZUHO ORTHOPEDIC SYSTEMS, INC | الولايات المتحدة الامريكية | United States | ME0000009170SFDAA00058 | Trios Orthopedic Trauma Top | Operating Table Top | Trios Orthopedic Trauma Top
Stryker Instruments | الولايات المتحدة الامريكية | United States | ME0000003208SFDAA00133 | Straight Irrigation Clip | 4.0 cm Straight Irrigation Clip | 4.0 cm Straight Irrigation Clip
Stryker Instruments | الولايات المتحدة الامريكية | United States | ME0000003208SFDAA00135 | TPS™ | Footswitch | TPS™ Footswitch
Stryker Instruments | الولايات المتحدة الامريكية | United States | ME0000003208SFDAA00136 | SD/PD Series Medium Straight Attachment | SD/PD Series Medium Straight Attachment | SD/PD Series Medium Straight Attachment
Stryker Instruments | الولايات المتحدة الامريكية | United States | ME0000003208SFDAA00137 | NSE | Footswitch | NSE Footswitch
Stryker Instruments | الولايات المتحدة الامريكية | United States | ME0000003208SFDAA00140 | Angled Irrigating Attachment | 4CM ANGLED IRRIGATING ATTACHMENT | 4CM ANGLED IRRIGATING ATTACHMENT
Stryker Instruments | الولايات المتحدة الامريكية | United States | ME0000003208SFDAA00141 | Angled Irrigation Clip | 4cm Angled Irrigation Clip | 4.0 cm Angled Irrigation Clip
Stryker Instruments | الولايات المتحدة الامريكية | United States | ME0000003208SFDAA00143 | PD Series Maestro® Perforator Chuck | PD Series Maestro® Perforator Chuck | PD Series Maestro® Perforator Chuck
MIZUHO ORTHOPEDIC SYSTEMS, INC | الولايات المتحدة الامريكية | United States | ME0000009170SFDAA00067 | PKIT, ULTRA SHOULDER, MULTIFLEX PAD, 3/CS | Pkit, Ultra Shoulder Positioner, Multiflex Pad, 3/Cs | Pkit, Ultra Shoulder Positioner, Multiflex Pad, 3/Cs
Life Instrument Corporation | الولايات المتحدة الامريكية | United States | ME0000009167SFDAA00012 | Chisel | Chisel | Chisel
Life Instrument Corporation | الولايات المتحدة الامريكية | United States | ME0000009167SFDAA00013 | Disk Marker | Disk Marker | Disk Marker
Life Instrument Corporation | الولايات المتحدة الامريكية | United States | ME0000009167SFDAA00014 | Dissector | Dissector | Dissector
Life Instrument Corporation | الولايات المتحدة الامريكية | United States | ME0000009167SFDAA00015 | Elevator | Elevator | Elevator
Life Instrument Corporation | الولايات المتحدة الامريكية | United States | ME0000009167SFDAA00016 | Forcep | Forcep | Forcep
Life Instrument Corporation | الولايات المتحدة الامريكية | United States | ME0000009167SFDAA00017 | Gouge | Gouge | Gouge
Life Instrument Corporation | الولايات المتحدة الامريكية | United States | ME0000009167SFDAA00018 | Knife | Knife | Knife
Life Instrument Corporation | الولايات المتحدة الامريكية | United States | ME0000009167SFDAA00019 | Mallet | Mallet | Mallet
Life Instrument Corporation | الولايات المتحدة الامريكية | United States | ME0000009167SFDAA00020 | Osteotome | Osteotome | Osteotome
Life Instrument Corporation | الولايات المتحدة الامريكية | United States | ME0000009167SFDAA00021 | Rasp | Rasp | Rasp
Stryker Instruments | الولايات المتحدة الامريكية | United States | ME0000003208SFDAA00145 | CORE™ Sterilization Case, Large | CORE™ Sterilization Case, Large | CORE™ Sterilization Case, Large
Stryker Instruments | الولايات المتحدة الامريكية | United States | ME0000003208SFDAA00151 | Reusable Suction Canister | REUSABLE SUCTION CANISTER | REUSABLE SUCTION CANISTER
Stryker Instruments | الولايات المتحدة الامريكية | United States | ME0000003208SFDAA00152 | 4cm Straight Irrigating Attachment | 4cm Straight Irrigating Attachment | 4.0 cm Straight Irrigating Attachment
Stryker Instruments | الولايات المتحدة الامريكية | United States | ME0000003208SFDAA00153 | Elite 7 cm Irrigation Clip | Elite 7 cm Irrigation Clip | Elite 7 cm Irrigation Clip
Dupaco, Inc. | الولايات المتحدة الامريكية | United States | ME0000009172SFDAA00009 | ProneView® Adjustable Protective Helmet | Head Positioner | ProneView® Adjustable Protective Helmet
MIZUHO ORTHOPEDIC SYSTEMS, INC | الولايات المتحدة الامريكية | United States | ME0000009170SFDAA00069 | QuickConnect Radiolucent DORO Adapter | Cervical Adapter | QuickConnect Radiolucent DORO Adapter
MIZUHO ORTHOPEDIC SYSTEMS, INC | الولايات المتحدة الامريكية | United States | ME0000009170SFDAA00070 | QuickConnect Radiolucent Mayfield Adapter | Cervical Adapter | QuickConnect Radiolucent Mayfield Adapter
Stryker Instruments | الولايات المتحدة الامريكية | United States | ME0000003208SFDAA00157 | Step Torque Wrench | Step Torque Wrench, 7 mm | Step Torque Wrench, 7 mm
Stryker Instruments | الولايات المتحدة الامريكية | United States | ME0000003208SFDAA00158 | Cleaning Wire | Cleaning Wire | Cleaning Wire
Stryker Instruments | الولايات المتحدة الامريكية | United States | ME0000003208SFDAA00159 | Sonopet® Sterilization and Assembly Tray | Sonopet® Sterilization and Assembly Tray | Sterilization and Assembly Tray
Stryker Instruments | الولايات المتحدة الامريكية | United States | ME0000003208SFDAA00160 | Sonopet Cart | SONOPET CART | SONOPET CART
Life Instrument Corporation | الولايات المتحدة الامريكية | United States | ME0000009167SFDAA00024 | Tamp | Tamp | Tamp
MIZUHO ORTHOPEDIC SYSTEMS, INC | الولايات المتحدة الامريكية | United States | ME0000009170SFDAA00071 | PILLOW, GENTLETOUCH 7 INCH RT, 12/CS | PILLOW, GENTLETOUCH 7 INCH RT, 12/CS | PILLOW, GENTLETOUCH 7 INCH RT, 12/CS
TransLite, LCC | الولايات المتحدة الامريكية | United States | ME0000009176SFDAA00001 | Veinlite | Veinlite | Examining the skin surface, finding veins and assisting in vein access in all patient populations
Natus Medical Incorporated (Natus) | الولايات المتحدة الامريكية | United States | ME0000000191SFDAA00001 | MiniMuffs | MiniMuffs | Neonatal Noise Attenuators
DJO, LLC | الولايات المتحدة الامريكية | United States | ME0000002507SFDAA00029 | AIRSELECT, STANDARD | AIRSELECT, STANDARD | Provide comfortable moderate support and compression with the most advanced pneumatic walking boot available. The AirSelect Standard offers superior comfort and faster healing.1,2 A sleek, durable, semi-rigid shell helps support and protect the limb, while two adjustable distal aircells provide compression; patients can easily adjust aircell pressure themselves with the integrated inflation system. The boot’s lightweight, lab-tested rocker sole encourages a natural gait and supports everyday activities; SoftStrike technology absorbs and dissipates shock.
DJO, LLC | الولايات المتحدة الامريكية | United States | ME0000002507SFDAA00029 | AIRSELECT, STANDARD | AIRSELECT, STANDARD | Provide comfortable moderate support and compression with the most advanced pneumatic walking boot available. The AirSelect Standard offers superior comfort and faster healing.1,2 A sleek, durable, semi-rigid shell helps support and protect the limb, while two adjustable distal aircells provide compression; patients can easily adjust aircell pressure themselves with the integrated inflation system. The boot’s lightweight, lab-tested rocker sole encourages a natural gait and supports everyday activities; SoftStrike technology absorbs and dissipates shock.
Winco Mfg LLC | الولايات المتحدة الامريكية | United States | ME0000010002SFDAA00001 | Drop Arm Care Cliner | Drop Arm Care Cliner | Drop Arm Care Cliner
STERIS Corporation | الولايات المتحدة الامريكية | United States | ME0000015003SFDAA00018 | Celerity 20 Steam Process Challenge Device | Steam Process Challenge Device | The Celerity 20 STEAM Process Challenge Device (PCD) contains a Celerity 20 STEAM Biological Indicator (BI) and a steam Type 5 integrating indicator. The BI consists of a plastic vial inoculated with Geobacillus stearothermophilus spores. The plastic media-filled cap contains an enzymatic substrate. The integrating indicator is a moving front integrator. Once the defined sterilization parameters have been reached the integrator’s pellet will melt and its dye will migrate through a visible channel. The Celerity STEAM Incubator is designed to detect a fluorescent signal arising from the detection of alpha-glucosidase. The enzyme reacts with a fluorogenic substrate in the media resulting in the generation of a fluorescent signal. An increase in the levels of fluorescence is identified by the Celerity STEAM Incubator and indicates a process failure.
Covidien LLC | الولايات المتحدة الامريكية | United States | ME0000004584SFDAA00272 | Ligasure Tissue Fusion Footswitch | Tissue Fusion Footswitch | Tissue Fusion Footswitch
Wright Medical Technology ,Inc. | الولايات المتحدة الامريكية | United States | ME0000004610SFDAA00054 | Evolve® Proline | STEM PADDLE | Surgical Instrument
Wright Medical Technology ,Inc. | الولايات المتحدة الامريكية | United States | ME0000004610SFDAA00056 | Evolve® Proline | Locker Assembly Knob | Surgical instrument.
Tecomet, Inc. | الولايات المتحدة الامريكية | United States | ME0000014093SFDAA00002 | ROD CUTTER | ROD CUTTER | surgical instruments
Boston Scientific Corporation | الولايات المتحدة الامريكية | United States | ME0000000637SFDAA00067 | SpyGlass Discover | SpyGlass Discover | The controller is an electronic device that: • Receives video signals from a SpyGlass Discover Digital Catheter, • Processes the video signals, and • Outputs video images to a video monitor. The controller also generates and controls the light transmitted to the tip of the SpyGlass Discover Digital Catheter to illuminate the area of interest within the anatomy. Buttons on the controller’s front panel enable you to control the brightness level of the light. To use the controller, connect it to a video monitor with a video cable and then connect a SpyGlass Discover Digital Catheter to the controller. The controller provides direct visualization of the pancreatico-biliary duct anatomy and enables exploratory and endotherapy procedures.
Globus Medical INC. | الولايات المتحدة الامريكية | United States | ME0000005740SFDAA00106 | Pedicle Awl | Pedicle Awl | Manual surgical instrument.
GE Healthcare Coils | الولايات المتحدة الامريكية | United States | ME0000003343SFDAA00052 | Pediatric Positioner Pad Set | Body Positioner | Whole-body positioning frame/board