GE Healthcare Coils | الولايات المتحدة الامريكية | United States | ME0000003343SFDAA00053 | Large Gride Breast Biopsy Plate | Patient Positioning Device for breast diagnosis | Non-Sterile Medial and Lateral Biopsy Plates including accessories and components.
GE Healthcare Coils | الولايات المتحدة الامريكية | United States | ME0000003343SFDAA00053 | Large Gride Breast Biopsy Plate | Patient Positioning Device for breast diagnosis | Non-Sterile Medial and Lateral Biopsy Plates including accessories and components.
3Gen, inc | الولايات المتحدة الامريكية | United States | ME0000011174SFDAA00001 | DermLite | Dermatoscope | The DermLite line of devices enable the trained eye to detect skin cancer and other types of skin conditions early. Every DermLite includes a magnification lens, light-emitting diode (LED) lighting, and most have polarizing filters for glare reduction. These polarizing filters eliminate the need for skin contact and the required liquids, allowing a much quicker, more convenient examination.
Coltene / whaledent inc | الولايات المتحدة الامريكية | United States | ME0000011780SFDAA00006 | Hygenic | Dental Wax | Laminated Blue Bite Wafers
Wright Medical Technology ,Inc. | الولايات المتحدة الامريكية | United States | ME0000004610SFDAA00051 | Evolve® Proline | LOCKER BODY | Surgical Instrument
Wright Medical Technology ,Inc. | الولايات المتحدة الامريكية | United States | ME0000004610SFDAA00057 | INBONE™ pin | Steinmann Pin | Surgical Instrument
Tecomet Inc. | الولايات المتحدة الامريكية | United States | ME0000003204SFDAA00118 | TRAY, TOP DANEK UNIV RMVL/REV SYS | TRAY, TOP DANEK UNIV RMVL/REV SYS | Evolution-TL and Evolution-C Removal Kits
Tecomet Inc. | الولايات المتحدة الامريكية | United States | ME0000003204SFDAA00114 | RMR ASY, HOL | RMR ASY, HOL | Evolution-TL and Evolution-C Removal Kits
Tecomet Inc. | الولايات المتحدة الامريكية | United States | ME0000003204SFDAA00108 | DVR ASY, 13.8MM FEM INTERPORE CROSS | DVR ASY, 13.8MM FEM INTERPORE CROSS | Evolution-TL and Evolution-C Removal Kits
Tecomet Inc. | الولايات المتحدة الامريكية | United States | ME0000003204SFDAA00103 | DVR ASY, CRUCIFORM STRYKER SPINE | DVR ASY, CRUCIFORM STRYKER SPINE | Evolution-TL and Evolution-C Removal Kits
Tecomet Inc. | الولايات المتحدة الامريكية | United States | ME0000003204SFDAA00098 | DVR ASY, SLV NUT, ADVANCED SPINE | DVR ASY, SLV NUT, ADVANCED SPINE | Evolution-TL and Evolution-C Removal Kits
Tecomet Inc. | الولايات المتحدة الامريكية | United States | ME0000003204SFDAA00094 | DVR ASY, C-TORQ | DVR ASY, C-TORQ | Evolution-TL and Evolution-C Removal Kits
Globus Medical INC. | الولايات المتحدة الامريكية | United States | ME0000005740SFDAA00105 | Modular Screwdriver 1/4" Quick-Connect Short | Modular Screwdriver 1/4" Quick-Connect Short | Reusable, Non-medicated, Orthopaedic surgical procedure kit.
Tecomet Inc. | الولايات المتحدة الامريكية | United States | ME0000003204SFDAA00091 | RTCH CMF-T, 1/4 SQDR CANN GRA O-G HDL | RTCH CMF-T, 1/4 SQDR CANN GRA O-G HDL | Evolution-TL and Evolution-C Removal Kits
Tecomet Inc. | الولايات المتحدة الامريكية | United States | ME0000003204SFDAA00115 | EXTR ASY, SCR | EXTR ASY, SCR | Evolution-TL and Evolution-C Removal Kits
Tecomet Inc. | الولايات المتحدة الامريكية | United States | ME0000003204SFDAA00109 | DVR ASY, CAP NUT RMVL INTERPORE CROSS | DVR ASY, CAP NUT RMVL INTERPORE CROSS | Evolution-TL and Evolution-C Removal Kits
Tecomet Inc. | الولايات المتحدة الامريكية | United States | ME0000003204SFDAA00095 | DVR, C-TORQ, NO GAP | DVR, C-TORQ, NO GAP | Evolution-TL and Evolution-C Removal Kits
Tecomet Inc. | الولايات المتحدة الامريكية | United States | ME0000003204SFDAA00104 | DVR ASY, OCTAGON SULZER SPINE TECH | DVR ASY, OCTAGON SULZER SPINE TECH | Evolution-TL and Evolution-C Removal Kits
Tecomet Inc. | الولايات المتحدة الامريكية | United States | ME0000003204SFDAA00099 | DVR ASY, CLOSED 2-PRONG INTERPORE CROSS | DVR ASY, CLOSED 2-PRONG INTERPORE CROSS | Evolution-TL and Evolution-C Removal Kits
Wright Medical Technology ,Inc. | الولايات المتحدة الامريكية | United States | ME0000004610SFDAA00053 | Evolve® Proline | HEAD PADDLE | Surgical Instrument
Tecomet Inc. | الولايات المتحدة الامريكية | United States | ME0000003204SFDAA00093 | M-PRP 1/4" SQ DR GRA O-G | M-PRP 1/4" SQ DR GRA O-G | Evolution-TL and Evolution-C Removal Kits
Tecomet Inc. | الولايات المتحدة الامريكية | United States | ME0000003204SFDAA00097 | PLIER, ADJ NDL NOSE | PLIER, ADJ NDL NOSE | Evolution-TL and Evolution-C Removal Kits
Tecomet Inc. | الولايات المتحدة الامريكية | United States | ME0000003204SFDAA00102 | DVR ASY, MED BL .20 X .045 | DVR ASY, MED BL .20 X .045 | Evolution-TL and Evolution-C Removal Kits
Tecomet Inc. | الولايات المتحدة الامريكية | United States | ME0000003204SFDAA00107 | DVR ASY, 11MM (12 PT) HEX SYNTHES USS | DVR ASY, 11MM (12 PT) HEX SYNTHES USS | Evolution-TL and Evolution-C Removal Kits
Tecomet Inc. | الولايات المتحدة الامريكية | United States | ME0000003204SFDAA00113 | DVR ASY, HEXALOBE ML | DVR ASY, HEXALOBE ML | Evolution-TL and Evolution-C Removal Kits
Tecomet Inc. | الولايات المتحدة الامريكية | United States | ME0000003204SFDAA00117 | WR, OE | WR, OE | Evolution-TL and Evolution-C Removal Kits
Globus Medical INC. | الولايات المتحدة الامريكية | United States | ME0000005740SFDAA00107 | Hex Screwdriver Shaft Self Retaining | Hex Screwdriver Shaft Self Retaining | Reusable, Surgical screwdriver.
Globus Medical INC. | الولايات المتحدة الامريكية | United States | ME0000005740SFDAA00109 | Thoracic Probe | Thoracic Probe | Reusable, Medical ruler.
Globus Medical INC. | الولايات المتحدة الامريكية | United States | ME0000005740SFDAA00110 | Spanner Wrench | Spanner Wrench | Reusable, Surgical torque wrench.
Globus Medical INC. | الولايات المتحدة الامريكية | United States | ME0000005740SFDAA00113 | Rod Bender | Rod Bender | Reusable, Manual orthopaedic bender.
Water Pik Inc., | الولايات المتحدة الامريكية | United States | ME0000012407SFDAA00001 | WaterPik Water Flosser Ultra Professional | Water Flosser | Water Flosser | جهاز تنظيف الأسنان بضغط الماء
Water Pik Inc., | الولايات المتحدة الامريكية | United States | ME0000012407SFDAA00002 | WaterPik Water Flosser Ultra | Water Flosser | Water Flosser | جهاز تنظيف بين الأسنان بضغط الماء
Water Pik Inc., | الولايات المتحدة الامريكية | United States | ME0000012407SFDAA00003 | WaterPik Water Flosser Cordless Express | Water Flosser | Water Flosser | جهاز تنظيف بين الأسنان بضغط الماء
Water Pik Inc., | الولايات المتحدة الامريكية | United States | ME0000012407SFDAA00005 | WaterPik Water Flosser Cordless Advance | Water Flosser | Water Flosser | جهاز تنظيف بين الأسنان بضغط الماء
DePuy Spine | الولايات المتحدة الامريكية | United States | ME0000000723SFDAA00238 | EXPEDIUM™ SPINE SYSTEM HOOK INSTRUMENT TRAY | Spinal surgical reusable instruments | Spinal surgical reusable instruments
GE Medical Systems, LLC | الولايات المتحدة الامريكية | United States | ME0000003365SFDAA00028 | MR High Impedance ECG Cable | ECG cable for MR | ECG cable
Ventlab LLC a Subsidiary of SunMed Holdings | الولايات المتحدة الامريكية | United States | ME0000013402SFDAA00001 | StatCheck II Co2 Indicator | Co2 Indicator | Co2 Indicator
Becton, Dickinson And Company | الولايات المتحدة الامريكية | United States | ME0000001874SFDAA00001 | SensiClip™ Surgical Clipper Blade | SensiClip™ Surgical Clipper Blade | Surgical hair clippers blade
Alcon Laboratories, Inc. | الولايات المتحدة الامريكية | United States | ME0000004117SFDAA00020 | NGENUITY 3D VISUALIZATION SYSTEM | ASSY,SHIP,ADV NGENUITY | ASSY,SHIP,ADV NGENUITY 4K 1.3 - 1.4
Tecomet Inc. | الولايات المتحدة الامريكية | United States | ME0000003204SFDAA00092 | EXTN ASY, 8" ML/FEM DVR | EXTN ASY, 8" ML/FEM DVR | Evolution-TL and Evolution-C Removal Kits
Tecomet Inc. | الولايات المتحدة الامريكية | United States | ME0000003204SFDAA00096 | LID, CASE EVOLUTION SRK-DANEK | LID, CASE EVOLUTION SRK-DANEK | Evolution-TL and Evolution-C Removal Kits
Tecomet Inc. | الولايات المتحدة الامريكية | United States | ME0000003204SFDAA00100 | DVR ASY, 3-LOK TRINITY SYSTEM - CORIN | DVR ASY, 3-LOK TRINITY SYSTEM - CORIN | Evolution-TL and Evolution-C Removal Kits
Tecomet Inc. | الولايات المتحدة الامريكية | United States | ME0000003204SFDAA00105 | DVR ASY, AESCULAP | DVR ASY, AESCULAP | Evolution-TL and Evolution-C Removal Kits
Tecomet Inc. | الولايات المتحدة الامريكية | United States | ME0000003204SFDAA00112 | DVR ASY, HEX FEM | DVR ASY, HEX FEM | Evolution-TL and Evolution-C Removal Kits.
Tecomet Inc. | الولايات المتحدة الامريكية | United States | ME0000003204SFDAA00116 | TRAY, BOT DANEK UNIV RMVL/REV SYS | TRAY, BOT DANEK UNIV RMVL/REV SYS | Evolution-TL and Evolution-C Removal Kits
DePuy Spine | الولايات المتحدة الامريكية | United States | ME0000000723SFDAA00247 | EXPEDIUM™ SPINE SYSTEM FINAL TIGHTENING TRAY | Spinal surgical reusable instruments | Spinal surgical reusable instruments
DePuy Spine | الولايات المتحدة الامريكية | United States | ME0000000723SFDAA00250 | EXPEDIUM™ SPINE SYSTEM IN_LINE INSTRUMENTS TRAY | Spinal surgical reusable instruments | Spinal surgical reusable instruments
Mizuho Orthopedic Systems, Inc | الولايات المتحدة الامريكية | United States | ME0000009400SFDAA00001 | 90 Degree Pin & Wire Holder | Trios/OTS 90deg Pin and Wire Holder | Accessory for Trios® Spinal Surgery Top
DePuy Orthopaedics, Inc. | الولايات المتحدة الامريكية | United States | ME0000003224SFDAA00503 | TRI-LOCK BPS CASE COMPLETE | Surgical Instrument | The instruments used to implant orthopaedic prostheses do not have an indefinite function life. All reusable instruments are subjected to repeated stresses related to bone contact, impaction and routing, cleaning and sterilization process. It is essential that the surgeon and operating theatre staff are fully conversant with the appropriate surgical technique for the instruments and associated implant, if any.
DePuy Spine | الولايات المتحدة الامريكية | United States | ME0000000723SFDAA00241 | EXPEDIUM™ SPINE SYSTEM ROD TRAY | Spinal surgical reusable instruments | Spinal surgical reusable instruments
DePuy Spine | الولايات المتحدة الامريكية | United States | ME0000000723SFDAA00246 | EXPEDIUM™ SPINE SYSTEM SI SCREW INSERTION TRAY | Spinal surgical reusable instruments | Spinal surgical reusable instruments
Philips Medical Systems | الولايات المتحدة الامريكية | United States | ME0000003248SFDAA00072 | Heartstart Hand-free cable | Electrosurgical Cable Adapter | Hands-free Pads Cable, plug style - 2.2m (7 ft.)
Medtronic Inc. | الولايات المتحدة الامريكية | United States | ME0000003921SFDAA00002 | Treatment Logic | Treatment Logic | The Medtronic Treatment Logic Module provides the functionality to assess therapy efficiency and to provide therapy recommendations for MDI and CSII therapy. As input, Treatment Logic uses patient information such as gender, weight and age (but no data allowing patient identification such as name or patient-id) and device data (CGM and pump data).
DePuy Spine | الولايات المتحدة الامريكية | United States | ME0000000723SFDAA00259 | EXPEDIUM™ SPINE SYSTEM THREE LEVEL CASE | Spinal surgical reusable instruments | Spinal surgical reusable instruments
DePuy Spine | الولايات المتحدة الامريكية | United States | ME0000000723SFDAA00272 | MOSS® MIAMI MAGNUM SPINE SYSTEM | Spinal surgical reusable instruments | Spinal surgical reusable instruments
DePuy Orthopaedics, lnc | الولايات المتحدة الامريكية | United States | ME0000000829SFDAA00021 | MBT Keel Punch Impact | Surgical Instrument | The instruments used to implant orthopaedic prostheses do not have an indefinite function life. All reusable instruments are subjected to repeated stresses related to bone contact, impaction and routing, cleaning and sterilization process. It is essential that the surgeon and operating theatre staff are fully conversant with the appropriate surgical technique for the instruments and associated implant, if any.
FHC INC | الولايات المتحدة الامريكية | United States | ME0000004856SFDAA00038 | microTargeting™ | STar™ Frame Adapter for Radionics CRW Stereotactic system | The microTargeting™ STar™ Drive System is intended for use by neurosurgeons in a standard operating room environment to position and move devices relative to a planned stereotactic system trajectory and target.
DePuy Spine | الولايات المتحدة الامريكية | United States | ME0000000723SFDAA00245 | EXPEDIUM™ SPINE SYSTEM PEDICLE PREP INSTRUMENT TRAY | Spinal surgical reusable instruments | Spinal surgical reusable instruments
DePuy Orthopaedics, lnc | الولايات المتحدة الامريكية | United States | ME0000000829SFDAA00005 | SIGMA RP INSERT TRIALS CASE | Surgical Instrument | Reusable instruments are subjected to repeated stresses related to bone contact, impaction and routing, cleaning and sterilization process. It is essential that the surgeon and operating theatre staff are fully conversant with the appropriate surgical technique for the instruments and associated implant, if any.
DePuy Orthopaedics, lnc | الولايات المتحدة الامريكية | United States | ME0000000829SFDAA00032 | PINNACLE® AB EXTRACT INSTRUMENT CASE/TRAY/LID | Surgical Instrument | Reusable instruments are subjected to repeated stresses related to bone contact, impaction and routing, cleaning and sterilization process. It is essential that the surgeon and operating theatre staff are fully conversant with the appropriate surgical technique for the instruments and associated implant, if any.
DePuy Orthopaedics, lnc | الولايات المتحدة الامريكية | United States | ME0000000829SFDAA00033 | TISSUE SPARING SOLUTIONS TISSUE SPARING FEM CORE CASE 1 | Surgical Instrument | Reusable instruments are subjected to repeated stresses related to bone contact, impaction and routing, cleaning and sterilization process. It is essential that the surgeon and operating theatre staff are fully conversant with the appropriate surgical technique for the instruments and associated implant, if any.
Globus Medical INC. | الولايات المتحدة الامريكية | United States | ME0000005740SFDAA00114 | Screwdriver, 2.5mm Hex, Torque-Indicating | Screwdriver, 2.5mm Hex, Torque-Indicating | Reusable ,Surgical screwdriver.
Globus Medical INC. | الولايات المتحدة الامريكية | United States | ME0000005740SFDAA00103 | Ball Tip Probe | Ball Tip Probe | Reusable, Medical ruler.
Globus Medical INC. | الولايات المتحدة الامريكية | United States | ME0000005740SFDAA00111 | T-Connector Holder | T-Connector Holder | Reusable, Orthopaedic implant/trial-implant/sizer holder.
Tecomet Inc. | الولايات المتحدة الامريكية | United States | ME0000003204SFDAA00111 | DVR ASY, HEX ML | DVR ASY, HEX ML | Evolution-TL and Evolution-C Removal Kits.
Tecomet Inc. | الولايات المتحدة الامريكية | United States | ME0000003204SFDAA00110 | DVR ASY, SDL | DVR ASY, SDL | Evolution-TL and Evolution-C Removal Kits
Tecomet Inc. | الولايات المتحدة الامريكية | United States | ME0000003204SFDAA00106 | DVR ASY, ANCHOR SCR ADVANCED SPINE | DVR ASY, ANCHOR SCR ADVANCED SPINE | Evolution-TL and Evolution-C Removal Kits
Globus Medical INC. | الولايات المتحدة الامريكية | United States | ME0000005740SFDAA00115 | Rod Template | Rod Template | Spinal implant trial.
Globus Medical INC. | الولايات المتحدة الامريكية | United States | ME0000005740SFDAA00112 | In-Situ Rod Cutter | In-Situ Rod Cutter | Orthopaedic implantable-device cutter.
Globus Medical INC. | الولايات المتحدة الامريكية | United States | ME0000005740SFDAA00104 | Parallel Head Distractor | Parallel Head Distractor | Internal,Orthopaedic surgical distractor.
Medline Industries, LP | الولايات المتحدة الامريكية | United States | ME0000000513SFDAA00228 | THUMBS UP® POLYETHYLENE GOWNS | Isolation Gown | Isolation Gown
Tecomet Inc. | الولايات المتحدة الامريكية | United States | ME0000003204SFDAA00101 | DVR ASY, CP NUT PENTALOBE INTERPORE CROSS | DVR ASY, CP NUT PENTALOBE INTERPORE CROSS | Evolution-TL and Evolution-C Removal Kits
Graphic Controls Acquisition Corp. | الولايات المتحدة الامريكية | United States | ME0000009145SFDAA00002 | Paper Fetal Monitors | Recording Papers | Disposable medical recording paper
DePuy Spine | الولايات المتحدة الامريكية | United States | ME0000000723SFDAA00248 | EXPEDIUM™ SPINE SYSTEM ROD REDUCTION TRAY | Spinal surgical reusable instruments | Spinal surgical reusable instruments
The Airway Company | الولايات المتحدة الامريكية | United States | ME0000000325SFDAA00019 | Shikani Heat and Moisture Exchanger | Valve | Shikani HME™ is a tracheotomy heat moisture exchangers.
The Airway Company | الولايات المتحدة الامريكية | United States | ME0000000325SFDAA00020 | Shikani Speaking Valve | Valve | It is a dynamic valve based on a ball design rather than the traditional flapper membrane design.
Symmetry Medical Manufacturing ,Inc | الولايات المتحدة الامريكية | United States | ME0000000746SFDAA00001 | CERVICAL INST 1 TRAY, SS | Tray | The cases devices and their components (Lids and trays) are noninvasive reusable devices: cases are intended to store instruments and implants.
DJO, LLC | الولايات المتحدة الامريكية | United States | ME0000002507SFDAA00081 | Chattanooga | Cart Therapy PKG, INT'L STD | Cart Therapy System
Invivo Corporation | الولايات المتحدة الامريكية | United States | ME0000003238SFDAA00088 | SensaVue fMRI | Comprehensive, easy‐to‐use visual and auditory option for clinical use | Comprehensive, easy‐to‐use visual and auditory option for clinical use
DePuy Spine | الولايات المتحدة الامريكية | United States | ME0000000723SFDAA00251 | EXPEDIUM™ SPINE SYSTEM THREE LEVEL CASE | Spinal surgical reusable instruments | Spinal surgical reusable instruments
Invivo Corporation | الولايات المتحدة الامريكية | United States | ME0000003238SFDAA00087 | SensaVue HD | Comprehensive, easy‐to‐use visual and auditory option for clinical use | Comprehensive, easy‐to‐use visual and auditory option for clinical use
Respironics, Inc. | الولايات المتحدة الامريكية | United States | ME0000000599SFDAA00114 | DreamStation Cellular Modem, EU | Cellular Modem | Cellular Modem
Respironics, Inc. | الولايات المتحدة الامريكية | United States | ME0000000599SFDAA00116 | DreamStation Wi-Fi Accessory with Oximetry, EU | Wi-Fi Accessory | Wi-Fi Accessory
Respironics, Inc. | الولايات المتحدة الامريكية | United States | ME0000000599SFDAA00117 | DreamStation Wi-Fi Accessory, EU | Wi-Fi Accessory | Wi-Fi Accessory
Becton, Dickinson And Company | الولايات المتحدة الامريكية | United States | ME0000001874SFDAA00002 | Surgical Clipper Blade | Surgical Clipper Blade | Surgical hair clippers blade
Becton, Dickinson And Company | الولايات المتحدة الامريكية | United States | ME0000001874SFDAA00004 | ClipVac™ Vacuum Unit | ClipVac™ Vacuum Unit | Surgical hair clippers suction system
Respironics, Inc. | الولايات المتحدة الامريكية | United States | ME0000000599SFDAA00112 | DreamStation Cellular Modem with Oximetry EU | Cellular Modem | Cellular Modem
Respironics, Inc. | الولايات المتحدة الامريكية | United States | ME0000000599SFDAA00113 | DreamStation Cellular Modem, EU | Cellular Modem | Cellular Modem
Respironics, Inc. | الولايات المتحدة الامريكية | United States | ME0000000599SFDAA00115 | DreamStation Cellular Modem Dipole, EU | Cellular Modem | Cellular Modem
Becton, Dickinson And Company | الولايات المتحدة الامريكية | United States | ME0000001874SFDAA00007 | ClipVac™ Disposable Filter Assembly - BD Surgical Clipper | ClipVac™ Disposable Filter Assembly - BD Surgical Clipper | Surgical hair clippers suction system tubing set
Becton, Dickinson And Company | الولايات المتحدة الامريكية | United States | ME0000001874SFDAA00005 | Surgical Clipper | Surgical Clipper | Surgical hair clippers
Respironics, Inc | الولايات المتحدة الامريكية | United States | ME0000000579SFDAA00003 | DreamStation Cellular Modem, LU | Physiology Telephone Transmitter/ Receiver System | Date Transfer
Globus Medical INC. | الولايات المتحدة الامريكية | United States | ME0000005740SFDAA00116 | Screw Removal Tool | Screw Removal Tool | Reusable,non-medicated,Orthopaedic surgical procedure kit.
Stryker Instruments | الولايات المتحدة الامريكية | United States | ME0000003208SFDAA00390 | 10 Forceps Sterilization Tray, Full | 10 Forceps Sterilization Tray, Full | 10 Forceps Sterilization Tray, Full
Orthomerica Products, Inc. | الولايات المتحدة الامريكية | United States | ME0000002340SFDAA00008 | Elbow Orthosis | Elbow Orthosis | Effective in limiting flexion and extension following elbow arthroplasty and other post-surgical or post-injury indications where limited range of motion is desired.
Gauthier Biomedical Inc. | الولايات المتحدة الامريكية | United States | ME0000005219SFDAA00005 | TRI-FLAT QUICK CONNECT FIXED INLINE HANDLE | TRI-FLAT QUICK CONNECT FIXED INLINE HANDLE | Reusable Surgical Instrument
Wright Medical Technology ,Inc. | الولايات المتحدة الامريكية | United States | ME0000004610SFDAA00055 | Evolve® Proline | Stem Paddle Post | Surgical Instrument.
Covidien llc | الولايات المتحدة الامريكية | United States | ME0000001197SFDAA00115 | Valleylab Bipolar Dome Footswitch | Bipolar Footswitch | Electrosurgical Bipolar Footswitch
HEALTHMARK INDUSTRIES CO LTD | الولايات المتحدة الامريكية | United States | ME0000008938SFDAA00009 | Block Style Instruments Cleaning Brush | Block Style Instruments Cleaning Brush | Featuring Toothbrush style, Shoe Handle style and Block style brushes, available with nylon or stainless steel filaments. Choose from the style best able to clean the instrument at hand. Inexpensive, but quality built to insure long serviceable life capable of effectively cleaning surgical instruments in preparation for further reprocessing. | تتميز بنمط فرشاة الأسنان ونمط مقبض الحذاء وفرشاة على شكل كتلة ، وهي متوفرة بخيوط من النايلون أو الفولاذ المقاوم للصدأ. اختر من بين الأسلوب الأفضل لتنظيف الأداة الموجودة في متناول اليد. غير مكلف ، ولكن الجودة مصممة لضمان عمر خدمة طويل قادر على تنظيف الأدوات الجراحية بفعالية استعدادًا لمزيد من إعادة المعالجة.
CONMED CORPORATION | الولايات المتحدة الامريكية | United States | ME0000005736SFDAA00385 | Crystalview Pro Remote | Crystalview Pro Remote | Irrigation/lavage system remote control.
Heritage Medical Products, inc | الولايات المتحدة الامريكية | United States | ME0000006590SFDAA00002 | Sonobed | hospital bed | SonoBed Atlas offers a combined imaging drop section with our patented Original Wedge Section, enabling the sonographer to easily place patients on varies positions.
Kerr Corporation | الولايات المتحدة الامريكية | United States | ME0000000653SFDAA00130 | SuperPolish | SuperPolish | Polishing Cups
Kerr Corporation | الولايات المتحدة الامريكية | United States | ME0000000653SFDAA00126 | Hawe™ Sycamore Interdental Wedges | Hawe™ Sycamore Interdental Wedges | Interdental Wedges
Kerr Corporation | الولايات المتحدة الامريكية | United States | ME0000000653SFDAA00122 | MetaFix All In One Matrix System | MetaFix All In One Matrix System | Dental matrices
Kerr Corporation | الولايات المتحدة الامريكية | United States | ME0000000653SFDAA00129 | Pro-Cup | Pro-Cup | Polishing Cups
Kerr Corporation | الولايات المتحدة الامريكية | United States | ME0000000653SFDAA00125 | Hawe™ Steel Matrix Bands | Hawe™ Steel Matrix Bands | Steel Matrix Bands
CONMED CORPORATION | الولايات المتحدة الامريكية | United States | ME0000005736SFDAA00386 | 24K SHAVER SENSOR | 24K SHAVER SENSOR | Reusable, Electrical-only medical device connection cable.
Respironics, Inc | الولايات المتحدة الامريكية | United States | ME0000000579SFDAA00001 | DreamStation Wi-Fi Accessory, EU | Physiology Telephone Transmitter/ Receiver System | Date Transfer Product
Becton, Dickinson And Company | الولايات المتحدة الامريكية | United States | ME0000001874SFDAA00012 | BD Surgical Clipper Charging Adapter | BD Surgical Clipper Charging Adapter | Surgical Clipper Charging Adapter
Becton, Dickinson And Company | الولايات المتحدة الامريكية | United States | ME0000001874SFDAA00013 | BD ClipVac Vacuum Unit | BD ClipVac Vacuum Unit | Vacuum Unit
Becton, Dickinson And Company | الولايات المتحدة الامريكية | United States | ME0000001874SFDAA00006 | Surgical Clipper Charging Adapter | Surgical Clipper Charging Adapter | AC Power Charging Adapter
Becton, Dickinson And Company | الولايات المتحدة الامريكية | United States | ME0000001874SFDAA00003 | Neuro Surgical Clipper Blade | Neuro Surgical Clipper Blade | Surgical hair clippers blade
Medtronic Inc. | الولايات المتحدة الامريكية | United States | ME0000003921SFDAA00001 | PACEART OPTIMA™ SYSTEM SOFTWARE | PACEART SYSTEM | The Paceart Optima System is a clinic management tool that organizes patient, device, and programmer information. It also provides access to trend analysis, aiding a physician or clinician in their daily workflow and management of patient and cardiac data. The Paceart System supports cardiac rhythm devices from most manufacturers.
Symmetry Medical Manufacturing ,Inc | الولايات المتحدة الامريكية | United States | ME0000000746SFDAA00012 | THORACOLUMBAR BIT LID, SS | Lid | The cases devices and their components (Lids and trays) are noninvasive reusable devices: cases are intended to store instruments and implants.
BTE technologies | الولايات المتحدة الامريكية | United States | ME0000001360SFDAA00013 | R82 | R82 | Standing frame for children and adults disabilities
Becton, Dickinson And Company | الولايات المتحدة الامريكية | United States | ME0000001874SFDAA00010 | BD Surgical Clipper Blade | BD Surgical Clipper Blade | Surgical Clipper Blade
NDS Surgical Imaging, LLC | الولايات المتحدة الامريكية | United States | ME0000004027SFDAA00002 | Medical Display, NDS Radiance Ultra 32" 4K/UHD | Medical Display | High quality Medical Display
Becton, Dickinson And Company | الولايات المتحدة الامريكية | United States | ME0000001874SFDAA00014 | BD Disposable Filter Assembly | BD Disposable Filter Assembly | Disposable Filter Assembly
Symmetry Medical Manufacturing ,Inc | الولايات المتحدة الامريكية | United States | ME0000000746SFDAA00015 | THORACOLUMBAR BIT TRAY, SS | Tray | The cases devices and their components (Lids and trays) are noninvasive reusable devices: cases are intended to store instruments and implants.
DJO, LLC | الولايات المتحدة الامريكية | United States | ME0000002507SFDAA00078 | Chattanooga | Saunders Clinical Cervical TRC | Saunders Clinical Cervical traction
Symmetry Medical Manufacturing ,Inc | الولايات المتحدة الامريكية | United States | ME0000000746SFDAA00011 | CERVICAL INST 2 TRAY, SS | Tray | The cases devices and their components (Lids and trays) are noninvasive reusable devices: cases are intended to store instruments and implants.
CooperSurgical, Inc. | الولايات المتحدة الامريكية | United States | ME0000001058SFDAA00014 | Wallach Accu-Shield. Reusable Clear Plate | Reusable Clear Plate | Reusable Plate
Respironics, Inc | الولايات المتحدة الامريكية | United States | ME0000000579SFDAA00007 | DreamStation Wi-Fi Accessory with Oximetry EU | Physiology Telephone Transmitter/ Receiver System | Date Transfer
Symmetry Medical Manufacturing ,Inc | الولايات المتحدة الامريكية | United States | ME0000000746SFDAA00013 | THORACOLUMBAR INST 1 LID, SS | Lid | The cases devices and their components (Lids and trays) are noninvasive reusable devices: cases are intended to store instruments and implants.
NDS Surgical Imaging, LLC | الولايات المتحدة الامريكية | United States | ME0000004027SFDAA00001 | Radiance Ultra 32" HD Medical Display | Medical Display | High quality Medical Display
Darco International Inc. | الولايات المتحدة الامريكية | United States | ME0000001613SFDAA00001 | OrthoWedge Healing Shoe | OrthoWedge Healing Shoe | Healing Shoes Off-loading Pressure on feet
Darco International Inc. | الولايات المتحدة الامريكية | United States | ME0000001613SFDAA00001 | OrthoWedge Healing Shoe | OrthoWedge Healing Shoe | Healing Shoes Off-loading Pressure on feet
Becton, Dickinson And Company | الولايات المتحدة الامريكية | United States | ME0000001874SFDAA00011 | BD Surgical Clipper | BD Surgical Clipper | Surgical Clipper
DePuy Spine | الولايات المتحدة الامريكية | United States | ME0000000723SFDAA00372 | EXPEDIUM™ SPINE SYSTEM TWO LEVEL CASE | Spinal surgical reusable instruments | Spinal surgical reusable instruments
DePuy Orthopaedics, lnc | الولايات المتحدة الامريكية | United States | ME0000000829SFDAA00073 | TISSUE SPARING SOLUTIONS UNIVERSAL STEM INSERT HANDLE | Surgical instrument | The instruments used to implant orthopaedic prostheses do not have an indefinite function life. All reusable instruments are subjected to repeated stresses related to bone contact, impaction and routing, cleaning and sterilization process. It is essential that the surgeon and operating theatre staff are fully conversant with the appropriate surgical technique for the instruments and associated implant, if any.
Symmetry Medical Inc. | الولايات المتحدة الامريكية | United States | ME0000000746SFDAA00010 | CERVICAL INST 2 LID, SS | Lid | The cases devices and their components (Lids and trays) are noninvasive reusable devices: cases are intended to store instruments and implants.
Symmetry Medical Inc. | الولايات المتحدة الامريكية | United States | ME0000000746SFDAA00014 | CERVICAL BITS INST 1 LID, SS | Lid | The cases devices and their components (Lids and trays) are noninvasive reusable devices: cases are intended to store instruments and implants.
Respironics, Inc | الولايات المتحدة الامريكية | United States | ME0000000579SFDAA00008 | DreamStation Cellular with Oximetry | Physiology Telephone Transmitter/ Receiver System | Data Transfer
Respironics, Inc | الولايات المتحدة الامريكية | United States | ME0000000579SFDAA00009 | DreamStation Cellular Modem with Oximetry EU | Physiology Telephone Transmitter/ Receiver System | Data Transfer
Respironics, Inc | الولايات المتحدة الامريكية | United States | ME0000000579SFDAA00005 | DreamStation Cellular Modem | Physiology Telephone Transmitter/ Receiver System | Date Transfer
GF Health Products, Inc. | الولايات المتحدة الامريكية | United States | ME0000006279SFDAA00001 | EyeSurgi Stretcher | EyeSurgi Stretcher | Hospital Stretcher
DePuy Orthopaedics, lnc | الولايات المتحدة الامريكية | United States | ME0000015041SFDAA00003 | LPS | LPS | Surgical Instrument
CONMED CORPORATION | الولايات المتحدة الامريكية | United States | ME0000005736SFDAA00387 | Pump Interface Cable | Pump Interface Cable | Reusable, Electrical-only medical device connection cable.
Globus Medical INC. | الولايات المتحدة الامريكية | United States | ME0000005740SFDAA00117 | Ball Tip Probe | Ball Tip Probe | Reusable, Medical ruler
Stryker Medical | الولايات المتحدة الامريكية | United States | ME0000000992SFDAA00051 | Emergency Relief Bed™ | Manual Hospital Bed | a non-powered, manual adjustable hospital bed that is used in combination with a patient support surface and includes an IV pole
Datex-Ohmeda, Inc | الولايات المتحدة الامريكية | United States | ME0000003425SFDAA00017 | IV Pole | IV Pole array | NA
Covidien LLC | الولايات المتحدة الامريكية | United States | ME0000004584SFDAA00243 | Capnostream35 External Battery Charger | Accessories for Capnostream35 | External battery Charger
GCX CORPORATION | الولايات المتحدة الامريكية | United States | ME0000015138SFDAA00003 | Philips X2, X3, MP2, MP5, MX100 Roll Stand Kit | Rollstand | Roll stand for Philips X3, X2, MP2, MP5, MX100 device
GCX CORPORATION | الولايات المتحدة الامريكية | United States | ME0000015138SFDAA00003 | Philips X2, X3, MP2, MP5, MX100 Roll Stand Kit | Rollstand | Roll stand for Philips X3, X2, MP2, MP5, MX100 device
GCX CORPORATION | الولايات المتحدة الامريكية | United States | ME0000015138SFDAA00002 | VHM-P (Non-Locking) Variable Height Arm | VHM-P/PL Variable Height Arm for MX600/700/800 | Variable height arm for supporting Philips Monitor to be used in a hospital.
Covidien LLC | الولايات المتحدة الامريكية | United States | ME0000004584SFDAA00242 | Capnostream35 removable Battary | Accessories for Capnostream35 | Removable battery
GCX CORPORATION | الولايات المتحدة الامريكية | United States | ME0000015138SFDAA00001 | VHM-PL (Locking) Variable Height Arm for for MX600/700/800 | VHM-P/PL Variable Height Arm for MX600/700/800 | Variable height arm for supporting Philips Monitor to be used in a hospital.
GCX CORPORATION | الولايات المتحدة الامريكية | United States | ME0000015138SFDAA00001 | VHM-PL (Locking) Variable Height Arm for for MX600/700/800 | VHM-P/PL Variable Height Arm for MX600/700/800 | Variable height arm for supporting Philips Monitor to be used in a hospital.
ASPEN SURGICAL PRODUCTS, INC. | الولايات المتحدة الامريكية | United States | ME0000007350SFDAA00007 | Oxboro® Instrument Tip Protectors | Instrument Tip Protectors | Tip Protectors to protect surgical instruments through handling and sterilization
GCX Corporation | الولايات المتحدة الامريكية | United States | ME0000006591SFDAA00002 | Flush Wall Mount for Philips Avalon FM20/30 monitor | Flush Wall Mount for Philips Avalon FM20/30 monitor | Flush wall mount for supporting Philips Monitor FM20/30
Rumex International co. | الولايات المتحدة الامريكية | United States | ME0000011509SFDAA00015 | depressors | depressors | Ophthalmic depressors | مثبطات لجراحة العيون
Rumex International co. | الولايات المتحدة الامريكية | United States | ME0000011509SFDAA00019 | dilators | dilators | Ophthalmic dilators | الموسعات العينية لجراحة العيون
GCX Corporation | الولايات المتحدة الامريكية | United States | ME0000006591SFDAA00003 | VHM-PL (Locking) Variable Height Arm for MX600/700/800 | Variable Height Arm | Variable height arm for supporting Philips Monitor to be used in a hospital.
Ventlab LLC a Subsidiary of SunMed Holdings | الولايات المتحدة الامريكية | United States | ME0000013402SFDAA00002 | Breathrite Rigid VHC/MDI spacer | spacer | holding valve chambers
Globus Medical INC. | الولايات المتحدة الامريكية | United States | ME0000005740SFDAA00118 | Locking Counter Torque | Locking Counter Torque | Reusable, non-medicated Orthopaedic surgical procedure kit.
Kerr Corporation | الولايات المتحدة الامريكية | United States | ME0000000653SFDAA00123 | Hawe Tofflemire Matrices | Hawe Tofflemire Matrices | Dental matrices
Kerr Corporation | الولايات المتحدة الامريكية | United States | ME0000000653SFDAA00124 | Hawe™ Finishing and Polishing Strips | Hawe™ Finishing and Polishing Strips | Finishing and Polishing Strips
Kerr Corporation | الولايات المتحدة الامريكية | United States | ME0000000653SFDAA00127 | OptiDisc | OptiDisc | Finishing and Polishing Discs
Kerr Corporation | الولايات المتحدة الامريكية | United States | ME0000000653SFDAA00128 | Elements™ Gutta Percha Cartridge | Elements™ Gutta Percha Cartridge | Gutta Percha Cartridges
Parker laboratories,Inc. | الولايات المتحدة الامريكية | United States | ME0000006506SFDAA00006 | ECLIPSE® Probe Cover | Probe Cover | The probe covers are pre-filled inside with Aquasonic® 100 Ultrasound Transmission Gel. Eclipse Probe Covers are non-irritating, non-sensitizing and are not made with natural rubber latex.
Parker laboratories,Inc. | الولايات المتحدة الامريكية | United States | ME0000006506SFDAA00007 | Aquasonic® 100 Ultrasound Transmission Gel | Ultrasound Transmission Gel | Clear Ultrasound Gel and SCAN Ultrasound Gel (Parker Laboratories Ultrasound Gel) are non-sterile, water-soluble and non-staining gels intended for external use only and are used with all commercially available ultrasound devices.
MEDSOURCE INTERNATIONAL LLC | الولايات المتحدة الامريكية | United States | ME0000014964SFDAA00001 | Surgical Earloop Mask | Non-Sterile Surgical Mask | Non-Sterile Surgical Mask
Align Technology Inc | الولايات المتحدة الامريكية | United States | ME0000010907SFDAA00006 | iTero Element 2 BVE System | iTero Element 2 BVE System | Intraoral Scanner Optical Impression Device and components. 208481: iTero Element 2 BVE System 206008: Stand-alone Wheel Stand Package, Element 2 BVE 204377: Counter Stand Kit, Element 2 BVE 204373: iTero Articulator KIT, BVE 204372: 25 Disposable Sleeves Box Box Assembly, BVE 109170: iTero Element 2 protective Sleeve 202973: Scanning Unit, Service Package, Element 2 BVE 208587: Base Unit, Service Package, Element 2 BVE
Advanced Sterilization Products Division of Ethicon, Inc. a Johnson & Johnson Company | الولايات المتحدة الامريكية | United States | ME0000018017SFDAA00003 | STERRAD® Incubator | STERRAD® Incubator | Incubator
Advanced Sterilization Products Division of Ethicon, Inc. a Johnson & Johnson Company | الولايات المتحدة الامريكية | United States | ME0000018013SFDAA00003 | APTIMAX® Instrument Tray Holders | APTIMAX® Instrument Tray Holders | Instrument Tray Holders
Steris Corporation | الولايات المتحدة الامريكية | United States | ME0000005992SFDAA00003 | Liquid DeScaler | Acid-Based Scale Remover | Acid-Based Scale Remover
Advanced Sterilization Products Division of Ethicon, Inc. a Johnson & Johnson Company | الولايات المتحدة الامريكية | United States | ME0000018014SFDAA00003 | STERRAD® Instrument Tray Mats | STERRAD® Instrument Tray Mats | Instrument Tray Mats
Advanced Sterilization Products Division of Ethicon,Inc. A Johnson & Johnson Company | الولايات المتحدة الامريكية | United States | ME0000003217SFDAA00070 | STERRAD® Instrument Tray Mats | STERRAD® Instrument Tray Mats | Mats to protect surgical instruments
Advanced Sterilization Products Division of Ethicon,Inc. A Johnson & Johnson Company | الولايات المتحدة الامريكية | United States | ME0000003217SFDAA00069 | STERRAD® Incubator | STERRAD® Incubator | Laboratory Incubator
Advanced Sterilization Products Division of Ethicon,Inc. A Johnson & Johnson Company | الولايات المتحدة الامريكية | United States | ME0000003217SFDAA00072 | STERRAD® 100NX® Sterilizer Validation Kit, International | STERRAD® 100NX® Sterilizer Validation Kit, International | Biological sterilization indicator
Advanced Sterilization Products Division of Ethicon,Inc. A Johnson & Johnson Company | الولايات المتحدة الامريكية | United States | ME0000003217SFDAA00071 | CIDEZYME® XTRA Multi Enzymatic Detergent for Automated Systems and Manual Cleaning | CIDEZYME® XTRA Multi Enzymatic Detergent for Automated Systems and Manual Cleaning | Disinfection or sterilization agent
Image Diagnostics Inc. | الولايات المتحدة الامريكية | United States | ME0000016437SFDAA00002 | Mobile Video Cart | Monitor | MOBILE VIDEO DISPLAY SYSTEM.SINGLE 27IN. MONITOR.TOUCH SCREEN.MONITOR CART
Advanced Sterilization Products Division of Ethicon,Inc. A Johnson & Johnson Company | الولايات المتحدة الامريكية | United States | ME0000003217SFDAA00076 | APTIMAX® Instrument Tray Holders | APTIMAX® Instrument Tray Holders | Instrument Tray Holder
GE Medical Systems Ultrasound & Primary Care Diagnostics LLC | الولايات المتحدة الامريكية | United States | ME0000003368SFDAA00014 | ECG Leadwire Set | ECG Leadwire | ECG Leadwire
GE Medical Systems Information Technologies | الولايات المتحدة الامريكية | United States | ME0000003406SFDAA00001 | ECG cable | ECG cable | ECG cable
Advanced Sterilization Products Division of Ethicon, Inc. a Johnson & Johnson Company | الولايات المتحدة الامريكية | United States | ME0000018007SFDAA00001 | ASP ACCESS™ | ASP ACCESS™ | ASP ACCESS™ Data Station is a small computer that runs the ASP ACCESS™ Web Application.
GE Medical Systems Information Technologies | الولايات المتحدة الامريكية | United States | ME0000003406SFDAA00002 | Defib Sync Cable | Cable | Defib Sync cable
Advanced Sterilization Products Division of Ethicon,Inc. A Johnson & Johnson Company | الولايات المتحدة الامريكية | United States | ME0000003217SFDAA00047 | ASP ACCESS™ | ASP ACCESS™ | Data Monitoring Software
GCX CORPORATION | الولايات المتحدة الامريكية | United States | ME0000015138SFDAA00004 | Roll Stand kit for Philips Avalon FM20/30 Monitor | Roll Stand kit for Philips Avalon FM20/30 Monitor | Roll Stand kit for Philips Avalon FM20/30 Monitor
ASPEN SURGICAL PRODUCTS, INC. | الولايات المتحدة الامريكية | United States | ME0000007350SFDAA00014 | Oxboro Retractor Tip Protectors | Oxboro Retractor Tip Protectors | Tip Protectors to protect surgical instruments through handling and sterilization
ASPEN SURGICAL PRODUCTS, INC. | الولايات المتحدة الامريكية | United States | ME0000007350SFDAA00012 | Oxboro MIS Tip Protectors | Oxboro MIS Tip Protectors | Tip Protectors to protect surgical instruments through handling and sterilization
ASPEN SURGICAL PRODUCTS, INC. | الولايات المتحدة الامريكية | United States | ME0000007350SFDAA00011 | Oxboro Specialty Tip Protectors | Oxboro Specialty Tip Protectors | Tip Protectors to protect surgical instruments through handling and sterilization
MBI Nutraceuticals | الولايات المتحدة الامريكية | United States | ME0000002222SFDAA00006 | Tetrasol Gel | Extra Strength Silver | Antibacterial gel Silver Skin and Wound Cleanser | جل
Bemis Manufacturing company | الولايات المتحدة الامريكية | United States | ME0000019607SFDAA00002 | Suction Canister Accessories Kit | Accessories for Fluid Management System | Accessories for Fluid Management System and Hi-Flow Suction Canisters
Mizuho Orthopedic Systems, Inc | الولايات المتحدة الامريكية | United States | ME0000009400SFDAA00019 | PKIT,ULTRA SHOULDER, REHAB SLING, 3/CS | Patient Care Kit | PKIT,ULTRA SHOULDER, REHAB SLING, 3/CS
Mizuho Orthopedic Systems, Inc | الولايات المتحدة الامريكية | United States | ME0000009400SFDAA00020 | SLING, REHAB SHOULDER, ABDUCTION | Shoulder Sling | SLING, REHAB SHOULDER, ABDUCTION
Fremon Scientific, Inc. | الولايات المتحدة الامريكية | United States | ME0000001434SFDAA00001 | Zip Thaw 202 | Zip Thaw 202 system | Thawing device intended for thawing of Fresh Frozen Plasma (FFP).
Medtronic Sofamor Danek USA, Inc. | الولايات المتحدة الامريكية | United States | ME0000000273SFDAA00777 | CD HORIZON® SOLERA® Spinal System Standard Instrument Lower Tray | CD HORIZON® SOLERA® Spinal System Standard Instrument Lower Tray | CD HORIZON® SOLERA® Spinal System Standard Instrument Lower Tray
Medtronic Sofamor Danek USA, Inc. | الولايات المتحدة الامريكية | United States | ME0000000273SFDAA00781 | HINGED TNSLATOR FOR 5.5/6.0MM ROD - RIGH | HINGED TNSLATOR FOR 5.5/6.0MM ROD - RIGH | HINGED TNSLATOR FOR 5.5/6.0MM ROD - RIGH
Medtronic Sofamor Danek USA, Inc. | الولايات المتحدة الامريكية | United States | ME0000000273SFDAA00789 | TRADITIONAL STRAIGHT IMPLANT HOLDER | TRADITIONAL STRAIGHT IMPLANT HOLDER | TRADITIONAL STRAIGHT IMPLANT HOLDER
Medtronic Sofamor Danek USA, Inc. | الولايات المتحدة الامريكية | United States | ME0000000273SFDAA00793 | HOOK PUSHER FOR IMPLANT HOLDER | HOOK PUSHER FOR IMPLANT HOLDER | HOOK PUSHER FOR IMPLANT HOLDER
Medtronic Sofamor Danek USA, Inc. | الولايات المتحدة الامريكية | United States | ME0000000273SFDAA00806 | CD HORIZON® Spinal System SCREW PREP INSTRUMENT TRAY | CD HORIZON® Spinal System SCREW PREP INSTRUMENT TRAY | CD HORIZON® Spinal System SCREW PREP INSTRUMENT TRAY
Medtronic Sofamor Danek USA, Inc. | الولايات المتحدة الامريكية | United States | ME0000000273SFDAA00810 | MAS SCREW DRIVER - T BASIC | MAS SCREW DRIVER - T BASIC | Reusable surgical instruments
Medtronic Sofamor Danek USA, Inc. | الولايات المتحدة الامريكية | United States | ME0000000273SFDAA00836 | BEALE ROD REDUCER - SLOTS | BEALE ROD REDUCER - SLOTS | Reusable surgical instruments.
Medtronic Sofamor Danek USA, Inc. | الولايات المتحدة الامريكية | United States | ME0000000273SFDAA00832 | MED™ CURVED SCISSORS | MED™ CURVED SCISSORS | Reusable surgical instruments
Medtronic Sofamor Danek USA, Inc. | الولايات المتحدة الامريكية | United States | ME0000000273SFDAA00794 | T-25 BALL ENDED REMOVAL DRIVER | T-25 BALL ENDED REMOVAL DRIVER | T-25 BALL ENDED REMOVAL DRIVER
Medtronic Sofamor Danek USA, Inc. | الولايات المتحدة الامريكية | United States | ME0000000273SFDAA00811 | MAS SCREW DRIVER WITH THUMBWEEL | MAS SCREW DRIVER WITH THUMBWEEL | Reusable surgical instruments.
Medtronic Sofamor Danek USA, Inc. | الولايات المتحدة الامريكية | United States | ME0000000273SFDAA00807 | CD HORIZON® Spinal System OUTER CASE, DEGEN | CD HORIZON® Spinal System OUTER CASE, DEGEN | CD HORIZON® Spinal System OUTER CASE, DEGEN
Medtronic Sofamor Danek USA, Inc. | الولايات المتحدة الامريكية | United States | ME0000000273SFDAA00774 | CD HORIZON® Spinal System FAS Implant and Driver Tray | CD HORIZON® Spinal System FAS Implant and Driver Tray | CD HORIZON® Spinal System FAS Implant and Driver Tray
Medtronic Sofamor Danek USA, Inc. | الولايات المتحدة الامريكية | United States | ME0000000273SFDAA00778 | CD HORIZON® SOLERA® Long ROD Tray | CD HORIZON® SOLERA® Long ROD Tray | CD HORIZON® SOLERA® Long ROD Tray
Medtronic Sofamor Danek USA, Inc. | الولايات المتحدة الامريكية | United States | ME0000000273SFDAA00782 | 5.5/6.0 ROD PUSHER | 5.5/6.0 ROD PUSHER | 5.5/6.0 ROD PUSHER
Medtronic Sofamor Danek USA, Inc. | الولايات المتحدة الامريكية | United States | ME0000000273SFDAA00786 | CDHS 5.5/6.0 Set Screw Caddy | CDHS 5.5/6.0 Set Screw Caddy | CDHS 5.5/6.0 Set Screw Caddy
Medtronic Sofamor Danek USA, Inc. | الولايات المتحدة الامريكية | United States | ME0000000273SFDAA00799 | CD HORIZON® Spinal System SETSCREW MODULE LID | CD HORIZON® Spinal System SETSCREW MODULE LID | CD HORIZON® Spinal System SETSCREW MODULE LID
Medtronic Sofamor Danek USA, Inc. | الولايات المتحدة الامريكية | United States | ME0000000273SFDAA00803 | CD HORIZON® Spinal System SETSCREW MODULE | CD HORIZON® Spinal System SETSCREW MODULE | CD HORIZON® Spinal System SETSCREW MODULE
Medtronic Sofamor Danek USA, Inc. | الولايات المتحدة الامريكية | United States | ME0000000273SFDAA00826 | DILATOR | DILATOR | Reusable surgical instruments
Medtronic Sofamor Danek USA, Inc. | الولايات المتحدة الامريكية | United States | ME0000000273SFDAA00816 | OUTER CASE | OUTER CASE | Reusable surgical instruments
Medtronic Sofamor Danek USA, Inc. | الولايات المتحدة الامريكية | United States | ME0000000273SFDAA00790 | LAMINER ELEVATOR | LAMINER ELEVATOR | LAMINER ELEVATOR
Medtronic Sofamor Danek USA, Inc. | الولايات المتحدة الامريكية | United States | ME0000000273SFDAA00769 | CROSSING BLOCK | CROSSING BLOCK | CROSSING BLOCK
Medtronic Sofamor Danek USA, Inc. | الولايات المتحدة الامريكية | United States | ME0000000273SFDAA00758 | EXTENDER OPEN | EXTENDER OPEN | EXTENDER OPEN
Medtronic Sofamor Danek USA, Inc. | الولايات المتحدة الامريكية | United States | ME0000000273SFDAA00762 | ADAPTER TEMPLATE | ADAPTER TEMPLATE | ADAPTER TEMPLATE
IZI Medical Products Ltd. | الولايات المتحدة الامريكية | United States | ME0000013711SFDAA00011 | Multi-Modality Fiducial Markers | Multi-Modality Fiducial Markers | Multi-modality markers are non-invasive. They adhere to the patient's skin and are visible in CT and MR images.
Globus Medical INC. | الولايات المتحدة الامريكية | United States | ME0000005740SFDAA00120 | Threaded Staple Module | Threaded Staple Module | Reusable Instrument tray.
Medtronic Navigation, Inc. | الولايات المتحدة الامريكية | United States | ME0000000301SFDAA00659 | INTF KIT ZEISS KINEVO | INTF KIT ZEISS KINEVO | Microscope bracket
Medtronic Sofamor Danek USA, Inc. | الولايات المتحدة الامريكية | United States | ME0000000273SFDAA00814 | MAS DRIVER | MAS DRIVER | Reusable surgical instruments
Medtronic Sofamor Danek USA, Inc. | الولايات المتحدة الامريكية | United States | ME0000000273SFDAA00802 | SCREW GAUGE FAS | SCREW GAUGE FAS | SCREW GAUGE FAS
Medtronic Sofamor Danek USA, Inc. | الولايات المتحدة الامريكية | United States | ME0000000273SFDAA00798 | CD HORIZON ® LEGACY T M 5.5 Spinal System Deformities Instruments Case 1 | CD HORIZON ® LEGACY T M 5.5 Spinal System Deformities Instruments Case 1 | CD HORIZON ® LEGACY T M 5.5 Spinal System Deformities Instruments Case 1
Medtronic Sofamor Danek USA, Inc. | الولايات المتحدة الامريكية | United States | ME0000000273SFDAA00785 | CDHL DEGEN INST TRAY | CDHL DEGEN INST TRAY | CDHL DEGEN INST TRAY
Medtronic Sofamor Danek USA, Inc. | الولايات المتحدة الامريكية | United States | ME0000000273SFDAA00773 | THORACIC PROBE | THORACIC PROBE | THORACIC PROBE
Medtronic Sofamor Danek USA, Inc. | الولايات المتحدة الامريكية | United States | ME0000000273SFDAA00760 | LORDOSIS RACK | LORDOSIS RACK | LORDOSIS RACK
Medtronic Sofamor Danek USA, Inc. | الولايات المتحدة الامريكية | United States | ME0000000273SFDAA00768 | SETSCREW DRIVER T27 | SETSCREW DRIVER T27 | SETSCREW DRIVER T27
Medtronic Sofamor Danek USA, Inc. | الولايات المتحدة الامريكية | United States | ME0000000273SFDAA00757 | DISTRACTOR NUT | DISTRACTOR NUT | DISTRACTOR NUT
Medtronic Sofamor Danek USA, Inc. | الولايات المتحدة الامريكية | United States | ME0000000273SFDAA00827 | CD HORIZON® Spinal System OUTER CASE LID | CD HORIZON® Spinal System OUTER CASE LID | Reusable surgical instruments
Medtronic Sofamor Danek USA, Inc. | الولايات المتحدة الامريكية | United States | ME0000000273SFDAA00825 | Fenestrated Screw Spinal System MAS Adapter/Driver | Fenestrated Screw Spinal System MAS Adapter/Driver | Reusable surgical instruments.
Tiadent Inc | الولايات المتحدة الامريكية | United States | ME0000007160SFDAA00011 | Tia K-File | Dental Root-Canal Instruments | This product is a dental restoration medical devices, for the treatment of various pulpitis, pulp necrosis and other conventional root canal shaping &cleaning and filling.
Tiadent Inc | الولايات المتحدة الامريكية | United States | ME0000007160SFDAA00015 | Tia GATE DRILL | Dental Root-Canal Instruments | This product is a dental restoration medical devices, for the treatment of various pulpitis, pulp necrosis and other conventional root canal shaping &cleaning and filling.
Joerns Healthcare Inc | الولايات المتحدة الامريكية | United States | ME0000001052SFDAA00001 | Oxford | Patient lift | Patient lift that aids in safe listing of the patient
Cardinal Health 200, LLC | الولايات المتحدة الامريكية | United States | ME0000004570SFDAA00028 | Genius Tympanic Probe Covers | Tympanic Thermometer and Accessories | The device requires that the probe cover be ejected and replaced with a new cover before a measurement is taken.
Cardinal Health 200, LLC | الولايات المتحدة الامريكية | United States | ME0000004570SFDAA00027 | Argyle Y Connector Polypropylene, Large | Connector | Clean polypropylene large ‘Y’ type
Kirwan Surgical Products, LLC | الولايات المتحدة الامريكية | United States | ME0000003651SFDAA00003 | Reusable Bipolar Cord | Reusable Bipolar Cord | Reusable Bipolar Non-Sterile Cord
Kirwan Surgical Products, LLC | الولايات المتحدة الامريكية | United States | ME0000003651SFDAA00003 | Reusable Bipolar Cord | Reusable Bipolar Cord | Reusable Bipolar Non-Sterile Cord
Cardinal Health 200, LLC | الولايات المتحدة الامريكية | United States | ME0000004570SFDAA00032 | T.E.D. Anti-Embolism Stockings | Anti-Embolism Stockings | "Compression/pressure sock/stocking, single-use "
Cardinal Health 200, LLC | الولايات المتحدة الامريكية | United States | ME0000004570SFDAA00030 | KENDALL SCD™ SEQUENTIAL COMPRESSION COMFORT SLEEVES | Compression Sleeves and Tubing Assemblies | "Multi-chamber venous compression system garment, single-use "
Cardinal Health 200, LLC | الولايات المتحدة الامريكية | United States | ME0000004570SFDAA00029 | KENDALL SCD™ EXPRESS SLEEVES | Compression Sleeves and Tubing Assemblies | This product is designed for use with KENDALL SCD™ Express and KENDALL SCD™ 700 Series controllers
Cardinal Health 200, LLC | الولايات المتحدة الامريكية | United States | ME0000004570SFDAA00031 | T.E.D Anti-Embolism Stockings | Anti-Embolism Stockings | "Compression/pressure sock/stocking, single-use "
Cardinal Health 200, LLC | الولايات المتحدة الامريكية | United States | ME0000004570SFDAA00034 | T.E.D. Anti-Embolism Stockings | Anti-Embolism Stockings | Compression/pressure sock/stocking, single-use
Cardinal Health 200, LLC | الولايات المتحدة الامريكية | United States | ME0000004570SFDAA00037 | T.E.D. Anti-Embolism Stockings | Anti-Embolism Stockings | Compression/pressure sock/stocking, single-use
Discus Dental LLC | الولايات المتحدة الامريكية | United States | ME0000015604SFDAA00001 | Philips Zoom! | Tooth Whitening Kit | Philips Zoom! WhiteSpeed Light-Accelerated Tooth Whitening Procedure Kits are professional level (in-office) Light-Accelertated procedure kits and are for single patient use only.
ASPEN SURGICAL PRODUCTS, INC. | الولايات المتحدة الامريكية | United States | ME0000007350SFDAA00015 | Oxboro Weitlaner Tip Protectors | Oxboro Weitlaner Tip Protectors | Tip Protectors to protect surgical instruments through handling and sterilization
Cardinal Health 200, LLC | الولايات المتحدة الامريكية | United States | ME0000004570SFDAA00039 | Argyle Bubble Tubing | Connective Tubing and Tubing Connectors | Suction/irrigation tubing, single use
Cardinal Health 200, LLC | الولايات المتحدة الامريكية | United States | ME0000004570SFDAA00038 | Argyle 5-in-1 Barbed Connector | Connective Tubing and Tubing Connectors | Low-pressure tubing connector, reusable
Globus Medical INC. | الولايات المتحدة الامريكية | United States | ME0000005740SFDAA00124 | Driver Shaft, 1/4” Quick-Connect | Driver Shaft, 1/4” Quick-Connect | Surgical screwdriver, reusable.
SKY DENT Corp For Dental Trading | الولايات المتحدة الامريكية | United States | ME0000005062SFDAA00012 | ARTICULATING PAPER | ARTICULATING PAPER | Diagnostic tool used in dentistry to highlight occlusion contacts and the distribution of occlusion forces.
SKY DENT Corp For Dental Trading | الولايات المتحدة الامريكية | United States | ME0000005062SFDAA00012 | ARTICULATING PAPER | ARTICULATING PAPER | Diagnostic tool used in dentistry to highlight occlusion contacts and the distribution of occlusion forces.
Medtronic Sofamor Danek USA, Inc. | الولايات المتحدة الامريكية | United States | ME0000000273SFDAA00763 | MAS LOCK SLEEVE SCREWDRIVER | MAS LOCK SLEEVE SCREWDRIVER | MAS LOCK SLEEVE SCREWDRIVER
Medtronic Sofamor Danek USA, Inc. | الولايات المتحدة الامريكية | United States | ME0000000273SFDAA00775 | CD HORIZON® Spinal System SAS Implant and Driver Tray | CD HORIZON® Spinal System SAS Implant and Driver Tray | CD HORIZON® Spinal System SAS Implant and Driver Tray
Medtronic Sofamor Danek USA, Inc. | الولايات المتحدة الامريكية | United States | ME0000000273SFDAA00779 | CLOSED COUNTERTORQUE | CLOSED COUNTERTORQUE | CLOSED COUNTERTORQUE
Medtronic Sofamor Danek USA, Inc. | الولايات المتحدة الامريكية | United States | ME0000000273SFDAA00783 | FAS LOCK SLEEVE SCREWDRIVER, 5.5/6.0 | FAS LOCK SLEEVE SCREWDRIVER, 5.5/6.0 | FAS LOCK SLEEVE SCREWDRIVER, 5.5/6.0
Medtronic Sofamor Danek USA, Inc. | الولايات المتحدة الامريكية | United States | ME0000000273SFDAA00787 | CDHS 5.5/6.0 Breakoff Set Screw Module Lid | CDHS 5.5/6.0 Breakoff Set Screw Module Lid | CDHS 5.5/6.0 Breakoff Set Screw Module Lid
Medtronic Sofamor Danek USA, Inc. | الولايات المتحدة الامريكية | United States | ME0000000273SFDAA00791 | PEDICLE FINDER | PEDICLE FINDER | PEDICLE FINDER
Medtronic Sofamor Danek USA, Inc. | الولايات المتحدة الامريكية | United States | ME0000000273SFDAA00795 | PROVISIONAL DRVR 6.35 HEX | PROVISIONAL DRVR 6.35 HEX | PROVISIONAL DRVR 6.35 HEX
Medtronic Sofamor Danek USA, Inc. | الولايات المتحدة الامريكية | United States | ME0000000273SFDAA00800 | CD HORIZON® Spinal System IMPLANT TRAY | CD HORIZON® Spinal System IMPLANT TRAY | CD HORIZON® Spinal System IMPLANT TRAY
Medtronic Sofamor Danek USA, Inc. | الولايات المتحدة الامريكية | United States | ME0000000273SFDAA00804 | CD HORIZON® Spinal System OUTER CASE | CD HORIZON® Spinal System OUTER CASE | CD HORIZON® Spinal System OUTER CASE
Medtronic Sofamor Danek USA, Inc. | الولايات المتحدة الامريكية | United States | ME0000000273SFDAA00828 | CD HORIZON® Spinal System DEGEN Instrument Tray | CD HORIZON® Spinal System DEGEN Instrument Tray | Reusable surgical instruments
Medtronic Sofamor Danek USA, Inc. | الولايات المتحدة الامريكية | United States | ME0000000273SFDAA00824 | Generic Lid Base | Generic Lid Base | Reusable surgical instruments
Medtronic Sofamor Danek USA, Inc. | الولايات المتحدة الامريكية | United States | ME0000000273SFDAA00831 | MAS DRIVER | MAS DRIVER | Reusable surgical instruments
Medtronic Sofamor Danek USA, Inc. | الولايات المتحدة الامريكية | United States | ME0000000273SFDAA00835 | TAP | TAP | Reusable surgical instruments
Medtronic Sofamor Danek USA, Inc. | الولايات المتحدة الامريكية | United States | ME0000000273SFDAA00767 | EXTENDER GUIDE | EXTENDER GUIDE | EXTENDER GUIDE
Medtronic Sofamor Danek USA, Inc. | الولايات المتحدة الامريكية | United States | ME0000000273SFDAA00772 | LUMBAR PROBE | LUMBAR PROBE | LUMBAR PROBE
Medtronic Sofamor Danek USA, Inc. | الولايات المتحدة الامريكية | United States | ME0000000273SFDAA00776 | CD HORIZON® SOLERA® Spinal System Standard Instrument Upper Tray | CD HORIZON® SOLERA® Spinal System Standard Instrument Upper Tray | CD HORIZON® SOLERA® Spinal System Standard Instrument Upper Tray
Medtronic Sofamor Danek USA, Inc. | الولايات المتحدة الامريكية | United States | ME0000000273SFDAA00784 | CD HORIZON® Spinal System OUTER CASE, 5.5 DEGEN | CD HORIZON® Spinal System OUTER CASE, 5.5 DEGEN | CD HORIZON® Spinal System OUTER CASE, 5.5 DEGEN
Medtronic Sofamor Danek USA, Inc. | الولايات المتحدة الامريكية | United States | ME0000000273SFDAA00788 | TRADITIONAL LATERAL IMPLANT HOLDER | TRADITIONAL LATERAL IMPLANT HOLDER | TRADITIONAL LATERAL IMPLANT HOLDER
Medtronic Sofamor Danek USA, Inc. | الولايات المتحدة الامريكية | United States | ME0000000273SFDAA00792 | HOOK PUSHER FOR DUAL PURPOSE | HOOK PUSHER FOR DUAL PURPOSE | HOOK PUSHER FOR DUAL PURPOSE
Medtronic Sofamor Danek USA, Inc. | الولايات المتحدة الامريكية | United States | ME0000000273SFDAA00796 | CD HORIZON® Spinal System OUTER CASE, INSTRUMENTS | CD HORIZON® Spinal System OUTER CASE, INSTRUMENTS | CD HORIZON® Spinal System OUTER CASE, INSTRUMENTS
Medtronic Sofamor Danek USA, Inc. | الولايات المتحدة الامريكية | United States | ME0000000273SFDAA00801 | CD HORIZON® Spinal System INSTRUMENT TRAY | CD HORIZON® Spinal System INSTRUMENT TRAY | CD HORIZON® Spinal System INSTRUMENT TRAY
Medtronic Sofamor Danek USA, Inc. | الولايات المتحدة الامريكية | United States | ME0000000273SFDAA00805 | CD HORIZON® Spinal System SETSCREW MODULE | CD HORIZON® Spinal System SETSCREW MODULE | CD HORIZON® Spinal System SETSCREW MODULE
Medtronic Sofamor Danek USA, Inc. | الولايات المتحدة الامريكية | United States | ME0000000273SFDAA00809 | CD HORIZON® Spinal System MAS IMPLANT TRAY | CD HORIZON® Spinal System MAS IMPLANT TRAY | Reusable surgical instruments
Medtronic Sofamor Danek USA, Inc. | الولايات المتحدة الامريكية | United States | ME0000000273SFDAA00833 | Graft Delivery Instrument Tray | Graft Delivery Instrument Tray | Reusable surgical instruments
Medtronic Sofamor Danek USA, Inc. | الولايات المتحدة الامريكية | United States | ME0000000273SFDAA00829 | ADJUSTABLE DRIVER HANDLE | ADJUSTABLE DRIVER HANDLE | Reusable surgical instruments
Medtronic Sofamor Danek USA, Inc. | الولايات المتحدة الامريكية | United States | ME0000000273SFDAA00812 | ROCKER PUSH BUTTON | ROCKER PUSH BUTTON | Reusable surgical instruments
Medtronic Sofamor Danek USA, Inc. | الولايات المتحدة الامريكية | United States | ME0000000273SFDAA00817 | Rod Template | Rod Template | Reusable surgical instruments
Medtronic Sofamor Danek USA, Inc. | الولايات المتحدة الامريكية | United States | ME0000000273SFDAA00808 | BALL TIPPED SOUNDING/FEELER PROBE | BALL TIPPED SOUNDING/FEELER PROBE | Reusable surgical instruments
Medtronic Sofamor Danek USA, Inc. | الولايات المتحدة الامريكية | United States | ME0000000273SFDAA00759 | LORDOSIS RATCHET | LORDOSIS RATCHET | LORDOSIS RATCHET
Medtronic Sofamor Danek USA, Inc. | الولايات المتحدة الامريكية | United States | ME0000000273SFDAA00770 | ROD REDUCER | ROD REDUCER | ROD REDUCER
Globus Medical INC. | الولايات المتحدة الامريكية | United States | ME0000005740SFDAA00119 | Staple Inserter, Threaded | Staple Inserter, Threaded | Reusable, Orthopaedic implant inserter/extractor.
Globus Medical INC. | الولايات المتحدة الامريكية | United States | ME0000005740SFDAA00121 | REFLECT Sterile Implants and Instruments Soft Case | REFLECT Sterile Implants and Instruments Soft Case | Reusable Instrument tray.
Globus Medical INC. | الولايات المتحدة الامريكية | United States | ME0000005740SFDAA00123 | CREO 4.75 Reduction and Vertebral Derotation Instrument Set | CREO 4.75 Reduction and Vertebral Derotation Instrument Set | Reusable ,Orthopaedic surgical procedure kit, non-medicated.
Arthrex, Inc | الولايات المتحدة الامريكية | United States | ME0000001945SFDAA01086 | Arthroereisis Sizer, 10mm | Arthroereisis Sizer, 10mm | Arthroereisis Sizer, 10mm
Tiadent Inc | الولايات المتحدة الامريكية | United States | ME0000007160SFDAA00016 | Tia PEESO REAMERS | Dental Root-Canal Instruments | This product is a dental restoration medical devices, for the treatment of various pulpitis, pulp necrosis and other conventional root canal shaping &cleaning and filling.
Medtronic Sofamor Danek USA, Inc. | الولايات المتحدة الامريكية | United States | ME0000000273SFDAA00834 | CORONAL LEFT BENDER | CORONAL LEFT BENDER | Reusable surgical instruments
Tiadent Inc | الولايات المتحدة الامريكية | United States | ME0000007160SFDAA00010 | tia H-File | Dental Root-Canal Instruments | This product is a dental restoration medical devices, for the treatment of various pulpitis, pulp necrosis and other conventional root canal shaping &cleaning and filling.
Depco Inc., | الولايات المتحدة الامريكية | United States | ME0000001569SFDAA00003 | Thera Putty | Thera Putty | Exercise Component
Tiadent Inc | الولايات المتحدة الامريكية | United States | ME0000007160SFDAA00018 | Tia Diamond Burs | Diamond burs | This product is a dental restoration medical devices, for the treatment of various pulpitis, pulp necrosis and other conventional root canal shaping &cleaning and filling.
Tiadent Inc | الولايات المتحدة الامريكية | United States | ME0000007160SFDAA00012 | Tia C-File | Dental Root-Canal Instruments | This product is a dental restoration medical devices, for the treatment of various pulpitis, pulp necrosis and other conventional root canal shaping &cleaning and filling.
Xodus Medical Inc. | الولايات المتحدة الامريكية | United States | ME0000005647SFDAA00005 | Oasis Antifatigue Mat with Absorbent layer | Oasis Antifatigue Mat with Absorbent layer | Antifatigue Mat
TearScience, Inc. | الولايات المتحدة الامريكية | United States | ME0000019087SFDAA00001 | LipiFlow Thermal Pulsion System Cable Kit | Thermal Pulsion System Cable Kit | Thermal Pulsion System Cable Kit
ASPEN SURGICAL PRODUCTS, INC. | الولايات المتحدة الامريكية | United States | ME0000007350SFDAA00022 | SafeClean | SafeClean Instrument Cleaning Brush | Brushes to remove surgical residue from surgical instruments and endoscopic devices after surgical procedures.
ASPEN SURGICAL PRODUCTS, INC. | الولايات المتحدة الامريكية | United States | ME0000007350SFDAA00022 | SafeClean | SafeClean Instrument Cleaning Brush | Brushes to remove surgical residue from surgical instruments and endoscopic devices after surgical procedures.
Cardinal Health 200, LLC | الولايات المتحدة الامريكية | United States | ME0000004570SFDAA00041 | KENDALL SCD™ EXPRESS TEAR-AWAY SLEEVES | SCD Express Sleeves | "Multi-chamber venous compression system garment, single-use "
TearScience, Inc. | الولايات المتحدة الامريكية | United States | ME0000019087SFDAA00003 | LipiScan Dynamic Meibomian Imager | Dynamic Meibomian lmager | Dynamic Meibomian lmager
Medtronic Navigation, Inc. | الولايات المتحدة الامريكية | United States | ME0000000301SFDAA00485 | AUTOGUIDE VISUALASE INSTRUMENT SET | AUTOGUIDE VISUALASE INSTRUMENT SET | INSTRUMENT SET
Cardinal Health 200, LLC | الولايات المتحدة الامريكية | United States | ME0000004570SFDAA00043 | T.E.D. Anti-Embolism Stockings | Anti-Embolism Stockings | "Compression/pressure sock/stocking, single-use "
Cardinal Health 200, LLC | الولايات المتحدة الامريكية | United States | ME0000004570SFDAA00040 | KENDALL SCD™ EXPRESS SLEEVES | Compression Sleeves and Tubing Assemblies | Compression Sleeves and Tubing Assemblies
Cardinal Health 200, LLC | الولايات المتحدة الامريكية | United States | ME0000004570SFDAA00040 | KENDALL SCD™ EXPRESS SLEEVES | Compression Sleeves and Tubing Assemblies | Compression Sleeves and Tubing Assemblies
Stryker Medical | الولايات المتحدة الامريكية | United States | ME0000000992SFDAA00059 | I.V. Pole | I.V. Pole | Infusion Therapy Pole
ASPEN SURGICAL PRODUCTS, INC. | الولايات المتحدة الامريكية | United States | ME0000007350SFDAA00013 | Oxboro Osteotome Tip Protectors | Oxboro Osteotome Tip Protectors | Tip Protectors to protect surgical instruments through handling and sterilization
Graphic Controls Acquisition Corp. | الولايات المتحدة الامريكية | United States | ME0000009145SFDAA00003 | Neonatal Pre-wired Electrodes | Electrodes | Neonatal Pre-wired Electrodes
Stryker Instruments | الولايات المتحدة الامريكية | United States | ME0000003208SFDAA00314 | Ezout Insert Tray | Large Bone Powered Surgical Systems | Stryker sterilization case is designed to contain an insert tray and protect reusable medical devices during steam sterilization, storage and transportation.
Stryker Instruments | الولايات المتحدة الامريكية | United States | ME0000003208SFDAA00313 | Ezout Centering Plug | Large Bone Powered Surgical Systems | Accessory to Ezout Acetabular Cup Removal System to aid in the removal of hemispherical acetabular cup during revision of hip arthroplasty.
Stryker Instruments | الولايات المتحدة الامريكية | United States | ME0000003208SFDAA00312 | Ezout Riser Ring | Large Bone Powered Surgical Systems | Accessory to Ezout Acetabular Cup Removal System to aid in the removal of hemispherical acetabular cup during revision of hip arthroplasty.
Graphic Controls Acquisition Corp. | الولايات المتحدة الامريكية | United States | ME0000009145SFDAA00005 | ECG Snap Tape Electrodes | Electrodes | ECG Snap Tape Electrodes
Graphic Controls Acquisition Corp. | الولايات المتحدة الامريكية | United States | ME0000009145SFDAA00009 | ECG Snap Cloth Electrodes | Electrodes | Electrodes
DTC Dental USA LTD | الولايات المتحدة الامريكية | United States | ME0000001251SFDAA00036 | ligature wire | Orthodontic wire | Orthodontic wire
DTC Dental USA LTD | الولايات المتحدة الامريكية | United States | ME0000001251SFDAA00031 | O Rings | orthodontic brackets | orthodontic brackets
DTC Dental USA LTD | الولايات المتحدة الامريكية | United States | ME0000001251SFDAA00025 | NiTi Open Springs | orthodontic wires | orthodontic wires
DTC Dental USA LTD | الولايات المتحدة الامريكية | United States | ME0000001251SFDAA00016 | 1st molar pediatric Plain Band | Molar band | Molar band
DTC Dental USA LTD | الولايات المتحدة الامريكية | United States | ME0000001251SFDAA00011 | Round S.S arch Wires | orthodontic wires | orthodontic wires
Graphic Controls Acquisition Corp. | الولايات المتحدة الامريكية | United States | ME0000009145SFDAA00007 | ECG Snap Cloth Information Electrodes | Electrodes | Electrodes
DTC Dental USA LTD | الولايات المتحدة الامريكية | United States | ME0000001251SFDAA00002 | MBT brackets | orthodontic brackets | orthodontic brackets
Stryker Instruments | الولايات المتحدة الامريكية | United States | ME0000003208SFDAA00316 | Sonopet IQ Hand Controller | Sonopet IQ Accessories | Hand Controller
Stryker Instruments | الولايات المتحدة الامريكية | United States | ME0000003208SFDAA00315 | Sonopet IQ Basic Foot Pedal | Sonopet IQ Accessories | Foot Pedal
Graphic Controls Acquisition Corp. | الولايات المتحدة الامريكية | United States | ME0000009145SFDAA00006 | ECG Snap Foam Electrodes | Electrodes | Electrodes
Graphic Controls Acquisition Corp. | الولايات المتحدة الامريكية | United States | ME0000009145SFDAA00008 | ECG Diagnostic Snap Foam Electrodes | Electrodes | Electrodes
GE Healthcare Coils | الولايات المتحدة الامريكية | United States | ME0000003343SFDAA00059 | 1.5T 16ch AIR AA | MR RF Coil | The 1.5T 16ch AIR AA is a receive-only coil that, when used with other coils, is designed to provide optimum signal-to noise ratio and uniform coverage of general human anatomy, including extremities. The coil is padded with a soft material designed to maximize patient comfort. The 16ch AIR AA comes a P-connector that is compatible with 1.5T GE scanners with Pconnector style ports. The 16ch AIR AA is designed to be used by a Registered MRI Technologist. The Registered MRI Technologist will operate the scanner from the control room. If the patient is claustrophobic another MRI Technologist or clinical staff member may stay in the magnet room with the patient
Medtronic Navigation, Inc. | الولايات المتحدة الامريكية | United States | ME0000000301SFDAA00483 | STEALTH AUTOGUIDE™ SYSTEM | STEALTH AUTOGUIDE™ SYSTEM | Surgical trajectory platform
Healthmark Industries Company, Inc. | الولايات المتحدة الامريكية | United States | ME0000015455SFDAA00007 | Non-linting Disposable Wipes | Instrument Cleaning Wipes | Non Linting Wipes, Poly Cellulose Clean Room Wipes | مناديل غير منسوجة ، مناديل بولي سليلوز نظيفة
Royal Chemical Company, LTD | الولايات المتحدة الامريكية | United States | ME0000020638SFDAA00002 | Microsure Surface Sanitizer | Microsure Surface Sanitizer | All purpose Disinfectant
DeRoyal Industries, Inc. | الولايات المتحدة الامريكية | United States | ME0000004321SFDAA00001 | Surgical Tubing w/Connector | Surgical Tubing w/Connector | Surgical Tubing w/Connector
Graphic Controls Acquisition Corp. | الولايات المتحدة الامريكية | United States | ME0000009145SFDAA00004 | Resting ECG Tab Electrodes | Electrodes | Resting ECG Tab Electrodes
TearScience, Inc. | الولايات المتحدة الامريكية | United States | ME0000019087SFDAA00002 | Meibomian Gland Evaluator | Meibomian Gland Evaluator | Meibomian Gland Evaluator
Covidien llc | الولايات المتحدة الامريكية | United States | ME0000001197SFDAA00035 | Capnoline™ Infant-Neonatal Intubated Filter Line with Microstream™ Technology | Infant-Neonatal Intubated Filter | Neonatal-Infant Intubated Filter Line with Microstream™ Technology, H, Length 2.0 m
Bemis Manufacturing company | الولايات المتحدة الامريكية | United States | ME0000019607SFDAA00003 | 3000cc High-Flow Suction Canister with Aerostat Filter, Float Valve Shutoff, Green Lid | Hi-Flow Suction Canisters | Hi-Flow Suction Canisters For the collection and disposal of aspirated fluids
GE Medical Systems Information Technologies, Inc | الولايات المتحدة الامريكية | United States | ME0000003421SFDAA00062 | NIBP Hose | Non-Invasive Blood Pressure Cuff Accessories | Non-Invasive Blood Pressure Cuff Accessories
3D Imaging and Simulation Corp.Americas | الولايات المتحدة الامريكية | United States | ME0000021496SFDAA00001 | Intraoral Optical Scanner | Optical Intraoral Scanner | Scanner that creates optical impressions for dental restorations.
GCX Corporation | الولايات المتحدة الامريكية | United States | ME0000006591SFDAA00004 | M Series 12" / 30.5 cm Pivot Arm Kit for IntelliVue MP20/30/40/50/60/70, MX400/450/500/550/600/700/800 - Includes: 12" / 30.5 cm Pivot Arm, 6" / 15.2 cm Down Post for FMS, and Channel Cover | M Series 12" / 30.5 cm Pivot Arm Kit for IntelliVue MP20/30/40/50/60/70, MX400/450/500/550/600/700/800 - Includes: 12" / 30.5 cm Pivot Arm, 6" / 15.2 cm Down Post for FMS, and Channel Cover | M-Series Arm for supporting Philips Monitor to be used in a hospital.
GCX CORPORATION | الولايات المتحدة الامريكية | United States | ME0000015138SFDAA00005 | GCX Rollstand: Efficia-Suresigns | Efficia-Suresigns Premium Roll Stand | Roll stand for supporting Efficia-Suresigns Device
GCX CORPORATION | الولايات المتحدة الامريكية | United States | ME0000015138SFDAA00005 | GCX Rollstand: Efficia-Suresigns | Efficia-Suresigns Premium Roll Stand | Roll stand for supporting Efficia-Suresigns Device
Medtronic Navigation, Inc. | الولايات المتحدة الامريكية | United States | ME0000000301SFDAA00462 | AIO Computer | AIO Computer | COMPUTER 9736242 AIO FLEX ENT EU-NW
Stryker Medical | الولايات المتحدة الامريكية | United States | ME0000000992SFDAA00060 | M1 Cot Fastener | COT Fastener | COT Fastener
Medtronic Navigation, Inc. | الولايات المتحدة الامريكية | United States | ME0000000301SFDAA00481 | FLOOR STAND | FLOOR STAND | STAND 9736174 FLEX ENT FLOOR
Protek Medical Products,Inc | الولايات المتحدة الامريكية | United States | ME0000014107SFDAA00001 | Latex Endocavity Probe Cover Kits | Latex Endocavity Probe Cover Kits | Latex Endocavity Probe Cover Kits
GCX Corporation | الولايات المتحدة الامريكية | United States | ME0000006591SFDAA00005 | Mounting Kit for IntelliVue MX600/700/800 on GE Avance/Avance CS2, Left Side Monitor Mount on VHM-PL with 8" / 20.3cm Extension, 9" / 22.9 cm Down Post for FMS, and Quad Hook | Mounting Kit for IntelliVue MX600/700/800 on GE Avance/Avance CS2, Left Side Monitor Mount on VHM-PL with 8" / 20.3cm Extension, 9" / 22.9 cm Down Post for FMS, and Quad Hook | M-Series Arm for supporting Philips Monitor to be used in a hospital.
Medtronic Navigation, Inc. | الولايات المتحدة الامريكية | United States | ME0000000301SFDAA00480 | EMITTER FLAT | EMITTER FLAT | EMITTER, 9733752, FLAT CALIBRATED
Medtronic Navigation, Inc. | الولايات المتحدة الامريكية | United States | ME0000000301SFDAA00479 | Emitter Support Bracket | Emitter Support Bracket | Bracket Support ENT 9735547 Emitter
GCX CORPORATION | الولايات المتحدة الامريكية | United States | ME0000015138SFDAA00006 | VHM-P/PL Variable Height Arm | VHM-P/PL Variable Height Arm | Variable height arm for supporting Philips Monitor to be used in a hospital.
Stryker Endoscopy | الولايات المتحدة الامريكية | United States | ME0000005467SFDAA00256 | Camera Head C-mount | Camera Head C-mount | A camera that attached by means of an adaptor, to flexible or rigid endoscopes, for recording images, still or video, of endoscopic procedures
GCX CORPORATION | الولايات المتحدة الامريكية | United States | ME0000015138SFDAA00007 | Mounting Kit for IntelliVue MP40/50/60/70 | Mounting Kit for IntelliVue MX600/700/800 on GE Aisys | M-Series arm for supporting Philips monitor to be used in a hospital
Tiadent Inc | الولايات المتحدة الامريكية | United States | ME0000007160SFDAA00014 | Tia NERVE BROACHES | Dental Root-Canal Instruments | This product is a dental restoration medical devices, for the treatment of various pulpitis, pulp necrosis and other conventional root canal shaping &cleaning and filling.
ContourMD Marketing Group, LLC | الولايات المتحدة الامريكية | United States | ME0000001574SFDAA00005 | ContourMD | Post-Operative Compression Garments ( Arm Sleeve ) | Arm Sleeve, Compression Garments - Style 55 Size XS-4XL
ContourMD Marketing Group, LLC | الولايات المتحدة الامريكية | United States | ME0000001572SFDAA00002 | ContourMD | Post-Operative Compression Garments (Abdominal Binders ) | Abdominal Binders, Compression Garments
Tiadent Inc | الولايات المتحدة الامريكية | United States | ME0000007160SFDAA00017 | Tia Paste filler | Dental Root-Canal Instruments | This product is a dental restoration medical devices, for the treatment of various pulpitis, pulp necrosis and other conventional root canal shaping &cleaning and filling.
Tiadent Inc | الولايات المتحدة الامريكية | United States | ME0000007160SFDAA00021 | TIA Endo irrigation needle | Endo irrigation needle | This product is a dental restoration medical devices, for the treatment of various pulpitis, pulp necrosis and other conventional root canal shaping &cleaning and filling
Medtronic Sofamor Danek USA, Inc. | الولايات المتحدة الامريكية | United States | ME0000000273SFDAA00797 | TRAY LID | TRAY LID | TRAY LID
Globus Medical INC. | الولايات المتحدة الامريكية | United States | ME0000005740SFDAA00108 | Quick Release Ratchet Handle | Quick Release Ratchet Handle | Surgical instrument handle.
Medtronic Powered Surgical | الولايات المتحدة الامريكية | United States | ME0000003690SFDAA00001 | Midas Rex™ MR8™ | Midas Rex™ MR8™ | Electric Switch
Medtronic Powered Surgical | الولايات المتحدة الامريكية | United States | ME0000003690SFDAA00002 | Midas Rex™ MRS™ Instrument Case | Midas Rex™ MRS™ Instrument Case | Instrument Case
Medtronic Navigation, Inc. | الولايات المتحدة الامريكية | United States | ME0000000301SFDAA00489 | 230V Cart | 230V Cart | CART 9736180 FLEX ENT 230V
Med X Change, Inc. | الولايات المتحدة الامريكية | United States | ME0000006582SFDAA00004 | Evolution4K | Digital Record System | Digital Record System
United States Endoscopy Group, Inc. | الولايات المتحدة الامريكية | United States | ME0000003748SFDAA00039 | Guardus® overtube – esophageal | Guardus® overtube – esophageal | Endoscopic Overtube, single-use
GCX CORPORATION | الولايات المتحدة الامريكية | United States | ME0000015138SFDAA00008 | VHM-PL (Locking) Variable Height Arm | Variable Height Arm | Variable height arm for supporting Philips Monitor to be used in a hospital.
United States Endoscopy Group, Inc. | الولايات المتحدة الامريكية | United States | ME0000003748SFDAA00040 | AdvanCE® – capsule endoscope delivery device | AdvanCE® – capsule endoscope delivery device | Video capsule endoscopy system capsule introducer.
ST and G corporation | الولايات المتحدة الامريكية | United States | ME0000022442SFDAA00003 | Parasil Liner | It is a Prosthetic silicone gel liner for the lower limb. | It is a Prosthetic silicone gel liner for the lower limb.
United States Endoscopy Group, Inc. | الولايات المتحدة الامريكية | United States | ME0000003748SFDAA00042 | VIA bedside pre-cleaning kit | VIA bedside pre-cleaning kit | Endoscopy preparation kit
United States Endoscopy Group, Inc. | الولايات المتحدة الامريكية | United States | ME0000003748SFDAA00044 | VIA enzymatic sponge | VIA enzymatic sponge | Endoscopy preparation kit
United States Endoscopy Group, Inc. | الولايات المتحدة الامريكية | United States | ME0000003748SFDAA00041 | Endo-BootTM - endoscope tip protector | Endo-BootTM - endoscope tip protector | Surgical instrument guard
MEDGYN PRODUCTS, INC. | الولايات المتحدة الامريكية | United States | ME0000005739SFDAA00030 | Lletz Pederson Speculum | Lletz Pederson Speculum | Vaginal speculum, reusable
Mac Medical Inc. | الولايات المتحدة الامريكية | United States | ME0000001172SFDAA00007 | Dual Chamber Warming Cabinet | Warming Cabinet | warming cabinet for blankets and solutions
MICROCOPY Int. | الولايات المتحدة الامريكية | United States | ME0000015710SFDAA00003 | NeoDrys | Saliva Absobent | Saliva Absobent
United States Endoscopy Group, Inc. | الولايات المتحدة الامريكية | United States | ME0000003748SFDAA00043 | VIA Dry Sponge | VIA Dry Sponge | Endoscopy preparation kit
Full Vision, Inc. | الولايات المتحدة الامريكية | United States | ME0000006656SFDAA00001 | T2100-ST2 | Cardiac stress testing Device | The T2100-ST1 and T2100-ST2 treadmills are designed for cardiac stress testing.
GE Medical Systems Information Technologies | الولايات المتحدة الامريكية | United States | ME0000003406SFDAA00003 | CARESCAPE Gateway | Network Server | The CARESCAPE Gateway is a server that provides outbound data to systems that are not components of the CARESCAPE Network MC or S5 network. The CARESCAPE Gateway provides near real-time streaming data in an XML format for vital sign data and waveforms from patient monitoring systems. The CARESCAPE Gateway also provides outbound vital sign data in an HL 7 format from patient monitoring systems. The CARESCAPE Gateway provides ADT inbound information to minimize incorrect data entry. CARESCAPE Gateway also relays time adjustments from an NTP (Network Time Protocol) time source to the CARESCAPE Network Time Master to synchronize the clocks on CARESCAPE Network devices.
ADVANCED STERILIZATION PRODUCTS, INC. | الولايات المتحدة الامريكية | United States | ME0000022768SFDAA00002 | STERRAD VELOCITY™ Biological Indicator | STERRAD VELOCITY™ Biological Indicator | Biological Indicator
Advanced Sterilization Products, Inc | الولايات المتحدة الامريكية | United States | ME0000022791SFDAA00002 | STERRAD VELOCITY Biological Indicator | STERRAD VELOCITY Biological Indicator | The STERRAD VELOCITY™ Biological Indicator (BI) is a rapid biological indicator designed for frequent monitoring and periodic testing of STERRAD™ Sterilization Cycles which use hydrogen peroxide as the sterilant. The STERRAD VELOCITY Biological Indicator used in conjunction with the STERRAD VELOCITY Reader (Reader) provides a fast and reliable way to verify the effectiveness of the STERRAD Sterilization Cycle. The STERRAD VELOCITY BI is for use in STERRAD™ Sterilizers only.
ASPEN SURGICAL PRODUCTS, INC. | الولايات المتحدة الامريكية | United States | ME0000007350SFDAA00029 | ColorTrack® I.D. Roll Tape | I.D. Roll Tape | Tapes to identify surgical instruments through processing and use
ASPEN SURGICAL PRODUCTS, INC. | الولايات المتحدة الامريكية | United States | ME0000007350SFDAA00028 | ColorTrack Instrument Identification Sheet Tape | Instrument Identification Sheet Tape | Tapes to identify surgical instruments through processing and use
ASPEN SURGICAL PRODUCTS, INC. | الولايات المتحدة الامريكية | United States | ME0000007350SFDAA00028 | ColorTrack Instrument Identification Sheet Tape | Instrument Identification Sheet Tape | Tapes to identify surgical instruments through processing and use
ST and G corporation | الولايات المتحدة الامريكية | United States | ME0000022442SFDAA00005 | Motion Step Foot | Prosthetic foot | It is a prosthetic foot ankle systme used for a smooth walking
Cardinal Health 200, LLC | الولايات المتحدة الامريكية | United States | ME0000004570SFDAA00058 | Kendall SCD Express Foot Cuff | Foot Cuff | Single-chamber venous compression system garment ,single-use .
United States Endoscopy Group, Inc. | الولايات المتحدة الامريكية | United States | ME0000003748SFDAA00045 | Small Wonder® | Cleaning Brush Endoscope Accessory | Cleaning Brush Endoscope Accessory, single use
DePuy Orthopaedics, Inc. | الولايات المتحدة الامريكية | United States | ME0000015094SFDAA00001 | GLOBAL®ADVANTAGE® HUMERAL HEAD DISTRACTOR | GLOBAL®ADVANTAGE® HUMERAL HEAD DISTRACTOR | Surgical Instruments
Viant Medical, LLC | الولايات المتحدة الامريكية | United States | ME0000018349SFDAA00018 | DELTA XTEND™ Humeral Rasp | DELTA XTEND™ Humeral Rasp | Surgical Instruments
Stryker Endoscopy | الولايات المتحدة الامريكية | United States | ME0000005467SFDAA00257 | Sterilization Tray, 12-Instrument | Sterilization Tray, 12-Instrument | they consist of an interlocking tray and li, which are both perforated to allow the passage of sterlizing agent from outside the tray to the devices placed inside.
Steris Corporation | الولايات المتحدة الامريكية | United States | ME0000005992SFDAA00004 | MULTI-ENZYMATIC CLEANER | Liquid Detergent | Liquid Detergent
VOLK OPTICAL INC. | الولايات المتحدة الامريكية | United States | ME0000008471SFDAA00018 | VOLK VistaView | VOLK VistaView | Handheld mydriatic fundus camera
GE Medical Systems Information Technologies | الولايات المتحدة الامريكية | United States | ME0000003406SFDAA00005 | B1X5-F2 | B1X5-F2 Second Frame | B1X5-F2 Second Frame
ADVANCED STERILIZATION PRODUCTS, INC. | الولايات المتحدة الامريكية | United States | ME0000022768SFDAA00003 | APTIMAX™ Instrument Trays | APTIMAX™ Instrument Trays | Trays for sterilization
ADVANCED STERILIZATION PRODUCTS, INC. | الولايات المتحدة الامريكية | United States | ME0000022768SFDAA00007 | APTIMAX™ Instrument Tray Holders | APTIMAX™ Instrument Tray Holders | Instrument Tray Holder
ADVANCED STERILIZATION PRODUCTS, INC. | الولايات المتحدة الامريكية | United States | ME0000022768SFDAA00009 | STERRAD™ Chemical Indicator Strip | STERRAD™ Chemical Indicator Strip | Accessories of Sterilizers
ADVANCED STERILIZATION PRODUCTS, INC. | الولايات المتحدة الامريكية | United States | ME0000022768SFDAA00005 | Tyvek® Roll with STERRAD™ Chemical Indicator | Tyvek® Roll with STERRAD™ Chemical Indicator | Roll with Chemical Indicator
ADVANCED STERILIZATION PRODUCTS, INC. | الولايات المتحدة الامريكية | United States | ME0000022768SFDAA00010 | STERRAD™ SEALSURE™ Chemical Indicator Tape | STERRAD™ SEALSURE™ Chemical Indicator Tape | Accessories of Sterilizers
ADVANCED STERILIZATION PRODUCTS, INC. | الولايات المتحدة الامريكية | United States | ME0000022768SFDAA00006 | Tyvek® Self Seal Pouch with STERRAD™ Chemical Indicator | Tyvek® Self Seal Pouch with STERRAD™ Chemical Indicator | Sterilization Cover
ADVANCED STERILIZATION PRODUCTS, INC. | الولايات المتحدة الامريكية | United States | ME0000022768SFDAA00004 | Tyvek® Heat Seal Pouch with STERRAD™ Chemical Indicator | Tyvek® Heat Seal Pouch with STERRAD™ Chemical Indicator | Sterilization Cover
ADVANCED STERILIZATION PRODUCTS, INC. | الولايات المتحدة الامريكية | United States | ME0000022768SFDAA00008 | STERRAD™ Instrument Tray Mats | STERRAD™ Instrument Tray Mats | Instrument Tray Mats
Jaybird & Mais, Inc | الولايات المتحدة الامريكية | United States | ME0000001597SFDAA00019 | Jaybird® | Stretch Tape | Sports Strapping applications | تطبيقات الربط الرياضي
Globus Medical INC. | الولايات المتحدة الامريكية | United States | ME0000005740SFDAA00122 | CREO 4.75 Degen Implant and Instrument Set | CREO 4.75 Degen Implant and Instrument Set | Reusable, Orthopaedic surgical procedure kit, non-medicated.
Medtronic Sofamor Danek USA, Inc. | الولايات المتحدة الامريكية | United States | ME0000000273SFDAA00820 | TAP | TAP | Reusable surgical instruments
Medtronic Sofamor Danek USA, Inc. | الولايات المتحدة الامريكية | United States | ME0000000273SFDAA00815 | CD HORIZON® Spinal System DEGEN Implant tray | CD HORIZON® Spinal System DEGEN Implant tray | Reusable surgical instruments
Tiadent Inc | الولايات المتحدة الامريكية | United States | ME0000007160SFDAA00013 | Tia Finger Spreader | Dental Root-Canal Instruments | This product is a dental restoration medical devices, for the treatment of various pulpitis, pulp necrosis and other conventional root canal shaping &cleaning and filling.
Mizuho Orthopedic Systems, Inc | الولايات المتحدة الامريكية | United States | ME0000009400SFDAA00007 | Hana Orthopaedic Surgery Table (Int'l) | Surgical/Imaging Table | Hana Orthopaedic Surgery Table (Int'l)
GE Medical Systems Information Technologies | الولايات المتحدة الامريكية | United States | ME0000003406SFDAA00004 | BIX5-REC | BIX5-REC Recorder | Recorder
Bemis Manufacturing company | الولايات المتحدة الامريكية | United States | ME0000019607SFDAA00004 | 2000cc Hydrophobic Rigid Canister | Bemis Hydrophobic | 2000cc Suction Canister, Red Hydrophobic Lid
Mizuho Orthopedic Systems, Inc | الولايات المتحدة الامريكية | United States | ME0000009400SFDAA00008 | Tempur-Pedic Comfort Pads | Surgical Patient Positioner | Trios/STS Thigh Pad Tempur Comfort Left / Right
ADVANCED STERILIZATION PRODUCTS, INC. | الولايات المتحدة الامريكية | United States | ME0000022768SFDAA00012 | CIDEX™ Instrument Tray System | CIDEX™ Instrument Tray System | Instrument Tray System
Advanced Sterilization Products, Inc | الولايات المتحدة الامريكية | United States | ME0000022791SFDAA00015 | STERRAD VELOCITY™ Validation Kits for STERRAD 100S, NX, 100NX, EXPRESS, EXPRESS-HC | Sterilizer validation kit | Sterilizer validation kit
Advanced Sterilization Products, Inc | الولايات المتحدة الامريكية | United States | ME0000022791SFDAA00011 | STERRAD™ Chemical Indicator Strip | Chemical indicator strip | Chemical indicator strip
Advanced Sterilization Products, Inc | الولايات المتحدة الامريكية | United States | ME0000022791SFDAA00007 | STERRAD VELOCITY™ Reader | Biological Sterilization indicator Reader | Biological Sterilization indicator Reader
Advanced Sterilization Products, Inc | الولايات المتحدة الامريكية | United States | ME0000022791SFDAA00014 | STERRAD™ SEALSURE™ Chemical Indicator Tape | Chemical Indicator Tape | STERRAD SEALSURE Chemical Indicator Tape (ISO 11140-1:2014 [Type I]) is a process indicator tape to be used with ASP’s STERRAD Sterilization Systems. STERRAD SEALSURE Chemical Indicator Tape offers an additional way to verify processing in the sterilization cycle. It should be used in addition to, not in place of, the biological indicator. STERRAD SEALSURE Chemical Indicator Tape does not signify sterilization; it only indicates that the indicator has been exposed to hydrogen peroxide.
Advanced Sterilization Products, Inc | الولايات المتحدة الامريكية | United States | ME0000022791SFDAA00010 | STERRAD™ Instrument Tray Mats | Instrument Tray Mat | Instrument Tray Mat
Advanced Sterilization Products, Inc | الولايات المتحدة الامريكية | United States | ME0000022791SFDAA00006 | CIDEZYME® Enzymatic Detergent | Enzymatic Detergent | Enzymatic Detergent
ADVANCED STERILIZATION PRODUCTS, INC. | الولايات المتحدة الامريكية | United States | ME0000022768SFDAA00011 | AUTOSURE™ MRC REGEANT | AUTOSURE™ MRC REGEANT | Minimum Recommended Concentration Reagent
Advanced Sterilization Products, Inc | الولايات المتحدة الامريكية | United States | ME0000022791SFDAA00013 | Tyvek® Roll with STERRAD™ Chemical Indicator | Rolls with chemical indicator | Rolls with chemical indicator
Advanced Sterilization Products, Inc | الولايات المتحدة الامريكية | United States | ME0000022791SFDAA00003 | AUTOSURE MRC Reagent | MRC Reagent | The ASP AEROFLEX™ Automatic Endoscope Reprocessor (AER) system uses the AUTOSURE™ MRC Reagent to optically monitor the concentration of ASP AERO-OPA™ Solution. If the ASP AEROFLEX™ AER system detects the concentration of the ASP AERO-OPA™ Solution is below the minimum recommended concentration the cycle will automatically cancel.
ADVANCED STERILIZATION PRODUCTS, INC. | الولايات المتحدة الامريكية | United States | ME0000022768SFDAA00018 | STERRAD VELOCITY™ Validation Kit for STERRAD™ 100NX Sterilizer | STERRAD VELOCITY™ Validation Kit for STERRAD™ 100NX Sterilizer | Sterilizer Validation Kit
Advanced Sterilization Products, Inc | الولايات المتحدة الامريكية | United States | ME0000022791SFDAA00012 | Tyvek® Heat Seal Pouch with STERRAD™ Chemical Indicator | Pouches with chemical indicator | Pouches with Chemical Indicator are constructed from transparent and opaque films.
Advanced Sterilization Products, Inc | الولايات المتحدة الامريكية | United States | ME0000022791SFDAA00008 | APTIMAX™ Instrument Trays | Instrument Tray | Instrument Tray
Advanced Sterilization Products, Inc | الولايات المتحدة الامريكية | United States | ME0000022791SFDAA00004 | CIDEX® Instrument Tray Systems | Instrument Tray Systems | Instrument Tray
ADVANCED STERILIZATION PRODUCTS, INC. | الولايات المتحدة الامريكية | United States | ME0000022768SFDAA00017 | STERRAD VELOCITY™ Validation Kit for STERRAD NX™ Sterilizer | STERRAD VELOCITY™ Validation Kit for STERRAD NX™ Sterilizer | Sterilizer Validation Kit
GE Medical Systems Information Technologies | الولايات المتحدة الامريكية | United States | ME0000003406SFDAA00008 | NIBP Hose | Non-Invasive Blood Pressure Cuffs | Non-Invasive Blood Pressure Cuffs
GE Medical Systems Information Technologies | الولايات المتحدة الامريكية | United States | ME0000003406SFDAA00012 | RADIAL-CUF | Non-Invasive Blood Pressure Cuffs | Non-Invasive Blood Pressure Cuffs
Mizuho Orthopedic Systems, Inc | الولايات المتحدة الامريكية | United States | ME0000009400SFDAA00009 | Coupler II w/Mounting Brackets | Disposable Medical Bedding | Assy, Coupler, Full
GE Medical Systems Information Technologies | الولايات المتحدة الامريكية | United States | ME0000003406SFDAA00006 | SOFT-CUF | Non-Invasive Blood Pressure Cuffs | Non-Invasive Blood Pressure Cuffs
GE Medical Systems Information Technologies | الولايات المتحدة الامريكية | United States | ME0000003406SFDAA00010 | Adaptor | Non-Invasive Blood Pressure Adaptors Cuffs | Non-Invasive Blood Pressure Adaptors Cuffs
Wilson Cook Medical Inc | الولايات المتحدة الامريكية | United States | ME0000018822SFDAA00001 | SAVARY-GILLIARD WIRE GUIDE | SAVARY-GILLIARD WIRE GUIDE | GILLIARD WIRE GUIDE
Advanced Sterilization Products, Inc | الولايات المتحدة الامريكية | United States | ME0000022791SFDAA00005 | CIDEZYME® XTRA | Multi Enzymatic Detergent | Multi Enzymatic Detergent
GE Medical Systems Information Technologies | الولايات المتحدة الامريكية | United States | ME0000003406SFDAA00009 | Connector | Non-Invasive Blood Pressure Connector Cuffs | Non-Invasive Blood Pressure Connector Cuffs
GE Medical Systems Information Technologies | الولايات المتحدة الامريكية | United States | ME0000003406SFDAA00007 | CLASSIC-CUF | Non-Invasive Blood Pressure Cuffs | Non-Invasive Blood Pressure Cuffs
GE Medical Systems Information Technologies | الولايات المتحدة الامريكية | United States | ME0000003406SFDAA00011 | DURA-CUF | Non-Invasive Blood Pressure Cuffs | Non-Invasive Blood Pressure Cuffs
Wilson Cook Medical Inc | الولايات المتحدة الامريكية | United States | ME0000018869SFDAA00001 | Soehendra Lithotriptor Handle | Soehendra Lithotriptor Handle | Lithotriptor Handle
Luv n' care, Ltd. | الولايات المتحدة الامريكية | United States | ME0000012267SFDAA00001 | Nuby Medical Nasal Aspirator & Ear Syringe Set | Nuby Medical Nasal Aspirator & Ear Syringe Set | شفاط أنف وأذن | شفاط أنف وأذن
Wilson Cook Medical Inc | الولايات المتحدة الامريكية | United States | ME0000018823SFDAA00001 | Conquest TTC Lithotriptor Cable with Adapter | Conquest TTC Lithotriptor Cable with Adapter | Lithotriptor Cable with Adapter
ADVANCED STERILIZATION PRODUCTS, INC. | الولايات المتحدة الامريكية | United States | ME0000022768SFDAA00014 | CIDEZYME™ XTRA Multi Enzymatic Detergent for Automated Systems and Manual Cleaning | CIDEZYME™ XTRA Multi Enzymatic Detergent for Automated Systems and Manual Cleaning | Multi Enzymatic Detergent
ADVANCED STERILIZATION PRODUCTS, INC. | الولايات المتحدة الامريكية | United States | ME0000022768SFDAA00013 | CIDEZYME™ Enzymatic Detergent | CIDEZYME™ Enzymatic Detergent | Enzymatic Detergent
Philips Medical Systems | الولايات المتحدة الامريكية | United States | ME0000003248SFDAA00089 | Neonatal NIBP Air Hose | Cuff, Blood pressure | Neonatal NIBP Air Hose
Philips Medical Systems | الولايات المتحدة الامريكية | United States | ME0000003248SFDAA00088 | Adult NIBP Air Hose | Cuff, Blood pressure | Adult NIBP Air Hose
BSN medical Inc. | الولايات المتحدة الامريكية | United States | ME0000005416SFDAA00004 | Soffban®Synthetic | Soffban Synthetic | Non-woven bandage for orthopaedic or general padding used for casting and splinting procedures, compression therapy, and cushioning in prosthetics
invacare corporation | الولايات المتحدة الامريكية | United States | ME0000009639SFDAA00001 | Mariner Rehab Shower Commode Chair | Commode Chair | Commode Chair
Paragon Medical, Inc. | الولايات المتحدة الامريكية | United States | ME0000001798SFDAA00017 | Sonopet iQ Sterilization Tray | Stryker Instruments Tray | Sonopet iQ Sterilization Tray
Philips Medical Systems | الولايات المتحدة الامريكية | United States | ME0000003248SFDAA00090 | Infant Single-Patient Cuff | Cuff, Blood pressure | Infant Single-Patient Cuff
Advanced Sterilization Products | الولايات المتحدة الامريكية | United States | ME0000000743SFDAA00007 | ASP ACCESS™ Data Station | ASP ACCESS™ Data Station | Software
ADVANCED STERILIZATION PRODUCTS, INC. | الولايات المتحدة الامريكية | United States | ME0000022768SFDAA00019 | STERRAD VELOCITY™ Validation Kit for EXPRESS | STERRAD VELOCITY™ Validation Kit for EXPRESS | Sterilizer Validation Kit
Philips Medical Systems | الولايات المتحدة الامريكية | United States | ME0000003248SFDAA00091 | Reusable Bath Temperature Probe | lnjectate temperature probe | Temperature probes
ADVANCED STERILIZATION PRODUCTS, INC. | الولايات المتحدة الامريكية | United States | ME0000022768SFDAA00016 | STERRAD VELOCITY™ Validation Kit for STERRAD™ 100S Sterilizer | STERRAD VELOCITY™ Validation Kit for STERRAD™ 100S Sterilizer | Sterilizer Validation Kit
Philips Medical Systems | الولايات المتحدة الامريكية | United States | ME0000003248SFDAA00094 | Adult NIBP Air Hose | Adult NIBP Air Hose | Intended for use by, or under the supervision of a licensed physician or other healthcare provider for the no-invasive meaurement of infant, pediatric and adult human blood pressure
BSN medical Inc. | الولايات المتحدة الامريكية | United States | ME0000005416SFDAA00003 | Soffban®Natural | Soffban Natural | Non-woven bandage for orthopaedic or general padding used for casting and splinting procedures, compression therapy, and cushioning in prosthetics.
Stryker Spine | الولايات المتحدة الامريكية | United States | ME0000009395SFDAA00010 | XIA® 3 | T-Handle, SUK Tube | XIA® 3 TITANIUM SUK TUBE T-HANDLE
Mizuho Orthopedic Systems, Inc | الولايات المتحدة الامريكية | United States | ME0000009400SFDAA00010 | ProAxis Spinal Surgical Table | Surgical/Imaging Table | ProAxis Spinal Surgical Table (Int'l)
Advanced Sterilization Products, Inc | الولايات المتحدة الامريكية | United States | ME0000022791SFDAA00016 | ASP ACCESS™ | Software | ASP ACCESS is a smart information-sharing technology that links Advanced Sterilization Products (ASP) devices including Terminal Sterilization and High-Level Disinfection systems with the facility’s server and Instrument Tracking Systems (ITS). The two main components of ASP ACCESS are the ASP ACCESS Data Station and Web Application. ASP ACCESS allows for communication and data exchange between connected devices and other external systems. The web application can be accessed via web browser. (Refer to the “Requirements to Run Web Application” section in the Installation Guide for recommended browsers).
Philips Medical Systems | الولايات المتحدة الامريكية | United States | ME0000003248SFDAA00092 | Cardiac Output Temperature Probe | lnjectate temperature probe | Temperature probes
ADVANCED STERILIZATION PRODUCTS, INC. | الولايات المتحدة الامريكية | United States | ME0000022768SFDAA00020 | STERRAD VELOCITY™ Validation Kit for EXPRESS-HC | STERRAD VELOCITY™ Validation Kit for EXPRESS-HC | Sterilizer Validation Kit
Philips Medical Systems | الولايات المتحدة الامريكية | United States | ME0000003248SFDAA00098 | Neonatal Soft Single-Patient Cuff | Neonatal Soft Single-Patient Cuff | To be used with compatible neonatal monitors intended for monitoring, recording and alarming of systolic, diastolic, mean pressure, and pulse rates of neonatal patients
ADVANCED STERILIZATION PRODUCTS, INC. | الولايات المتحدة الامريكية | United States | ME0000022768SFDAA00015 | STERRAD VELOCITY™ Reader | STERRAD VELOCITY™ Reader | Biological Sterilization Indicator Reader
CONMED CORPORATION | الولايات المتحدة الامريكية | United States | ME0000005736SFDAA00326 | Tendon Stripper, Open Loop | Orthopedic manual surgical Instrument. | Orthopedic manual surgical Instrument.
Philips Medical Systems | الولايات المتحدة الامريكية | United States | ME0000003248SFDAA00093 | Comfort Care Cuff | Comfort Care Adult & Pediatric Non-Invasive Blood Pressure Cuffs. | To be used with identified devices intended for use by, or under the supervision of a licensed physician or other healthcare provider for the no-invasive meaurement of infant, pediatric and adult human blood pressure
BSN medical Inc. | الولايات المتحدة الامريكية | United States | ME0000005416SFDAA00005 | Delta-Lite®Plus | Delta Lite Plus | A fiberglass cast tape system
Philips Medical Systems | الولايات المتحدة الامريكية | United States | ME0000003248SFDAA00101 | Neonatal Single-Patient NIBP Cuffs | Neonatal Single-Patient NIBP Cuffs | To be used with compatible neonatal monitors intended for monitoring, recording and alarming of systolic, diastolic, mean pressure, and pulse rates of neonatal patients
Philips Medical Systems | الولايات المتحدة الامريكية | United States | ME0000003248SFDAA00097 | Neonatal Single-Patient Cuff | Neonatal Single-Patient Cuff | To be used with compatible neonatal monitors intended for monitoring, recording and alarming of systolic, diastolic, mean pressure, and pulse rates of neonatal patients
GE Healthcare Coils | الولايات المتحدة الامريكية | United States | ME0000003343SFDAA00060 | AIR MP | MR Coil | MR Coil
Cardinal Health 200, LLC | الولايات المتحدة الامريكية | United States | ME0000004570SFDAA00059 | Kendall Diagnostic Tab Electrodes | Medical ECG Electrodes | Disposable ECG TAB Electrodes With conductive and adhesive hydrogel
Stryker Spine | الولايات المتحدة الامريكية | United States | ME0000009395SFDAA00011 | XIA® | Specialty Low Profile Derotation Tube | XIA® SPECIALTY, DEROTATION TUBE, LOW PROFILE
INVIVO, a division of Philips Medical Systems | الولايات المتحدة الامريكية | United States | ME0000003239SFDAA00013 | NBP Cuff | Accessories for a Magnetic Resonance Imaging Patient Monitoring Device | Accessories for a Magnetic Resonance Imaging Patient Monitoring Device
INVIVO, a division of Philips Medical Systems | الولايات المتحدة الامريكية | United States | ME0000003239SFDAA00009 | ECG 2.0 Cable IEC | Accessories for a Magnetic Resonance Imaging Patient Monitoring Device | Accessories for a Magnetic Resonance Imaging Patient Monitoring Device
INVIVO, a division of Philips Medical Systems | الولايات المتحدة الامريكية | United States | ME0000003239SFDAA00008 | ECG 3.0 Cable AAMI | Accessories for a Magnetic Resonance Imaging Patient Monitoring Device | Accessories for a Magnetic Resonance Imaging Patient Monitoring Device
INVIVO, a division of Philips Medical Systems | الولايات المتحدة الامريكية | United States | ME0000003239SFDAA00012 | NBP Cuffs (10) | Accessories for a Magnetic Resonance Imaging Patient Monitoring Device | Accessories for a Magnetic Resonance Imaging Patient Monitoring Device
Euclid Medical Products | الولايات المتحدة الامريكية | United States | ME0000001847SFDAA00011 | Euclid Standard Oral Liquid Transfer Tube set | A Tube to transfer oral liquid | A Tube to transfer oral liquid
MEDSOURCE INTERNATIONAL LLC | الولايات المتحدة الامريكية | United States | ME0000001066SFDAA00077 | Isolation Chamber | Isolation Chamber | isolation unit used for safe isolation and transfer of patient suffering infectious disease,
INVIVO, a division of Philips Medical Systems | الولايات المتحدة الامريكية | United States | ME0000003239SFDAA00014 | SpO2 Clip | Accessories for a Magnetic Resonance Imaging Patient Monitoring Device | Accessories for a Magnetic Resonance Imaging Patient Monitoring Device
Philips Medical Systems | الولايات المتحدة الامريكية | United States | ME0000003248SFDAA00100 | Neonatal Soft Single-Patient NIBP Cuffs | Neonatal Soft Single-Patient NIBP Cuffs | To be used with compatible neonatal monitors intended for monitoring, recording and alarming of systolic, diastolic, mean pressure, and pulse rates of neonatal patients
Philips Medical Systems | الولايات المتحدة الامريكية | United States | ME0000003248SFDAA00099 | Infant Single-Patient Cuff | Infant Single-Patient Cuff | To be used with compatible neonatal monitors intended for monitoring, recording and alarming of systolic, diastolic, mean pressure, and pulse rates of neonatal patients
Philips Medical Systems | الولايات المتحدة الامريكية | United States | ME0000003248SFDAA00095 | Easy Care Cuff | Easy Care and Gentle Care Non-invasive Blood Pressure Cuffs | Intended for use by, or under the supervision of a licensed physician or other healthcare provider for the no-invasive meaurement of infant, pediatric and adult human blood pressure
INVIVO, a division of Philips Medical Systems | الولايات المتحدة الامريكية | United States | ME0000003239SFDAA00010 | ECG 3.0 Cable IEC | Accessories for a Magnetic Resonance Imaging Patient Monitoring Device | Accessories for a Magnetic Resonance Imaging Patient Monitoring Device
Philips Medical Systems | الولايات المتحدة الامريكية | United States | ME0000003248SFDAA00096 | Gentle Care Cuff | Easy Care and Gentle Care Non-invasive Blood Pressure Cuffs | Intended for use by, or under the supervision of a licensed physician or other healthcare provider for the no-invasive meaurement of infant, pediatric and adult human blood pressure
INVIVO, a division of Philips Medical Systems | الولايات المتحدة الامريكية | United States | ME0000003239SFDAA00007 | ECG 2.0 Cable AAMI | Accessories for a Magnetic Resonance Imaging Patient Monitoring Device | Accessories for a Magnetic Resonance Imaging Patient Monitoring Device
Visunex Medical System, Inc | الولايات المتحدة الامريكية | United States | ME0000000623SFDAA00023 | PanoCam | Ophthalmic Camera system | ophthalmic camera, ac powered to take photographs of the eye and surrounding area
Stryker Spine | الولايات المتحدة الامريكية | United States | ME0000009395SFDAA00009 | XIA® II | Rad Rod Container | XIA II Container Pre-Bent Rods
GE Medical Systems Information Technologies | الولايات المتحدة الامريكية | United States | ME0000003406SFDAA00013 | DIDCA | Adapter | Device Identification Communications Adapter
Stryker Spine | الولايات المتحدة الامريكية | United States | ME0000009395SFDAA00013 | Tritanium® C Instrument Tray | Instrument Tray | Orthopedic Spinal Implants
SAM Medical Products | الولايات المتحدة الامريكية | United States | ME0000013556SFDAA00008 | SAM PELVIC SLING II | pelvic belt for STABILIZATION OF PELVIC FRACTURES WITH THE CORRECT FORCE | SAM® Pelvic Sling is the first and only force-controlled circumferential pelvic belt. Featuring an optimized one-piece design, it’s scientifically proven to safely and effectively reduce and stabilize open-book pelvic ring fractures. The patented SAM® AUTOSTOP buckle acts to avoid over- or under-tightening of SAM® Pelvic Sling. Once optimal compressive force is reached, two prongs activate, clicking to confirm correct application. The sling is secured in place with its Velcro® system strap. AVAILABLE IN SIZES: Small 27-45" (PS300-OB-EN) Standard 32-50" (PS301-OB-EN) Large 36-54" (PS302-OB-EN) Standard Military (PS301-OD-EN)
Philips Medical Systems | الولايات المتحدة الامريكية | United States | ME0000003248SFDAA00102 | Neonatal NIBP Air Hose | Neonatal NIBP Air Hose | Intended for use by, or under the supervision of a licensed physician or other healthcare provider for the no-invasive meaurement of infant, pediatric and adult human blood pressure
BSN medical Inc. | الولايات المتحدة الامريكية | United States | ME0000005416SFDAA00006 | Dynacast® Prelude | Dynacast Prelude | Synthetic Splint system
Parker laboratories,Inc. | الولايات المتحدة الامريكية | United States | ME0000006506SFDAA00008 | Eclipse Probe Cover | Probe Cover | Probe Cover
DJO, LLC | الولايات المتحدة الامريكية | United States | ME0000022451SFDAA00020 | PROCARE Sacro-Lumbar Support | PROCARE Sacro-Lumbar Support | Lumbar Support
Masimo Corporation | الولايات المتحدة الامريكية | United States | ME0000014733SFDAA00013 | RD SET Rad-G | RD SET Series Patient Cable | RD SET Series Patient Cable
Masimo Corporation | الولايات المتحدة الامريكية | United States | ME0000014733SFDAA00012 | RD Rainbow SET RAM Doual Cable | RD & RAS Rainbow M20 Doual Patient Cable | RD & RAS Rainbow M20 Doual Patient Cable
Astra Surgical LLC | الولايات المتحدة الامريكية | United States | ME0000006267SFDAA00001 | Basic Set (Major) | Basic Set (Major) | Basic Set (Major)
Avalign Technologies, Inc. | الولايات المتحدة الامريكية | United States | ME0000002020SFDAA00003 | Monobloc Flexible Reamer Case | Case | Case to organize and contain the flexible reamer instruments
United States Endoscopy Group, Inc. | الولايات المتحدة الامريكية | United States | ME0000003748SFDAA00048 | BioVac® - direct suction device | BioVac® - direct suction device | Endoscopic suction valve, single-use, non-sterile
Astra Surgical LLC | الولايات المتحدة الامريكية | United States | ME0000006267SFDAA00003 | Abdominal Surgery Set | Abdominal Surgery Set | Abdominal Surgery Set
MEDICAL POSITIONING, INC. | الولايات المتحدة الامريكية | United States | ME0000011946SFDAA00004 | Ultra DBI | Ultra DBI Table/Chair | Ultra DBI Table/Chair
DJO, LLC | الولايات المتحدة الامريكية | United States | ME0000022451SFDAA00008 | ACTYTOE BUNION HINGED SPLINT | ACTYTOE BUNION HINGED SPLINT | SPLINT
Philips Medical Systems | الولايات المتحدة الامريكية | United States | ME0000003248SFDAA00106 | 12-Lead Limb Lead Set (AAMI/IEC) | Leadsets, reusable | Leadsets, reusable
Philips Medical Systems | الولايات المتحدة الامريكية | United States | ME0000003248SFDAA00105 | 12-Lead Complete Lead Set (IEC) | Leadsets, reusable | Leadsets, reusable
Cardinal Health 200, LLC | الولايات المتحدة الامريكية | United States | ME0000004570SFDAA00061 | Ampcare E Series Self Adhering Reusable Stimulating Electrodes | Ampcare E Series Self Adhering Reusable Stimulating Electrodes | Electrodes
Philips Medical Systems | الولايات المتحدة الامريكية | United States | ME0000003248SFDAA00103 | Limb Clamp Electrode | Electrode, reusable | Electrode, reusable
DJO, LLC | الولايات المتحدة الامريكية | United States | ME0000022451SFDAA00010 | ACTYTOE LIFT MIDFOOT BRACE | ACTYTOE LIFT MIDFOOT BRACE | BRACE
Philips Medical Systems | الولايات المتحدة الامريكية | United States | ME0000003248SFDAA00104 | USB Patient Data Cable | Connection Cable, reusable | Connection Cable, reusable
BSN medical Inc. | الولايات المتحدة الامريكية | United States | ME0000005416SFDAA00007 | Delta-Cast® Prints | Delta Cast Prints | Delta Cast Prints are intended for external rigid immobilization through casting and/or splinting procedures
Stryker Spine | الولايات المتحدة الامريكية | United States | ME0000009395SFDAA00012 | Tritanium® C Inserter | Inserter | Surgical Instrument Inserter Tool
Dynarex Corporation | الولايات المتحدة الامريكية | United States | ME0000016175SFDAA00004 | DYNARIDE™️ | DYNARIDE™️ | Wheelchairs
Stryker Spine | الولايات المتحدة الامريكية | United States | ME0000009395SFDAA00016 | Tritanium® C Trial | Trial | Trial Surgical Instrument Tool
DJO, LLC | الولايات المتحدة الامريكية | United States | ME0000022451SFDAA00009 | ACTYTOE NIGHT BUNION RIGID SPLINT | ACTYTOE NIGHT BUNION RIGID SPLINT | Splint
SAM Medical Products | الولايات المتحدة الامريكية | United States | ME0000013556SFDAA00006 | SAM XT EXTREMITY TOURNIQUET | TOURNIQUET FOR BLEEDING STOP | Engineered for rapid application, SAM XT’s innovative design normalizes the number of windlass turns needed compared to traditional tourniquets, enabling an easier, faster training of the product and intuitive use. SAM XT’s TRUFORCE™ Buckle technology auto-locks at a predetermined amount of circumferential force, eliminating nearly all tourniquet slack. Simply click, twist, and secure for a life-preserving tourniquet application. Color: XT600-BK-EN Black XT600-OR-EN Orange XT600-BL-EN Blue
Innovize, Inc. | الولايات المتحدة الامريكية | United States | ME0000002639SFDAA00002 | Coverclude | Coverclude | Occlusion Eye Patch
Astra Surgical LLC | الولايات المتحدة الامريكية | United States | ME0000006267SFDAA00004 | Orthopedic Set (Basic) | Orthopedic Set (Basic) | Orthopedic Set (Basic)
Ultradent products Inc | الولايات المتحدة الامريكية | United States | ME0000015243SFDAA00034 | Opalescence™ Endo | Opalescence™ Endo | Opalescence Endo is a 35% hydrogen peroxide gel specially formulated for the medical “walking” whitening technique.
Healthmark Industries Co Inc. | الولايات المتحدة الامريكية | United States | ME0000021791SFDAA00004 | Non-linting Disposable Wipes | Instrument Cleaning Wipes | To allow for safe cleaning of sensitive instruments and fixtures, as well as all general surfaces.
BSN medical Inc. | الولايات المتحدة الامريكية | United States | ME0000005416SFDAA00008 | JOBST® Relief | Relief | Economical medical support stockings. | جوارب طبية ضاغطة
Astra Surgical LLC | الولايات المتحدة الامريكية | United States | ME0000006267SFDAA00002 | Ophthalmology Set (Office) | Ophthalmology Set (Office) | Ophthalmology Set (Office)
Advanced Sterilization Products, Inc | الولايات المتحدة الامريكية | United States | ME0000022791SFDAA00009 | APTIMAX® Instrument Tray Holders | Instrument Tray Holder | Instrument Tray Holder
SAM Medical Products | الولايات المتحدة الامريكية | United States | ME0000013556SFDAA00010 | SAM JUNCTIONAL TOURNIQUET | TOURNIQUET FOR BLEEDING STOP | SAM® Junctional Tourniquet (SJT) is designed to control hemorrhages and bleeding in inguinal or axilla areas. Where standard tourniquets may not be applicable, SJT can be applied in under 25 seconds, controlling bleeding and immobilizing pelvic fractures. MODELS AVAILABLE: JT400-EN JT401-EN
Serim Research Corp. | الولايات المتحدة الامريكية | United States | ME0000014350SFDAA00013 | PINNACLE Monitor for Manual Enzymatic Cleaning Process | Monitoring reagent for Manual Enzymatic Cleaning Process | Monitoring reagent for Manual Enzymatic Cleaning Process
Tiadent Inc | الولايات المتحدة الامريكية | United States | ME0000007160SFDAA00020 | Vera TempFill | Zinc Oxide eugenol | This product is a dental restoration medical devices, for the treatment of various pulpitis, pulp necrosis and other conventional root canal shaping &cleaning and filling
Medtronic Sofamor Danek USA, Inc. | الولايات المتحدة الامريكية | United States | ME0000000273SFDAA00761 | EXTENDER ADAPTER | EXTENDER ADAPTER | EXTENDER ADAPTER
Medtronic Sofamor Danek USA, Inc. | الولايات المتحدة الامريكية | United States | ME0000000273SFDAA00780 | COMPRESSOR PLIER FOR 5.5/6.0MM ROD | COMPRESSOR PLIER FOR 5.5/6.0MM ROD | COMPRESSOR PLIER FOR 5.5/6.0MM ROD
Medtronic Sofamor Danek USA, Inc. | الولايات المتحدة الامريكية | United States | ME0000000273SFDAA00813 | DUAL PURPOSE SCREWDRIVER | DUAL PURPOSE SCREWDRIVER | Reusable surgical instruments
Medtronic Sofamor Danek USA, Inc. | الولايات المتحدة الامريكية | United States | ME0000000273SFDAA00818 | BAYONETTED KERRISON | BAYONETTED KERRISON | Reusable surgical instruments
Tecomet Inc. | الولايات المتحدة الامريكية | United States | ME0000015101SFDAA00001 | RATCHET EGG HANDLE | RATCHET EGG HANDLE | Reprocessing Surgical Instruments
Mizuho Orthopedic Systems, Inc | الولايات المتحدة الامريكية | United States | ME0000009400SFDAA00011 | Ultra Shoulder Positioner with Cart | Patient Positioner | Ultra Shoulder Positioner with Cart
Healthmark Industries Co Inc. | الولايات المتحدة الامريكية | United States | ME0000021791SFDAA00009 | VENTED INSTRUMENT GUARD 3/16 X 1 - CLEA | Tip Protectors | To be placed on the tip of the item.
Healthmark Industries Co Inc. | الولايات المتحدة الامريكية | United States | ME0000021791SFDAA00005 | SELF SEAL DUST COVER | SELF SEAL DUST COVER | Protective plastic bag used to protect items from environmental factors such as moisture, dust, and lint.
Philips Medical Systems | الولايات المتحدة الامريكية | United States | ME0000003248SFDAA00110 | 12-Lead Chest lead Set (AAMI/IEC) | Leadsets, reusable | Leadsets, reusable
Ultradent products Inc | الولايات المتحدة الامريكية | United States | ME0000015243SFDAA00048 | UltraSeal XT™ plus | UltraSeal XT™ plus | UltraSealXT plus sealant resin sealant
BSN medical Inc. | الولايات المتحدة الامريكية | United States | ME0000005416SFDAA00009 | Delta-Cast® Soft | Delta Cast Soft | Non-fiberglass cast tape for semi-rigid external immobilization.
INVIVO, a division of Philips Medical Systems | الولايات المتحدة الامريكية | United States | ME0000003239SFDAA00015 | SpO2 Grip Starter Kit (20 piece) | Accessories for a Magnetic Resonance Imaging Patient Monitoring Device | Accessories for a Magnetic Resonance Imaging Patient Monitoring Device
Healthmark Industries co., Inc | الولايات المتحدة الامريكية | United States | ME0000001826SFDAA00003 | Absorbent Paper Tray Liners | Paper Tray Liners | To line the bottom of sterilization trays and containers during steam sterilization to absorb and rapidly disperse condensate to facilitate complete evaporation .
Philips Medical Systems | الولايات المتحدة الامريكية | United States | ME0000003248SFDAA00109 | 15/16/18-Lead Upgrade Kit (IEC) | Leadsets, reusable | Leadsets, reusable
Philips Medical Systems | الولايات المتحدة الامريكية | United States | ME0000003248SFDAA00108 | 12-Lead Patient Cable (IEC) | Leadsets, reusable | Leadsets, reusable
Healthmark Industries Co Inc. | الولايات المتحدة الامريكية | United States | ME0000021791SFDAA00007 | PROTEIN RESIDUE TEST FOR CHANNEL DIAMETERS 1.6MM-2.4MM | Test for residual protein inside a flexible endoscope | Test for residual protein inside flexible endoscopes.
United States Endoscopy Group, Inc. | الولايات المتحدة الامريكية | United States | ME0000003748SFDAA00046 | DuoSwift | Cleaning Brush Endoscope Accessory | Cleaning Brush Endoscope Accessory, single use
INVIVO, a division of Philips Medical Systems | الولايات المتحدة الامريكية | United States | ME0000003239SFDAA00017 | Pediatric SpO2 Grips (20) | Accessories for a Magnetic Resonance Imaging Patient Monitoring Device | Accessories for a Magnetic Resonance Imaging Patient Monitoring Device
United States Endoscopy Group, Inc. | الولايات المتحدة الامريكية | United States | ME0000003748SFDAA00049 | Gemini | Gemini | Cleaning Brush Endoscope Accessory, single use
Stryker Spine | الولايات المتحدة الامريكية | United States | ME0000009395SFDAA00014 | Tritanium® C Mallet | Mallet | Orthopedic Spinal Implants
INVIVO, a division of Philips Medical Systems | الولايات المتحدة الامريكية | United States | ME0000003239SFDAA00016 | Adult SpO2 Grips (20) | Accessories for a Magnetic Resonance Imaging Patient Monitoring Device | Accessories for a Magnetic Resonance Imaging Patient Monitoring Device
INVIVO, a division of Philips Medical Systems | الولايات المتحدة الامريكية | United States | ME0000003239SFDAA00011 | Single Patch ECG Electrodes (25) | Accessories for a Magnetic Resonance Imaging Patient Monitoring Device | Accessories for a Magnetic Resonance Imaging Patient Monitoring Device
INVIVO, a division of Philips Medical Systems | الولايات المتحدة الامريكية | United States | ME0000003239SFDAA00018 | Neonatal SpO2 Grips (20) | Accessories for a Magnetic Resonance Imaging Patient Monitoring Device | Accessories for a Magnetic Resonance Imaging Patient Monitoring Device
United States Endoscopy Group, Inc. | الولايات المتحدة الامريكية | United States | ME0000003748SFDAA00047 | Wooly Brush® | Cleaning Brush Endoscope Accessory, single use. | Cleaning Brush Endoscope Accessory, single use.
Ultradent products Inc | الولايات المتحدة الامريكية | United States | ME0000015243SFDAA00050 | Endo-Eze™ MTAFlow | Endo-Eze™ MTAFlow | The Endo-Eze™ MTAFlow™ powder and liquid/gel system consists of an extremely fine, radiopaque, inorganic powder of tricalcium and dicalcium silicate, which sets with a water–based gel for improved placement.
United States Endoscopy Group, Inc. | الولايات المتحدة الامريكية | United States | ME0000003748SFDAA00051 | CLEANING BRUSH | CLEANING BRUSH | Cleaning Brush Endoscope Accessory, single use
Stryker Communications, Inc. | الولايات المتحدة الامريكية | United States | ME0000006581SFDAA00007 | Connectsuite®, Suiteview® | Upgrade Licence | Stryker SuiteView®/SuiteLink provides support for and access to the teleconferencing (video conferencing) and live broadcasting of video/audio between locations inside and outside of the medical facility, for use by medical personnel.
United States Endoscopy Group, Inc. | الولايات المتحدة الامريكية | United States | ME0000003748SFDAA00050 | Double-Header | Double-Header | Cleaning Brush Endoscope Accessory, single use
Stryker Communications, Inc. | الولايات المتحدة الامريكية | United States | ME0000006581SFDAA00011 | Connected OR IP Adjacent Base Kit | Adjacent Base Kit | The Cor IP Integration System and connected or hub ip routing package are intended to be used for integration of ancillary compatible equipment and audio, video, data routing and teleconferencing for medica personnel
Stryker Communications, Inc. | الولايات المتحدة الامريكية | United States | ME0000006581SFDAA00009 | iSuite® | Audio/Video Router | The Connected OR Hub Routing package is an accessory to the Connected OR Hub Base system. The Connected OR Hub Routing package is intended to be used to create audio, video and data routes between compatible sources and sinks connected to the Connected OR Hub to electronically transfer, store and display data, The Connected OR Hub Routing package also enables teleconferencing functionality for medical personnel when connected to compatible devices.
Stryker Communications, Inc. | الولايات المتحدة الامريكية | United States | ME0000006581SFDAA00006 | Connectsuite® Suitelink®-Suiteview® | Digital Image Communication Device | Stryker SuiteView®/SuiteLink provides support for and access to the teleconferencing (video conferencing) and live broadcasting of video/audio between locations inside and outside of the medical facility, for use by medical personnel.
Stryker Communications, Inc. | الولايات المتحدة الامريكية | United States | ME0000006581SFDAA00010 | Connected OR IP rack, switch, UPS | Rack, switch, ups | The Cor IP Integration System and connected or hub ip routing package are intended to be used for integration of ancillary compatible equipment and audio, video, data routing and teleconferencing for medica personnel
GE Medical Systems, LLC | الولايات المتحدة الامريكية | United States | ME0000003365SFDAA00037 | Round Coil | MRI Coil | MRI Coil
Stryker Communications, Inc. | الولايات المتحدة الامريكية | United States | ME0000002901SFDAA00010 | Connectsuite® Suitelink® | Digital Image Communication Device | Stryker SuiteView®/SuiteLink provides support for and access to the teleconferencing (video conferencing) and live broadcasting of video/audio between locations inside and outside of the medical facility, for use by medical personnel.
INVIVO, a division of Philips Medical Systems | الولايات المتحدة الامريكية | United States | ME0000003239SFDAA00020 | Neonatal ECG Electrodes (25) | Accessories for a Magnetic Resonance Imaging Patient Monitoring Device | Accessories for a Magnetic Resonance Imaging Patient Monitoring Device
Stryker Endoscopy | الولايات المتحدة الامريكية | United States | ME0000005467SFDAA00258 | Connected OR Hub Routing Package | Routing Package | The Connected OR Hub Routing package is an accessory to t Connected OR Hub Base system. The Connected OR Hub Routing package is intended to be used to create audio, vide and data routes between compatible sources and sinks connected to the Connected OR Hub to electronicall-AA transfe store and display data. The Connected OR Hub Routing package also enables teleconferencing functionality for medical personnel when connected to compatible devices.
Stryker Endoscopy | الولايات المتحدة الامريكية | United States | ME0000005467SFDAA00262 | Mini Small-Joint Scissor | Scissor | Scissors for use in arthroscopic procedures
Stryker Communications, Inc. | الولايات المتحدة الامريكية | United States | ME0000006581SFDAA00012 | Connected OR IP Adjacent Base Kit | Adjacent Base Kit | The Cor IP Integration System and connected or hub ip routing package are intended to be used for integration of ancillary compatible equipment and audio, video, data routing and teleconferencing for medica personnel
Stryker Communications, Inc. | الولايات المتحدة الامريكية | United States | ME0000006581SFDAA00008 | DataMediatOR | Software Bundle, V1.7 | The DataMediatOR Server is intended to be used to provide a centralized point of integration of medical device data with hospital information systems.
Stryker Endoscopy | الولايات المتحدة الامريكية | United States | ME0000005467SFDAA00259 | Connected OR Hub IP Routing Package | IP Routing Package | The COR IP Integration System and Connected OR Hub IP Routing Package are intended to be used for integration of ancillary compatible equipment and audio, video, data routing and teleconferencing for medical personnel. The COR IP Integration system is controlled by the IP Routing Package of the Connected OR Hub information management system.
Stryker Endoscopy | الولايات المتحدة الامريكية | United States | ME0000005467SFDAA00261 | Mini Small-Joint Grasper | Grasper | Grasper for use in arthroscopic procedures
Stryker Spine | الولايات المتحدة الامريكية | United States | ME0000009395SFDAA00015 | Tritanium® C Quick Release Handle | Quick Release Handle | Orthopedic Spinal Implants
Stryker Endoscopy | الولايات المتحدة الامريكية | United States | ME0000005467SFDAA00260 | Mini Small-Joint Punch | Punch | Punch for use in arthroscopic procedures.
Ultradent products Inc | الولايات المتحدة الامريكية | United States | ME0000015243SFDAA00054 | Astringedent™, Astringedent™X | Astringedent™, Astringedent™X | Astringedent hemostatic is an aqueous, 15.5% ferric sulfate solution with a pH of ~1.0. It's well suited for a variety of dental procedures, and because it's more aqueous than other hemostatic agents, it's ideal for soaking retraction cord. Astringedent X hemostatic is an aqueous 12.7% iron solution that works quickly to stop difficult bleeding. It contains equivalent ferric sulfate and ferric subsulfate.
Ultradent products Inc | الولايات المتحدة الامريكية | United States | ME0000015243SFDAA00052 | Porcelain Etch & Silane | Porcelain Etch & Silane | Ultradent™ Porcelain Etch is a buffered, gelled hydrofluoric acid to be judiciously used for intraoral or extraoral etching of porcelain. Ultradent™ Silane is a mono-component solution for application to porcelain following etching with Porcelain Etch.
INVIVO, a division of Philips Medical Systems | الولايات المتحدة الامريكية | United States | ME0000003239SFDAA00019 | Multiple Patch ECG Electrodes (25) | Accessories for a Magnetic Resonance Imaging Patient Monitoring Device | Accessories for a Magnetic Resonance Imaging Patient Monitoring Device
Philips Medical Systems | الولايات المتحدة الامريكية | United States | ME0000003248SFDAA00113 | lntelliBridge EC40/80 | Data Management System | Data Management System
Life Instrument Corporation | الولايات المتحدة الامريكية | United States | ME0000009398SFDAA00004 | Micro Scissor | Scissor | SCISSOR BAYONET MICRO CURVE 23CM
Ultradent products Inc | الولايات المتحدة الامريكية | United States | ME0000015243SFDAA00046 | Opalescence™ Boost™ 40% | Opalescence™ Boost™ 40% | Tooth Whitening System
SAM Medical Products | الولايات المتحدة الامريكية | United States | ME0000013556SFDAA00005 | SAM SPLINT, SAM Soft Shell Splint, SAM Suger Tong | SAM SPLINT | Touting unrivaled flexibility, SAM® Splint bends into any simple curve, becoming exponentially stronger and more supportive. SAM® Splint is globally acclaimed by emergency care providers, outdoor enthusiasts, the U.S. military, and even NASA. Sizes: 36” XL (SP508-OB-EN) 36” Roll (SP506-OB-EN) 36” Fold (SP507-OB-EN) 24” Industrial (SP504-OB-EN) 18” (SP502-OB-EN) 9” (SP500-OB-EN) Finger (SP510-OB-EN)
Advanced Sterilization Products, Inc | الولايات المتحدة الامريكية | United States | ME0000022791SFDAA00017 | Tyvek® Self Seal Pouch with STERRAD® Chemical Indicator | Tyvek® Self Seal Pouch with STERRAD® Chemical Indicator | Pouches with Chemical Indicator are constructed from transparent and opaque films.
Ultradent products Inc | الولايات المتحدة الامريكية | United States | ME0000015243SFDAA00056 | Ultra-Etch® | Ultra-Etch® | Ultra-Etch is a 35% phosphoric etchant solution with an optimum viscosity. The flowability allows precise placement, including occlusal grooves, yet is viscous enough to prevent migration. Ultra-Etch is self-limiting in its depth of etch (average depth of 1.9μ with 15 second etch). This etchant contains no glycerin and is designed for rapid and complete removal upon rinsing.
Infab corporation | الولايات المتحدة الامريكية | United States | ME0000007071SFDAA00001 | Infab patient transfer device | patient transfer device | It is a board used to transfer the patient
Boston Scientific Corporation | الولايات المتحدة الامريكية | United States | ME0000003220SFDAA00055 | MetriQ™ Foot Switch | MetriQ™ Foot Switch | MetriQ Pump Footswitch
BSN medical Inc. | الولايات المتحدة الامريكية | United States | ME0000005416SFDAA00010 | JOBST® Lymphcare | Lymphcare Bandage Set | Bandage kit for the treatment of edema
Boston Scientific Corporation | الولايات المتحدة الامريكية | United States | ME0000000771SFDAA00002 | IntellaTip MiFi™ Filter Module | IntellaTip MiFi™ Filter Module | IntellaTip MiFi™ Filter Module (RF frequency filter)
INVIVO, a division of Philips Medical Systems | الولايات المتحدة الامريكية | United States | ME0000003239SFDAA00021 | Infant SpO2 Grips (20) | Accessories for a Magnetic Resonance Imaging Patient Monitoring Device | Accessories for a Magnetic Resonance Imaging Patient Monitoring Device
Boston Scientific Corporation | الولايات المتحدة الامريكية | United States | ME0000003219SFDAA00045 | Maestro Foot Switch | Maestro Foot Switch | Maestro 4000 Footswitch
Philips Ultrasound Inc. | الولايات المتحدة الامريكية | United States | ME0000003255SFDAA00030 | PercuNav Ultrasound Tracker | Ultrasound Tracker | Ultrasound Tracker
Ultradent products Inc | الولايات المتحدة الامريكية | United States | ME0000015243SFDAA00072 | Valo Cordless | Valo Cordless | The Source of Illumination for curing photo activated dental restorative materials and adhesives .
Philips Ultrasound Inc. | الولايات المتحدة الامريكية | United States | ME0000003255SFDAA00032 | PercuNav Tool Connection Unit | Tool Connection Unit | Tool Connection Unit
Philips Ultrasound Inc. | الولايات المتحدة الامريكية | United States | ME0000003255SFDAA00027 | PercuNav Planar Field Generator | Field Generator | PercuNav Field Generator
Philips Ultrasound Inc. | الولايات المتحدة الامريكية | United States | ME0000003255SFDAA00031 | PercuNav Endocavity Ultrasound Tracker | Endocavity Ultrasound Tracker | Endocavity Ultrasound Tracker
DTC Dental USA LTD | الولايات المتحدة الامريكية | United States | ME0000001251SFDAA00053 | Non-Cutting Plier | Pliers | Pliers
Philips Medical Systems | الولايات المتحدة الامريكية | United States | ME0000003248SFDAA00114 | IntelliBridge EC40/80 | IntelliBridge EC40/80 Hub | The IntelliBridge EC40/80 is intended to transfer medical device data from one format to another according to preset specifications.
Philips Ultrasound Inc. | الولايات المتحدة الامريكية | United States | ME0000003255SFDAA00029 | PercuNav Patient Tracker | Patient Tracker | Patient Tracker
DTC Dental USA LTD | الولايات المتحدة الامريكية | United States | ME0000001251SFDAA00054 | Replacement parts | Replacement parts | Replacement parts
DTC Dental USA LTD | الولايات المتحدة الامريكية | United States | ME0000001251SFDAA00052 | Cutting Plier | Pliers | Pliers
DTC Dental USA LTD | الولايات المتحدة الامريكية | United States | ME0000001251SFDAA00056 | Step Plier | Pliers | Pliers
Philips Ultrasound Inc. | الولايات المتحدة الامريكية | United States | ME0000003255SFDAA00034 | Lumify Power Module | Lumify Power Module | Cable and Cable Accessories
DTC Dental USA LTD | الولايات المتحدة الامريكية | United States | ME0000001251SFDAA00051 | Clear Aligner Plier | Pliers | Pliers
DTC Dental USA LTD | الولايات المتحدة الامريكية | United States | ME0000001251SFDAA00055 | Stands for pliers | Stands for pliers | Stands for pliers
Ultradent products Inc | الولايات المتحدة الامريكية | United States | ME0000015243SFDAA00073 | Seek® & Sable™ Seek® | Seek® & Sable™ Seek® | Caries Indicator and root canal locator
Philips Ultrasound Inc. | الولايات المتحدة الامريكية | United States | ME0000003255SFDAA00035 | Lumify Rugged Cable | Lumify Rugged Cable | Cable and Cable Accessories
Philips Ultrasound Inc. | الولايات المتحدة الامريكية | United States | ME0000010658SFDAA00006 | PercuNav Planar Field Generator | PercuNav Field Generator | Generate EMC Field
Philips Ultrasound Inc. | الولايات المتحدة الامريكية | United States | ME0000003255SFDAA00036 | Lumify Power Module | Cable and Cable Accessories | Intended to provide an electrical connection to transfer signals or electrical power between compatible devices or networks.
Boston Scientific Corporation | الولايات المتحدة الامريكية | United States | ME0000003217SFDAA00078 | Electrophysiology Cable | Electrophysiology Cable | Controller to Pump or Remote Control
Philips Ultrasound Inc. | الولايات المتحدة الامريكية | United States | ME0000003255SFDAA00040 | PercuNav Tool Connection Unit | Reusable Percunav trackers and unit | Nonsterile instrumentation for image guided intervention systems
Philips Ultrasound Inc. | الولايات المتحدة الامريكية | United States | ME0000003255SFDAA00044 | 20004 PercuNav Ultrasound Tracker | Reusable Percunav trackers and unit | Nonsterile instrumentation for image guided intervention systems
Philips Ultrasound Inc. | الولايات المتحدة الامريكية | United States | ME0000003255SFDAA00042 | PercuNav Planar Field Generator | PercuNav Field Generator | Generate EMC Field
GE Medical Systems Information Technologies | الولايات المتحدة الامريكية | United States | ME0000003372SFDAA00003 | DURA-CUF | Non-Invasive Blood Pressure Cuffs | Non-Invasive Blood Pressure Cuffs
GE Medical Systems Information Technologies | الولايات المتحدة الامريكية | United States | ME0000003406SFDAA00016 | Carescape Gateway V2.2 | Carescape Gateway | Carescape Gateway.
Philips Ultrasound Inc. | الولايات المتحدة الامريكية | United States | ME0000003255SFDAA00039 | Lumify Micro C Transducer Cable | Transducer Cable | Transducer Cable
GE Medical Systems Information Technologies | الولايات المتحدة الامريكية | United States | ME0000003372SFDAA00002 | CLASSIC-CUF | Non-Invasive Blood Pressure Cuffs | Non-Invasive Blood Pressure Cuffs
GE Medical Systems Information Technologies | الولايات المتحدة الامريكية | United States | ME0000003372SFDAA00005 | SENSA-CUF | Non-Invasive Blood Pressure Cuffs | Non-Invasive Blood Pressure Cuffs
Philips Ultrasound Inc. | الولايات المتحدة الامريكية | United States | ME0000003255SFDAA00038 | Lumify Micro B Transducer Cable | Transducer Cable | Transducer Cable
Philips Ultrasound Inc. | الولايات المتحدة الامريكية | United States | ME0000003255SFDAA00041 | PercuNav Tabletop Field Generator | PercuNav Field Generator | Generate EMC Field
Philips Ultrasound Inc. | الولايات المتحدة الامريكية | United States | ME0000003255SFDAA00045 | 210001 PercuNav Endocavity Ultrasound Tracker | Reusable Percunav trackers and unit | Nonsterile instrumentation for image guided intervention systems
GE Medical Systems Information Technologies | الولايات المتحدة الامريكية | United States | ME0000003372SFDAA00004 | SOFT-CUF | Non-Invasive Blood Pressure Cuffs | Non-Invasive Blood Pressure Cuffs
Philips Ultrasound Inc. | الولايات المتحدة الامريكية | United States | ME0000003255SFDAA00033 | PercuNav Planar Field Generator with Stand | Planar Field Generator with Stand | Planar Field Generator with Stand
Philips Ultrasound Inc. | الولايات المتحدة الامريكية | United States | ME0000003255SFDAA00028 | PercuNav Tabletop Field Generator | Tabletop Field Generator | Tabletop Field Generator
DARCO International , Inc. | الولايات المتحدة الامريكية | United States | ME0000007516SFDAA00001 | Eco Canvas Cast Shoe | Cast boot | Cast boot
GE Medical Systems Information Technologies | الولايات المتحدة الامريكية | United States | ME0000003372SFDAA00006 | RADIAL-CUF | Non-Invasive Blood Pressure Cuffs | Non-Invasive Blood Pressure Cuffs
ADVANCED STERILIZATION PRODUCTS, INC. | الولايات المتحدة الامريكية | United States | ME0000022768SFDAA00021 | STERRAD™ 100NX Sterilizer DUO Cycle Kit | STERRAD™ 100NX Sterilizer DUO Cycle Kit | Sterilizer Kit
Becker Orthopedic Appliance Company | الولايات المتحدة الامريكية | United States | ME0000007456SFDAA00022 | Plantar Flexion Motion Control Limiter | Motion Limiter | Adjustable plantar flexion range of motion limiter that can be transformed to a solid ankle AFO. Varying degrees of plantar flexion are obtained by grinding the stop.
INVIVO, a division of Philips Medical Systems | الولايات المتحدة الامريكية | United States | ME0000003239SFDAA00024 | Spo2 Grips (20) | Accessories for a Magnetic Resonance Imaging Patient Monitoring Device | The Sp02 clips and grips use enables the Intended Use of the connected compatible MRI Patient Monitoring System.
Philips Medical Systems | الولايات المتحدة الامريكية | United States | ME0000003248SFDAA00116 | 15/16/18- Lead Upgrade Kit (IEC) | Leadsets, Reusable | The Philips Pagewriter TC cardiograph leadwires and patient cables are limited by the indications for use of the connected diagnostic equipment, and are for use by healthcare professionals. They are designed for multiple patient use and indicated for monitoring cardiac signals for diagnostic purposes for the same patient populations of the host device.
Philips Medical Systems | الولايات المتحدة الامريكية | United States | ME0000003248SFDAA00118 | 12-Lead Limb Lead Set (AAMI/IEC) | Leadsets, Reusable | The Philips Pagewriter TC cardiograph leadwires and patient cables are limited by the indications for use of the connected diagnostic equipment, and are for use by healthcare professionals. They are designed for multiple patient use and indicated for monitoring cardiac signals for diagnostic purposes for the same patient populations of the host device.
Philips Medical Systems | الولايات المتحدة الامريكية | United States | ME0000003248SFDAA00119 | 12-Lead Chest Lead Set (AAMI/IEC) | Leadsets, Reusable | The Philips Pagewriter TC cardiograph leadwires and patient cables are limited by the indications for use of the connected diagnostic equipment, and are for use by healthcare professionals. They are designed for multiple patient use and indicated for monitoring cardiac signals for diagnostic purposes for the same patient populations of the host device.
INVIVO, a division of Philips Medical Systems | الولايات المتحدة الامريكية | United States | ME0000003239SFDAA00023 | SpO2 Clip | Accessories for a Magnetic Resonance Imaging Patient Monitoring Device | The Sp02 clips and grips use enables the Intended Use of the connected compatible MRI Patient Monitoring System.
Philips Medical Systems | الولايات المتحدة الامريكية | United States | ME0000003248SFDAA00115 | 12-Lead Patient Cable (IEC) | Leadsets, Reusable | The Philips Pagewriter TC cardiograph leadwires and patient cables are limited by the indications for use of the connected diagnostic equipment, and are for use by healthcare professionals. They are designed for multiple patient use and indicated for monitoring cardiac signals for diagnostic purposes for the same patient populations of the host device.
healthmark Industries Co Inc. | الولايات المتحدة الامريكية | United States | ME0000002850SFDAA00001 | TOSI | Test object surgical instrument | Performance washer test | اختبار غسالة الأداء
Microtek Medical Inc | الولايات المتحدة الامريكية | United States | ME0000011597SFDAA00001 | Microtek ™ / Ecolab | patient drape | ISO Drape™ Tower Drape - Small
Healthmark Industries Co Inc. | الولايات المتحدة الامريكية | United States | ME0000021791SFDAA00006 | HUMIPAK SELF SEAL POUCH | Transport pouch | Placing items into the Humipak® after use will provide a humid environment delaying the drying of contaminants during transport PRIOR to any required cleaning, disinfection, reprocessing and/or sterilization.
Walgreen Health Solutions, LLC | الولايات المتحدة الامريكية | United States | ME0000003529SFDAA00001 | HeeLift Classic | HeeLift Classic Boot with Foam Liner | Foam Suspension Boot For Pressure Release
Philips Ultrasound Inc. | الولايات المتحدة الامريكية | United States | ME0000003255SFDAA00037 | Lumify Rugged Sleeve Transducer Cable | Cable and Cable Accessories | Intended to provide an electrical connection to transfer signals or electrical power between compatible devices or networks.
Philips Ultrasound Inc. | الولايات المتحدة الامريكية | United States | ME0000003255SFDAA00043 | 10001 PercuNav Patient Tracker | Reusable Percunav trackers and unit | Nonsterile instrumentation for image guided intervention systems
Becker Orthopedic Appliance Company | الولايات المتحدة الامريكية | United States | ME0000007456SFDAA00019 | Double Action Ankle Joint | Ankle Joint | Modular Slim Line Double Action Ankle Joint is a versatile joint that can be configured in several different ways to provide: dorsiflexion assist, plantarflexion assist, a range-of-motion, or no motion
Philips Medical Systems | الولايات المتحدة الامريكية | United States | ME0000003248SFDAA00121 | Limb Clamp Electrode | Electrode, reusable | Philips Limb Clamp Electrode is the electrical conductor applied to the surface of the limb to transmit the electrical signal at the limb surface to a processor by the indications for use of the connected diagnostic equipment, and provided as non-sterile reusable device.
INVIVO, a division of Philips Medical Systems | الولايات المتحدة الامريكية | United States | ME0000003239SFDAA00025 | Spo2 Grip Starter kit (20 piece) | Accessories for a Magnetic Resonance Imaging Patient Monitoring Device | The Sp02 clips and grips use enables the Intended Use of the connected compatible MRI Patient Monitoring System.
Philips Medical Systems | الولايات المتحدة الامريكية | United States | ME0000003248SFDAA00117 | 12-Lead Complete Lead Set (IEC) | Leadsets, Reusable | The Philips Pagewriter TC cardiograph leadwires and patient cables are limited by the indications for use of the connected diagnostic equipment, and are for use by healthcare professionals. They are designed for multiple patient use and indicated for monitoring cardiac signals for diagnostic purposes for the same patient populations of the host device.
INVIVO, a division of Philips Medical Systems | الولايات المتحدة الامريكية | United States | ME0000003239SFDAA00030 | Neonatal ECG 3.0 Cable | Accessories for a Magnetic Resonance Imaging Patient Monitoring Device | The NBP Cuff use enables the intended use of the connected compatible MRI Patient monitoring system
INVIVO, a division of Philips Medical Systems | الولايات المتحدة الامريكية | United States | ME0000003239SFDAA00026 | NBP Cuffs (10) | Accessories for a Magnetic Resonance Imaging Patient Monitoring Device | The NBP Cuff use enables the intended use of the connected compatible MRI Patient monitoring system
Tornier Inc | الولايات المتحدة الامريكية | United States | ME0000006419SFDAA00090 | Aequalis™ perFORM+ | NEO-REAMER WRANCH FOR REAMER | surgical instrument
Philips Medical Systems | الولايات المتحدة الامريكية | United States | ME0000003248SFDAA00120 | USB Patient Data Cable | Connection Cable, reusable | It is intended for use by or under the supervision of a licensed physician or other healthcare provider to provide a USB connection between electrocardiograph and Patient Interface Modules (PIM) for transmitting the electrical ECG signals.
Tornier Inc | الولايات المتحدة الامريكية | United States | ME0000006419SFDAA00092 | Aequalis Perform Reversed | Pin Guide Handle | surgical instrument
Respironics, Inc. | الولايات المتحدة الامريكية | United States | ME0000000599SFDAA00142 | Trilogy In-Use Device Bag | Ventilator Accessories | Ventilator Accessories
Respironics, Inc. | الولايات المتحدة الامريكية | United States | ME0000000599SFDAA00142 | Trilogy In-Use Device Bag | Ventilator Accessories | Ventilator Accessories
INVIVO, a division of Philips Medical Systems | الولايات المتحدة الامريكية | United States | ME0000003239SFDAA00029 | ECG 2.0 Cable | Accessories for a Magnetic Resonance Imaging Patient Monitoring Device | The NBP Cuff use enables the intended use of the connected compatible MRI Patient monitoring system
Philips Medical Systems | الولايات المتحدة الامريكية | United States | ME0000003248SFDAA00133 | ECG 5 lead Grabber, AAMI, SPU, Tele | Reusable Leadsets; Trunk Cables | Patient Monitor Systems
Philips Medical Systems | الولايات المتحدة الامريكية | United States | ME0000003248SFDAA00137 | MX40 Adapter Masimo SpO2-only | Reusable Leadsets; Trunk Cables | Patient Monitor Systems
Philips Medical Systems | الولايات المتحدة الامريكية | United States | ME0000003248SFDAA00126 | ECG 3 lead Grabber, IEC | Reusable Leadsets; Trunk Cables | Patient Monitor Systems
Philips Medical Systems | الولايات المتحدة الامريكية | United States | ME0000003248SFDAA00130 | MX40 Adapter 6L+SpO2 | Reusable Leadsets; Trunk Cables | Patient Monitor Systems
Philips Medical Systems | الولايات المتحدة الامريكية | United States | ME0000003248SFDAA00124 | ECG 5 lead Grabber, AAMI | Reusable Leadsets; Trunk Cables | Patient Monitor Systems
Brownmed, Inc | الولايات المتحدة الامريكية | United States | ME0000003531SFDAA00001 | SoftStride | Orthotics, ( Longitudinal Arch Supports ) | Foam Arch Supports to be fixed in shoes for Arch Support
Philips Medical Systems | الولايات المتحدة الامريكية | United States | ME0000003249SFDAA00013 | HeartStart DP Pads | Multifunction Defribillator Electrode Pads | The ALS and BLS Pads do not have an intended use as a stand-alone product. The ALS and BLS pads are intended for use in conjunction with compatible AED's and defribillator/ monitor systems to provide an electrical connection between the defribillator and the patient for the purpose of defribillation, ECG monitoring, cardioversion and pacing.
Philips Medical Systems | الولايات المتحدة الامريكية | United States | ME0000003248SFDAA00139 | ECG 5L Grabber, IEC, Masimo SpO2 , Tele | Reusable Leadsets; Trunk Cables | Patient Monitor Systems
Philips Medical Systems | الولايات المتحدة الامريكية | United States | ME0000003248SFDAA00136 | MX40 Adapter 5-Lead + Masimo SpO2 | Reusable Leadsets; Trunk Cables | Patient Monitor Systems
Philips Medical Systems | الولايات المتحدة الامريكية | United States | ME0000003248SFDAA00132 | MX40 Adapter 3L+SpO2 | Reusable Leadsets; Trunk Cables | Patient Monitor Systems
Philips Medical Systems | الولايات المتحدة الامريكية | United States | ME0000003248SFDAA00128 | ECG 6 lead Grabber, IEC | Reusable Leadsets; Trunk Cables | Patient Monitor Systems
Philips Medical Systems | الولايات المتحدة الامريكية | United States | ME0000003248SFDAA00123 | ECG 5 lead Snaps, AAMI | Reusable Leadsets; Trunk Cables | Patient Monitor Systems
Respironics, Inc. | الولايات المتحدة الامريكية | United States | ME0000000599SFDAA00141 | Shielded DC Power Cord | Power Supply Accessories | Power Supply Accessories
Respironics, Inc. | الولايات المتحدة الامريكية | United States | ME0000000599SFDAA00141 | Shielded DC Power Cord | Power Supply Accessories | Power Supply Accessories
Tornier Inc | الولايات المتحدة الامريكية | United States | ME0000006419SFDAA00091 | Aequalis™ perFORM+ | CHECKER HANDLE | surgical instrument
Philips Medical Systems | الولايات المتحدة الامريكية | United States | ME0000003248SFDAA00140 | MX40 Adapter 6-Lead + Masimo SpO2 | Reusable Leadsets; Trunk Cables | Patient Monitor Systems
Respironics, Inc. | الولايات المتحدة الامريكية | United States | ME0000000599SFDAA00140 | Detachable Battery Module, USA/INTL | Power Supply Accessory | Power Supply Accessory
Respironics, Inc. | الولايات المتحدة الامريكية | United States | ME0000000599SFDAA00140 | Detachable Battery Module, USA/INTL | Power Supply Accessory | Power Supply Accessory
Philips Medical Systems | الولايات المتحدة الامريكية | United States | ME0000003249SFDAA00020 | HEARTSTART SMART PADS III | Multifunction Defibrillator Electrode Pads | Multifunction Defibrillator Electrode Pads
Philips Medical Systems | الولايات المتحدة الامريكية | United States | ME0000003249SFDAA00016 | HEARTSTART PADS Infant Plus MULTIFUNCTION ELECTRODE PADS | Multifunction Defibrillator Electrode Pads | Multifunction Defibrillator Electrode Pads
Philips Medical Systems | الولايات المتحدة الامريكية | United States | ME0000003249SFDAA00017 | HEARTSTART PADS ADULT / CHILD Radiotransparent MULTIFUNCTION ELECTRODE PADS | Multifunction Defibrillator Electrode Pads | Multifunction Defibrillator Electrode Pads
Philips Medical Systems | الولايات المتحدة الامريكية | United States | ME0000003249SFDAA00021 | HeartStart DP Pads | Multifunction Defibrillator Electrode Pads | Multifunction Defibrillator Electrode Pads
Healthmark Industries Co Inc. | الولايات المتحدة الامريكية | United States | ME0000021791SFDAA00008 | CONTAINER LOCK - BLUE | Closed sterilization container tamper evident seal | Use the tamper evident seal to indicate that the container has not been opened since sterilization.
CASE MEDICAL, INC | الولايات المتحدة الامريكية | United States | ME0000022028SFDAA00001 | Case MR8™ sterilization | Case MR8™ sterilization | Sterilization Containers.
Philips Medical Systems | الولايات المتحدة الامريكية | United States | ME0000003249SFDAA00010 | HeartStart Multifunction Electrode Pads | Multifunction Defribillator Electrode Pads | The ALS and BLS Pads do not have an intended use as a stand-alone product. The ALS and BLS pads are intended for use in conjunction with compatible AED's and defribillator/ monitor systems to provide an electrical connection between the defribillator and the patient for the purpose of defribillation, ECG monitoring, cardioversion and pacing.
Image Diagnostics Inc. | الولايات المتحدة الامريكية | United States | ME0000016437SFDAA00003 | Mobile Imaging Table | Patient Table | Patient Table
Philips Medical Systems | الولايات المتحدة الامريكية | United States | ME0000003249SFDAA00009 | HearStart Adult/Child Multifunction Electrode Pads | Multifunction Defribillator Electrode Pads | The ALS and BLS Pads do not have an intended use as a stand-alone product. The ALS and BLS pads are intended for use in conjunction with compatible AED's and defribillator/ monitor systems to provide an electrical connection between the defribillator and the patient for the purpose of defribillation, ECG monitoring, cardioversion and pacing.
Philips Medical Systems | الولايات المتحدة الامريكية | United States | ME0000003248SFDAA00125 | ECG 6 lead Grabber, AAMI | Reusable Leadsets; Trunk Cables | Patient Monitor Systems
Philips Medical Systems | الولايات المتحدة الامريكية | United States | ME0000003248SFDAA00129 | MX40 Adapter SpO2-only | Reusable Leadsets; Trunk Cables | Patient Monitor Systems
Philips Medical Systems | الولايات المتحدة الامريكية | United States | ME0000003248SFDAA00134 | ECG 5 lead Grabber, IEC, SPU, Tele | Reusable Leadsets; Trunk Cables | Patient Monitor Systems
Philips Medical Systems | الولايات المتحدة الامريكية | United States | ME0000003248SFDAA00138 | ECG 5L Grabber, AAMI, Masimo SpO2 , Tele | Reusable Leadsets; Trunk Cables | Patient Monitor Systems
ADVANCED STERILIZATION PRODUCTS, INC. | الولايات المتحدة الامريكية | United States | ME0000022768SFDAA00022 | STERRAD VELOCITY™ Biological Indicator / Process Challenge Device | STERRAD VELOCITY™ Biological Indicator / Process Challenge Device | Biological Indicator
INNOMED, INC | الولايات المتحدة الامريكية | United States | ME0000005419SFDAA00025 | Fromm Knee & Tibial Triangle 8.5" with Pad & Strap | Innomed Surgical Instruments | Position and hold femur and tibia during intramedula
INNOMED, INC | الولايات المتحدة الامريكية | United States | ME0000005419SFDAA00022 | Fromm Knee & Tibial Triangle 16 | Innomed Surgical Instruments | Position and hold femur and tibia during intramedula
BSN medical Inc. | الولايات المتحدة الامريكية | United States | ME0000005416SFDAA00011 | JOBST® For Men | Jobst for Men | Medical Support Stocking | جوارب طبية ضاغطة
Philips Medical Systems | الولايات المتحدة الامريكية | United States | ME0000003248SFDAA00122 | ECG 3 lead Grabber, AAMI | Reusable Leadsets; Trunk Cables | Patient Monitor Systems
Philips Medical Systems | الولايات المتحدة الامريكية | United States | ME0000003248SFDAA00127 | ECG 5 lead Grabber, IEC | Reusable Leadsets; Trunk Cables | Patient Monitor Systems
Philips Medical Systems | الولايات المتحدة الامريكية | United States | ME0000003248SFDAA00131 | MX40 Adapter 5L+SpO2 | Reusable Leadsets; Trunk Cables | Patient Monitor Systems
Philips Medical Systems | الولايات المتحدة الامريكية | United States | ME0000003248SFDAA00135 | ECG Trunk Cable AAMI/IEC | Reusable Leadsets; Trunk Cables | Patient Monitor Systems
INNOMED, INC | الولايات المتحدة الامريكية | United States | ME0000005419SFDAA00020 | Fromm Knee & Tibial Triangle 11 | Innomed Surgical Instruments | Position and hold femur and tibia during intramedula
INNOMED, INC | الولايات المتحدة الامريكية | United States | ME0000005419SFDAA00021 | Fromm Knee & Tibial Triangle 14 | Innomed Surgical Instruments | Position and hold femur and tibia during intramedula
INVIVO, a division of Philips Medical Systems | الولايات المتحدة الامريكية | United States | ME0000003239SFDAA00027 | NBP Cuffs | Accessories for a Magnetic Resonance Imaging Patient Monitoring Device | The NBP Cuff use enables the intended use of the connected compatible MRI Patient monitoring system
Philips Medical Systems | الولايات المتحدة الامريكية | United States | ME0000003249SFDAA00011 | HeartStart Pads Adult/Child Preconnect Multifunction Electrode Pads | Multifunction Defribillator Electrode Pads | The ALS and BLS Pads do not have an intended use as a stand-alone product. The ALS and BLS pads are intended for use in conjunction with compatible AED's and defribillator/ monitor systems to provide an electrical connection between the defribillator and the patient for the purpose of defribillation, ECG monitoring, cardioversion and pacing.
Philips Medical Systems | الولايات المتحدة الامريكية | United States | ME0000003249SFDAA00018 | HEARTSTART PADS ADULT / CHILD Preconnect MULTIFUNCTION ELECTRODE PADS | Multifunction Defibrillator Electrode Pads | Multifunction Defibrillator Electrode Pads
Philips Medical Systems | الولايات المتحدة الامريكية | United States | ME0000003249SFDAA00014 | HEARTSTART PADS ADULT / CHILD Plus MULTIFUNCTION ELECTRODE PADS | Multifunction Defibrillator Electrode Pads | Multifunction Defibrillator Electrode Pads
BSN medical Inc. | الولايات المتحدة الامريكية | United States | ME0000005416SFDAA00012 | Flashcast ® Fiberglass Cast Tape | Flashcast | Flashcast ®Fiberglass Cast Tape is indicated for rigid external immobilization.
Healthmark Industries co., Inc | الولايات المتحدة الامريكية | United States | ME0000001826SFDAA00001 | TOSI® | Test object surgical instrument | To challenge the cleaning efficacy of mechanical cleaning equipment and proteolytic detergents.
Encompass Group, LLC | الولايات المتحدة الامريكية | United States | ME0000003282SFDAA00001 | Thermoflect | Thermoflect | Heat reflective blanket covers whole body
Stryker Endoscopy | الولايات المتحدة الامريكية | United States | ME0000005467SFDAA00273 | Stryker /ACMI/ Zimmer Adapter | Light Source Adapter | Used with a light source and an adapter/scope to transmit light to a scope in order to conduct a minimally invasive surgical procedure
INVIVO, a division of Philips Medical Systems | الولايات المتحدة الامريكية | United States | ME0000003239SFDAA00028 | NBP Cuff Sample Kit (8 piece) | Accessories for a Magnetic Resonance Imaging Patient Monitoring Device | The NBP Cuff use enables the intended use of the connected compatible MRI Patient monitoring system
Philips Medical Systems | الولايات المتحدة الامريكية | United States | ME0000003249SFDAA00012 | HeartStart Smart Pads | Multifunction Defribillator Electrode Pads | The ALS and BLS Pads do not have an intended use as a stand-alone product. The ALS and BLS pads are intended for use in conjunction with compatible AED's and defribillator/ monitor systems to provide an electrical connection between the defribillator and the patient for the purpose of defribillation, ECG monitoring, cardioversion and pacing.
INNOMED, INC | الولايات المتحدة الامريكية | United States | ME0000005419SFDAA00023 | Fromm Knee & Tibial Triangle Pad | Innomed Surgical Instruments | Position and hold femur and tibia during intramedula
Philips Medical Systems | الولايات المتحدة الامريكية | United States | ME0000003249SFDAA00015 | HEARTSTART PADS Infant Plus MULTIFUNCTION ELECTRODE PADS | Multifunction Defibrillator Electrode Pads | Multifunction Defibrillator Electrode Pads
Philips Medical Systems | الولايات المتحدة الامريكية | United States | ME0000003249SFDAA00019 | HeartStart SMART PADS II | Multifunction Defibrillator Electrode Pads | Multifunction Defibrillator Electrode Pads
GE Healthcare Coils | الولايات المتحدة الامريكية | United States | ME0000003343SFDAA00064 | Torso Array | MRI Coil | MRI Coil
GE Healthcare Coils | الولايات المتحدة الامريكية | United States | ME0000003343SFDAA00069 | Posterior Array | MRI Coil | MRI Coil
GE Healthcare Coils | الولايات المتحدة الامريكية | United States | ME0000003343SFDAA00077 | CTL coil | MRI Coil | MRI Coil
Stryker Endoscopy | الولايات المتحدة الامريكية | United States | ME0000005467SFDAA00278 | Wolf/ Dyonics Scope Adapter | Wolf/ Dyonics Scope Adapter | The Fiber Optic Light Cable is intended for use with a light source and an adapter/scope to transmit light to a scope in order to conduct a minimally invasive surgical procedure.
Performance Health Supply Inc. | الولايات المتحدة الامريكية | United States | ME0000004136SFDAA00002 | Rolyan EzeForm | Limb Braces | Thermoplastic Foam Sheets
Philips Medical Systems | الولايات المتحدة الامريكية | United States | ME0000003249SFDAA00022 | HeartStart Pads Infant Radiotransparent Multifunction Electrode Pads | Multifunction Defribillator Electrode Pads | The ALS and BLS Pads do not have an intended use as a stand-alone product. The ALS and BLS pads are intended for use in conjunction with compatible AED's and defribillator/ monitor systems to provide an electrical connection between the defribillator and the patient for the purpose of defribillation, ECG monitoring, cardioversion and pacing.
PediFix Inc. | الولايات المتحدة الامريكية | United States | ME0000004142SFDAA00001 | GelStep, Heel Cup with Soft Center Spot | Heel Cups | These are Silicone Heel Cushion Cups to be used in Shoes for Pain relief on heel area
Healthmark Industries co., Inc | الولايات المتحدة الامريكية | United States | ME0000001826SFDAA00004 | PROCHEK-II | NA | PROTEIN DETECTION TEST
Tornier Inc | الولايات المتحدة الامريكية | United States | ME0000006419SFDAA00093 | Simpliciti™ | PIN DRIVER | surgical instrument
GE Healthcare Coils | الولايات المتحدة الامريكية | United States | ME0000003343SFDAA00074 | GEM Array | MRI Coil | MRI Coil
GE Healthcare Coils | الولايات المتحدة الامريكية | United States | ME0000003343SFDAA00076 | Discovery Body Array Coil | MRI Coil | MRI Coil
GE Healthcare Coils | الولايات المتحدة الامريكية | United States | ME0000003343SFDAA00073 | Head Neck and Spine Array | MRI Coil | MRI Coil
Respironics, Inc | الولايات المتحدة الامريكية | United States | ME0000000579SFDAA00011 | SimplyGo Mini Accessories | Portable Oxygen Concentrator Accessories | Portable Oxygen Concentrator
GCX CORPORATION | الولايات المتحدة الامريكية | United States | ME0000015138SFDAA00009 | M series 12" /30.5 cm Pivot Arm Kit for IntelliVue MP20/30/40/50/60/70 | M series 12" /30.5 cm Pivot Arm Kit for IntelliVue MP20/30/40/50/60/70 | It is intended to use to mount the Philips Intellivue MP20/30/40/50/60/70, MX400/450/500/550/600/700/800 devices
Medtronic Navigation, Inc. | الولايات المتحدة الامريكية | United States | ME0000000301SFDAA00488 | Stealth Autoguide™ System | Surgical trajectory platform | Stealth Autoguide™ System
Respironics, Inc | الولايات المتحدة الامريكية | United States | ME0000000579SFDAA00013 | Respiratory Lithium Ion battery kit | Respiratory Lithium Ion battery kit - Accessories | The Lithium Ion (Li Ion) Battery pack
SunTech Medical, Inc. | الولايات المتحدة الامريكية | United States | ME0000011472SFDAA00001 | Orbit K Cuff | Cuff | Cuff
Philips Medical Systems | الولايات المتحدة الامريكية | United States | ME0000003249SFDAA00024 | HeartStart Smart Pads lll | Multifunction Defribillator Electrode Pads | The ALS and BLS Pads do not have an intended use as a stand-alone product. The ALS and BLS pads are intended for use in conjunction with compatible AED's and defribillator/ monitor systems to provide an electrical connection between the defribillator and the patient for the purpose of defribillation, ECG monitoring, cardioversion and pacing.
Wolf X-Rays Corporation DBA Dental Flow | الولايات المتحدة الامريكية | United States | ME0000004110SFDAA00001 | Bib Apron | Bib Apron | Apron to to used during Xrays
ADVANCED STERILIZATION PRODUCTS, INC. | الولايات المتحدة الامريكية | United States | ME0000022768SFDAA00023 | STERRAD VELOCITY™ Reader | STERRAD VELOCITY™ Reader | Biological Sterilization Indicator Reader
Healthmark Industries co., Inc | الولايات المتحدة الامريكية | United States | ME0000001826SFDAA00005 | LUMCHECK MONITOR | NA | Instrument washer
GE Healthcare Coils | الولايات المتحدة الامريكية | United States | ME0000003343SFDAA00071 | Neurovascular Array | MRI Coil | MRI Coil
Datex-Ohmeda, Inc | الولايات المتحدة الامريكية | United States | ME0000003425SFDAA00019 | Giraffe Pressure Diffusing Mattress | Orthopaedic bed mattress | Matress
GE Healthcare Coils | الولايات المتحدة الامريكية | United States | ME0000003343SFDAA00066 | TDI Head Neck Array | MRI Coil | MRI Coil
GE Healthcare Coils | الولايات المتحدة الامريكية | United States | ME0000003343SFDAA00107 | HD Breast Array | MRI Coil | MRI Coil
GE Healthcare Coils | الولايات المتحدة الامريكية | United States | ME0000003343SFDAA00092 | 3.0T Array | MRI Coil | MRI Coil
GE Healthcare Coils | الولايات المتحدة الامريكية | United States | ME0000003343SFDAA00112 | 3.0T HD SCH Cardiac Array | MRI Coil | MRI Coil
GE Healthcare Coils | الولايات المتحدة الامريكية | United States | ME0000003343SFDAA00078 | Cardiac Array | MRI Coil | MRI Coil
GE Medical Systems, LLC | الولايات المتحدة الامريكية | United States | ME0000003365SFDAA00038 | Flex Coil | MRI Coil | MRI Coil
GE Healthcare Coils | الولايات المتحدة الامريكية | United States | ME0000003343SFDAA00103 | Body Array | MRI Coil | MRI Coil
BSN medical Inc. | الولايات المتحدة الامريكية | United States | ME0000005416SFDAA00013 | Jobst CompriFoam ® | Comprifoam | CompriFoam® open cell foam bandage is ideal for padding under compression bandages for phlebological and lymphological indications.
Respironics, Inc | الولايات المتحدة الامريكية | United States | ME0000000579SFDAA00012 | PAP Lithium Ion battery kit | PAP Lithium Ion battery kit - Accessories | The Lithium Ion (Li Ion) Battery Pack
GE Healthcare Coils | الولايات المتحدة الامريكية | United States | ME0000003343SFDAA00111 | Shoulder Coil | MRI Coil | MRI Coil
GE Healthcare Coils | الولايات المتحدة الامريكية | United States | ME0000003343SFDAA00108 | 1.5T 30ch AIR AA | MRI Coil | MRI Coil
GE Healthcare Coils | الولايات المتحدة الامريكية | United States | ME0000003343SFDAA00100 | Anterior Array | MRI Coil | MRI Coil
GE Healthcare Coils | الولايات المتحدة الامريكية | United States | ME0000003343SFDAA00095 | Head Coil | MRI Coil | MRI Coil
Medtronic XOMED, Inc | الولايات المتحدة الامريكية | United States | ME0000015297SFDAA00012 | BRIDGEMASTER® II ARTICULATED NASAL SPLINT | BRIDGEMASTER® II ARTICULATED NASAL SPLINT | Nasal Splint
Advanced Sterilization Products, Inc | الولايات المتحدة الامريكية | United States | ME0000022791SFDAA00020 | STERRAD VELOCITY™ Reader | Biological Sterilization indicator Reader | Biological Sterilization indicator Reader
Tornier Inc | الولايات المتحدة الامريكية | United States | ME0000006419SFDAA00100 | Aequalis™ perFORM+ | Neo-Reamer Slide | surgical instrument
Tornier Inc | الولايات المتحدة الامريكية | United States | ME0000006419SFDAA00097 | Aequalis Perform | Neo-Reamer Angle Indicator | Surgical instrument
Tornier Inc | الولايات المتحدة الامريكية | United States | ME0000006419SFDAA00096 | Aequalis Perform | Neo-Reamer Cannulated Drive Shaft | Surgical instrument
Medtronic Navigation, Inc. | الولايات المتحدة الامريكية | United States | ME0000000301SFDAA00580 | Stealth Autoguide Visualase Instrument Set | Autoguide Visualase Instrument Set | Stealth Autoguide Visualase Instrument Set
Boston Scientific Corporation | الولايات المتحدة الامريكية | United States | ME0000000537SFDAA00597 | Endo Armor | Endo Armor | Gown
Medtronic Sofamor Danek USA, Inc. | الولايات المتحدة الامريكية | United States | ME0000000273SFDAA00822 | UPBITING MICROPITUITARY | UPBITING MICROPITUITARY | Reusable surgical instruments
Medtronic Sofamor Danek USA, Inc. | الولايات المتحدة الامريكية | United States | ME0000000273SFDAA00819 | Graft Impactor | Graft Impactor | Reusable surgical instruments
Bone Foam, Inc | الولايات المتحدة الامريكية | United States | ME0000001748SFDAA00005 | Bone Foam | Knee Positioners | Positioners of leg to increase stability and comfort to the patient
Serim Research Corp. | الولايات المتحدة الامريكية | United States | ME0000014350SFDAA00012 | PINNACLE Monitor for Automated Enzymatic Cleaning Process | Monitoring reagent for Automated Enzymatic Cleaning process | Monitoring reagent for Automated Enzymatic Cleaning process
Ultradent products Inc | الولايات المتحدة الامريكية | United States | ME0000015206SFDAA00001 | Opalescence 20% | Opalescence 20% | In Home Whitening system use in to whiten teeth in home use
DJO, LLC | الولايات المتحدة الامريكية | United States | ME0000022451SFDAA00036 | Shoulder Immobilizer | Shoulder Immobilizer | Elbow Orthosis
Advanced Sterilization Products Division of Ethicon,Inc. A Johnson & Johnson Company | الولايات المتحدة الامريكية | United States | ME0000003217SFDAA00085 | STERRAD VELOCITY™ Biological Indicator | STERRAD VELOCITY™ Biological Indicator | Biological Indicator
Advanced Sterilization Products, Inc | الولايات المتحدة الامريكية | United States | ME0000022791SFDAA00019 | STERRAD VELOCITY™ Biological Indicator/ Process Challenge Device | Biological Indicator | STERRAD VELOCITY™ Biological Indicator/ Process Challenge Device, in conjunction with the STERRAD VELOCITY™ Reader, is intended to be used as a standard method for frequent monitoring and periodic testing of the following STERRAD™ Sterilization Systems: • STERRAD™ 100NX (Standard, Flex, Express, and DUO Cycles) with and without ALLClear™ Technology• STERRAD NX™ (Standard and Advanced Cycles) with and without ALLClear Technology• STERRAD™ 100S
Advanced Sterilization Products Division of Ethicon,Inc. A Johnson & Johnson Company | الولايات المتحدة الامريكية | United States | ME0000003217SFDAA00084 | Tyvek® Roll with STERRAD® Chemical Indicator | Tyvek® Roll with STERRAD® Chemical Indicator | Roll with Chemical Indicator
Advanced Sterilization Products Division of Ethicon,Inc. A Johnson & Johnson Company | الولايات المتحدة الامريكية | United States | ME0000003217SFDAA00083 | Tyvek® Self Seal Pouch with STERRAD® Chemical Indicator | Tyvek® Self Seal Pouch with STERRAD® Chemical Indicator | Tyvek Self Seal Pouch with Sterrad
Respironics, Inc | الولايات المتحدة الامريكية | United States | ME0000000579SFDAA00025 | Shielded DC Cord - DreamStation | Shielded DC Cord - DreamStation | Shielded DC Cord - DreamStation
Respironics, Inc | الولايات المتحدة الامريكية | United States | ME0000000579SFDAA00021 | PAP Li Ion Battery Kit, Sleep, Intl | PAP Li Ion Battery Kit, Sleep, Intl | PAP Li Ion Battery Kit, Sleep, Intl
BSN medical Inc. | الولايات المتحدة الامريكية | United States | ME0000005416SFDAA00014 | Delta-Dry® Pantaloon | Delta-Dry® Pantaloon | Delta-Dry® Pantaloon is intended for the use under synthetic body, hip, and leg casts.
Stryker Instrument | الولايات المتحدة الامريكية | United States | ME0000003546SFDAA00003 | SINGLE TRIGGER | SINGLE TRIGGER | Attachment is intended for use with single trigger rotary handpieces only.
Respironics, Inc | الولايات المتحدة الامريكية | United States | ME0000000579SFDAA00016 | Simply Go External Battery Module | Simply Go External Battery Module | Simply Go External Battery Module
MEDGYN PRODUCTS, INC. | الولايات المتحدة الامريكية | United States | ME0000005739SFDAA00031 | Lletz Pederson Vu-Max Speculum | Lletz Pederson Vu-Max Speculum | Reusable Vaginal Speculum
MEDGYN PRODUCTS, INC. | الولايات المتحدة الامريكية | United States | ME0000005739SFDAA00032 | Lletz Graves Speculum | Lletz Graves Speculum | Reusable Vaginal speculum
HEALTHMARK INDUSTRIES CO LTD | الولايات المتحدة الامريكية | United States | ME0000008938SFDAA00006 | LUMCHECK HOLDER | NA | PERFORMANCE-LUMCHECK HOLDER
Water Pik, Inc | الولايات المتحدة الامريكية | United States | ME0000015485SFDAA00002 | WATER PIK WATER FLOSSER | WATER FLOSSER | Water flosser | جهاز تنظيف الأسنان بالماء
Respironics, Inc | الولايات المتحدة الامريكية | United States | ME0000000579SFDAA00015 | Shielded DC Power Cord | Shielded DC Power Cord | Shielded DC Power Cord
Respironics, Inc | الولايات المتحدة الامريكية | United States | ME0000000579SFDAA00020 | Detachable Battery Pack | Detachable Battery Pack | Detachable Battery Pack
Respironics, Inc | الولايات المتحدة الامريكية | United States | ME0000000579SFDAA00024 | DreamStation Link Module | DreamStation Link Module | DreamStation Link Module
Respironics, Inc | الولايات المتحدة الامريكية | United States | ME0000000579SFDAA00028 | OmniLab Connect | OmniLab Connect | OmniLab Connect
Philips Medical Systems | الولايات المتحدة الامريكية | United States | ME0000003249SFDAA00023 | HeartStart DP Pads | Multifunction Defribillator Electrode Pads | The ALS and BLS Pads do not have an intended use as a stand-alone product. The ALS and BLS pads are intended for use in conjunction with compatible AED's and defribillator/ monitor systems to provide an electrical connection between the defribillator and the patient for the purpose of defribillation, ECG monitoring, cardioversion and pacing.
Stryker Instruments | الولايات المتحدة الامريكية | United States | ME0000005486SFDAA00001 | 1:1 Hudson | Drill Attachment | Drill Attachments, Drill bits, reamers, taps, automatic screwdrivers, and tools with Hudson fittings
CONMED CORPORATION | الولايات المتحدة الامريكية | United States | ME0000005736SFDAA00327 | PROCEDURE CART | Medical Device Integration Rack | Medical Device Integration Rack
MEDGYN PRODUCTS, INC. | الولايات المتحدة الامريكية | United States | ME0000005739SFDAA00033 | Lletz Pederson Vu-More Speculum | Lletz Pederson Vu-More Speculum | Reusable Vaginal speculum
Respironics, Inc | الولايات المتحدة الامريكية | United States | ME0000000579SFDAA00014 | Detachable Battery Module | Detachable Battery Module | Detachable Battery Module
Respironics, Inc | الولايات المتحدة الامريكية | United States | ME0000000579SFDAA00017 | Simply Go Mini Standard Battery Kit | Simply Go Mini Standard Battery Kit | Simply Go Mini Standard Battery Kit
Respironics, Inc | الولايات المتحدة الامريكية | United States | ME0000000579SFDAA00019 | Trilogy In-Use Device Bag | Trilogy In-Use Device Bag | Trilogy In-Use Device Bag
Respironics, Inc | الولايات المتحدة الامريكية | United States | ME0000000579SFDAA00022 | Respiratory Li Ion Battery Kit, Intl | Respiratory Li Ion Battery Kit, Intl | Respiratory Li Ion Battery Kit, Intl
Stryker Instruments | الولايات المتحدة الامريكية | United States | ME0000003208SFDAA00349 | RemB Electric Sterilization Case | Sterilization Case | The Stryker sterilization case is designe to contain an insert tray and protect reusable medical devices during steam sterilization, storage and transportation.
Datex-Ohmeda, Inc | الولايات المتحدة الامريكية | United States | ME0000003425SFDAA00029 | Novii Interface Cable | Electrical-only medical device connection cable, reusable | Electrical-only medical device connection cable, reusable
Becker Orthopedic Appliance Company | الولايات المتحدة الامريكية | United States | ME0000007456SFDAA00020 | Tamarack Clevisphere Ankle Joint | Ankle Joint | Free motion adjustable stop ankle joint that features a spherical hinge which can rotate about any axis within a 24° conical range. This feature provides an automatic co-alignment of the medial and lateral joint axes
Wright Medical Technology, Inc. | الولايات المتحدة الامريكية | United States | ME0000004611SFDAA00016 | EVOLVE™ Proline | IMPACTOR | SURGICAL INSTRUMENT
Respironics, Inc | الولايات المتحدة الامريكية | United States | ME0000000579SFDAA00018 | Simply Go Mini Extended Battery Kit | Simply Go Mini Extended Battery Kit | Simply Go Mini Extended Battery Kit
Wright Medical Technology, Inc. | الولايات المتحدة الامريكية | United States | ME0000004611SFDAA00019 | EVOLVE™ Proline | NECK PLANER | Surgical instrument
Howmedica Osteonics Corp. | الولايات المتحدة الامريكية | United States | ME0000005423SFDAA00282 | MDM® Tray | reusable nstrument tray | reusable nstrument tray
Philips Medical Systems | الولايات المتحدة الامريكية | United States | ME0000003248SFDAA00156 | ECG Lead Grabber | Reusable Leadsets; Trunk Cables | Intended for monitoring and recording of and to generate alarms for, multiple physiological parameters of adults and pediatrics in a hospital environment and during patient transport inside hospitals. Not intended for home use.
Stryker Instrument | الولايات المتحدة الامريكية | United States | ME0000003544SFDAA00028 | Triathlon® Attachment | Triathlon® Attachment | The Triathlon attachment accepts Triathlon drill bits, headless pin drivers, and headless Triathlon pins. Length: 67.3 mm; Diameter: 27.7 mm; Mass: 63.6 g
Advanced Sterilization Products Division of Ethicon, Inc. a Johnson & Johnson Company | الولايات المتحدة الامريكية | United States | ME0000018017SFDAA00004 | STERRAD VELOCITY™ Biological Indicator | Biological Indicator | The STERRAD VELOCITY™ Biological Indicator, in conjunction with the STERRAD VELOCITY™ Reader, is intended to be used as a standard method for frequent monitoring and periodic testing of the following STERRAD® Sterilization Systems:STERRAD® 100NX (STANDARD, FLEX, EXPRESS, and DUO Cycles) with and without ALLClear™ Technology STERRAD NX® (STANDARD and ADVANCED Cycles) with and without ALLClear™ Technology STERRAD® 100S
Philips Medical Systems | الولايات المتحدة الامريكية | United States | ME0000003248SFDAA00157 | ECG 5 Lead Snaps | Reusable Leadsets; Trunk Cables | Intended for monitoring and recording of and to generate alarms for, multiple physiological parameters of adults and pediatrics in a hospital environment and during patient transport inside hospitals. Not intended for home use.
Philips Medical Systems | الولايات المتحدة الامريكية | United States | ME0000003248SFDAA00158 | MX40 Adapter | Reusable Leadsets; Trunk Cables | Intended for monitoring and recording of and to generate alarms for, multiple physiological parameters of adults and pediatrics in a hospital environment and during patient transport inside hospitals. Not intended for home use.
Philips Medical Systems | الولايات المتحدة الامريكية | United States | ME0000003248SFDAA00160 | DigiTrak XT Patient Cable | Patient Cable | The Patient Cables are intended to transmit data in the form of electrocardiograph signals from patient ECG electrode pads to ECG monitors
Becker Orthopedic Appliance Company | الولايات المتحدة الامريكية | United States | ME0000004483SFDAA00001 | Ring Lock Knee Joint | Knee Joint | Ring lock knee joint with an extended locking surface of this knee joint makes it the strongest ring lock
Becker Orthopedic Appliance Company | الولايات المتحدة الامريكية | United States | ME0000004486SFDAA00001 | Free Motion Knee Joint | Knee Joint | Free motion knee joint has a 180° extension stop.
Advanced Sterilization Products Division of Ethicon, Inc. a Johnson & Johnson Company | الولايات المتحدة الامريكية | United States | ME0000018017SFDAA00005 | Tyvek® Roll with STERRAD® Chemical Indicator | Roll With Chemical Indicator | Tyvek® Pouches and Rolls with STERRAD® Chemical Indicator are intended to be used to enclose medical devices that are to be terminally sterilized in the STERRAD® Sterilization Systems and Cycles, in a single or double pouch configuration, and to indicate, by color change, that the pouch has been exposed to sterilant. After completion of the sterilization process, the pouch/roll is intended to maintain sterility of the enclosed device until used.
Becker Orthopedic Appliance Company | الولايات المتحدة الامريكية | United States | ME0000004423SFDAA00001 | Safety Stride | Knee Joint | Mechanical stance control orthotic knee joint that utilizes a low-profile cabling system to automatically unlock itself at the end of stance phase. The key feature of the SafetyStride® is its ability to resist knee flexion at any angle. The SafetyStride® does not require full 180° knee extension to resist knee flexion in stance phase.
Becker Orthopedic Appliance Company | الولايات المتحدة الامريكية | United States | ME0000004489SFDAA00004 | Adjustable Extension Ring Lock Knee Joint | Knee Joint | By using a serrated disc, the orthotist may increase or decrease the knee extension by 6° intervals on B size and 9° on C size.
Becker Orthopedic Appliance Company | الولايات المتحدة الامريكية | United States | ME0000004484SFDAA00001 | Modified Ring Lock Knee Joint | Knee Joint | Introduced in 1964 to eliminate the sharp protrusion of standard ring locks in the flexed position.
Becker Orthopedic Appliance Company | الولايات المتحدة الامريكية | United States | ME0000004495SFDAA00001 | Automatic Angled Lever Lock Knee Joint | Knee Joint | Modular lever lock knee joint with a locking mechanism that will automatically engage when the joints reach full extension.
Datex-Ohmeda, Inc | الولايات المتحدة الامريكية | United States | ME0000003425SFDAA00028 | NOVII PATCH | Electrocardiographic lead set | Electrocardiographic lead set
Ormco Corporation also doing business as SyybronEndo | الولايات المتحدة الامريكية | United States | ME0000003726SFDAA00001 | ARCH HOOK CRIMP RECT | ARCH HOOK CRIMP RECT | Orthodontic appliance system
Becker Orthopedic Appliance Company | الولايات المتحدة الامريكية | United States | ME0000004487SFDAA00001 | Adjustable Extension Automatic Spring Lever Knee Joint | Knee Joint | By using a serrated disc, the orthotist may increase or decrease the knee extension by 6° intervals on B size and 9° on C size. Uses a spring loaded lever lock to lock the joint at full extension.
Becker Orthopedic Appliance Company | الولايات المتحدة الامريكية | United States | ME0000004490SFDAA00001 | Posterior Offset Ring Lock Knee Joint | Knee Joint | Ring lock knee joint with the axis of motion located posteriorly to the upright bars.
Becker Orthopedic Appliance Company | الولايات المتحدة الامريكية | United States | ME0000004482SFDAA00053 | T-Strap | T-Strap | T-Strap
Philips Medical Systems | الولايات المتحدة الامريكية | United States | ME0000003248SFDAA00165 | ST80i 12-Lead Complete Lead Set (AAMI), Standard Length, Grabber | ECG Leadset, reusable | ECG Leadset, reusable
Wright Medical Technology, Inc. | الولايات المتحدة الامريكية | United States | ME0000004611SFDAA00021 | EVOLVE™ Proline | STEM STARTER AWL | Surgical instrument
Wright Medical Technology, Inc. | الولايات المتحدة الامريكية | United States | ME0000004611SFDAA00018 | EVOLVE™ Proline | TRIAL STEM HANDLE | Surgical instrument
Wright Medical Technology, Inc. | الولايات المتحدة الامريكية | United States | ME0000004611SFDAA00017 | EVOLVE™ Proline | TRIAL HEAD HANDLE | Surgical instrument
Wright Medical Technology, Inc. | الولايات المتحدة الامريكية | United States | ME0000004611SFDAA00014 | EVOLVE™ Proline | TRIAL HEAD | Surgical instrument
Wright Medical Technology, Inc. | الولايات المتحدة الامريكية | United States | ME0000004611SFDAA00013 | EVOLVE™ Proline | STEM BROACH | Surgical instrument
Tornier Inc | الولايات المتحدة الامريكية | United States | ME0000006419SFDAA00099 | Aequalis™ perFORM+ | Neo-Reamer Handle | surgical instrument
Tornier Inc | الولايات المتحدة الامريكية | United States | ME0000006419SFDAA00098 | Aequalis Perform | Neo-Reamer Drive End | SURGICAL instrument
Tornier Inc | الولايات المتحدة الامريكية | United States | ME0000006419SFDAA00094 | Aequalis Perform | Neo-Reamer Sleeve | surgical instrument
Wright Medical Technology, Inc. | الولايات المتحدة الامريكية | United States | ME0000004611SFDAA00022 | AO CANNULATED | DRIVER HANDLE | Surgical instrument
Philips Medical Systems | الولايات المتحدة الامريكية | United States | ME0000003248SFDAA00173 | ST80i 12-Lead Complete Lead Set | ECG Leadset, reusable | The reusable ECG lead sets are limited by the indications for use of the connected monitoring and diagnostic equipment and are for use only by healthcare professionals.
Philips Medical Systems | الولايات المتحدة الامريكية | United States | ME0000003248SFDAA00161 | DigiTrak XT Patient Cable | Patient Cable | Patient Cable
Philips Medical Systems | الولايات المتحدة الامريكية | United States | ME0000003248SFDAA00162 | 12-Lead Complete Lead Set (AAMI) | Electrocardiographic lead set, reusable | Electrocardiographic lead set, reusable
Philips Medical Systems | الولايات المتحدة الامريكية | United States | ME0000003248SFDAA00163 | 15/16/18-Lead Upgrade Kit (AAMI) | Electrocardiographic lead set, reusable | Electrocardiographic lead set, reusable
Becker Orthopedic Appliance Company | الولايات المتحدة الامريكية | United States | ME0000004485SFDAA00001 | Posterior Offset Lever Lock Knee Joint | Knee Joint | Designed to create a knee joint with the axis of motion located posteriorly to the upright bars
Becker Orthopedic Appliance Company | الولايات المتحدة الامريكية | United States | ME0000007456SFDAA00025 | FullStride | Knee Joint | Mechanical stance control orthotic knee joint that utilizes a low-profile cabling system to automatically unlock at the end of stance phase. At the end of swing phase, when the orthotic knee joint reaches full extension, the locking mechanism re-engages to provide knee stability for stance phase.
Philips Medical Systems | الولايات المتحدة الامريكية | United States | ME0000003248SFDAA00159 | ECG 5L Grabber | Reusable Leadsets; Trunk Cables | Intended for monitoring and recording of and to generate alarms for, multiple physiological parameters of adults and pediatrics in a hospital environment and during patient transport inside hospitals. Not intended for home use.
Alcon Laboratories, Inc. | الولايات المتحدة الامريكية | United States | ME0000004661SFDAA00002 | NGENUITY 3D Visualization System | NGENUITY 3D Visualization System | 3D Visualization System for Ophthalmic Surgery
Philips Medical Systems | الولايات المتحدة الامريكية | United States | ME0000003248SFDAA00164 | 12-Lead Patient Cable (AAMI) | Electrocardiographic lead set, reusable | Electrocardiographic lead set, reusable
InterMetro Industries Corporation | الولايات المتحدة الامريكية | United States | ME0000003729SFDAA00009 | Surgical Case Cart | Metro Case Cats & shelves | Metro Case Cats & shelves
Philips Medical Systems | الولايات المتحدة الامريكية | United States | ME0000003248SFDAA00172 | ST80i 12-Lead Complete Lead Set (IEC), Long, Snaps | ECG Leadset, reusable | ECG Leadset, reusable
Philips Medical Systems | الولايات المتحدة الامريكية | United States | ME0000003248SFDAA00168 | ST80i 12-Lead Complete Lead Set (IEC), Standard Length, Snaps | ECG Leadset, reusable | ECG Leadset, reusable
Philips Medical Systems | الولايات المتحدة الامريكية | United States | ME0000003248SFDAA00169 | ST80i 12-Lead Complete Lead Set (AAMI), Long, Grabber | ECG Leadset, reusable | ECG Leadset, reusable
Philips Medical Systems | الولايات المتحدة الامريكية | United States | ME0000003248SFDAA00166 | ST80i 12-Lead Complete Lead Set (IEC), Standard Length, Grabber | ECG Leadset, reusable | ECG Leadset, reusable
Philips Medical Systems | الولايات المتحدة الامريكية | United States | ME0000003248SFDAA00170 | ST80i 12-Lead Complete Lead Set (IEC), Long, Grabber | ECG Leadset, reusable | ECG Leadset, reusable
Advanced Sterilization Products Division of Ethicon,Inc. A Johnson & Johnson Company | الولايات المتحدة الامريكية | United States | ME0000003217SFDAA00086 | STERRAD VELOCITY™ Reader | STERRAD VELOCITY™ Reader | Biological Sterilization indicator Reader
Advanced Sterilization Products Division of Ethicon, Inc. a Johnson & Johnson Company | الولايات المتحدة الامريكية | United States | ME0000018011SFDAA00005 | Tyvek® Self Seal Pouch With STERRAD® Chemical Indicator | Self Seal Pouch with Chemical Indincator | Tyvek® Pouches and Rolls with STERRAD® Chemical Indicator are intended to be used to enclose medical devices that are to be terminally sterilized in the STERRAD® Sterilization Systems and Cycles, in a single or double pouch configuration, and to indicate, by color change, that the pouch has been exposed to sterilant. After completion of the sterilization process, the pouch/roll is intended to maintain sterility of the enclosed device(s)until used.
Philips Medical Systems | الولايات المتحدة الامريكية | United States | ME0000003248SFDAA00174 | 12-Lead Patient Cable | Electrocardiographic lead set, reusable | The Philips Pagewriter TC cardiograph leadwires and patient cables are limited by the indications for use of the connected diagnostic equipment, and are for use by healthcare professionals. They are designed for multiple patient use and indicated for moni
Philips Medical Systems | الولايات المتحدة الامريكية | United States | ME0000003248SFDAA00177 | 15/16/18-Lead Upgrade Kit | Electrocardiographic lead set, reusable | The Philips Pagewriter TC cardiograph leadwires and patient cables are limited by the indications for use of the connected diagnostic equipment, and are for use by healthcare professionals. They are designed for multiple patient use and indicated for moni
Philips Medical Systems | الولايات المتحدة الامريكية | United States | ME0000003248SFDAA00175 | 12-Lead Complete Lead Set | Electrocardiographic lead set, reusable | The Philips Pagewriter TC cardiograph leadwires and patient cables are limited by the indications for use of the connected diagnostic equipment, and are for use by healthcare professionals. They are designed for multiple patient use and indicated for moni
Philips Medical Systems | الولايات المتحدة الامريكية | United States | ME0000003248SFDAA00171 | ST80i 12-Lead Complete Lead Set (AAMI), Long, Snaps | ECG Leadset, reusable | ECG Leadset, reusable
Philips Medical Systems | الولايات المتحدة الامريكية | United States | ME0000003248SFDAA00167 | ST80i 12-Lead Complete Lead Set (AAMI), Standard Length, Snaps | ECG Leadset, reusable | ECG Leadset, reusable
INNOMED, INC | الولايات المتحدة الامريكية | United States | ME0000005419SFDAA00026 | Modified 90 Degree Leg Stabilizer | Innomed Surgical Instruments | Innomed Surgical Instruments
DePuy Orthopaedics, Inc. | الولايات المتحدة الامريكية | United States | ME0000015094SFDAA00004 | SIGMA MBT Tibia Prep Case | Tibia Prep Case | these instruments to be used during orthopedic surgery with Depuy prostheses and use in health care facility setting
DePuy Orthopaedics, Inc. | الولايات المتحدة الامريكية | United States | ME0000015094SFDAA00005 | FEMORAL TRIALS CASE | Surgical Instrument | these instruments intended to be used during orthopedic surgery with Depuy prostheses and use in health care facility setting
DePuy Orthopaedics, Inc. | الولايات المتحدة الامريكية | United States | ME0000015094SFDAA00006 | HP FB CURVED INSERTS CASE | Surgical Instrument | these instruments intended to be used during orthopedic surgery with Depuy prostheses and use in health care facility setting
DePuy Orthopaedics, Inc. | الولايات المتحدة الامريكية | United States | ME0000015094SFDAA00002 | SUMMIT® STERILE INSTRUMENT CASE COMPLETE | INSTRUMENT CASE COMPLETE | these instruments used during orthopedic surgery with Depuy prostheses and use in health care facility setting
DePuy Orthopaedics, Inc. | الولايات المتحدة الامريكية | United States | ME0000015094SFDAA00003 | TISSUE SPARING SOLUTIONS TISSUE SPARING FEM CORE CASE 2 | CORE CASE | these instruments to be used during orthopedic surgery with Depuy prostheses and use in health care facility setting
Becker Orthopedic Appliance Company | الولايات المتحدة الامريكية | United States | ME0000004949SFDAA00001 | Automatic Trigger Lock Knee Joint | Knee Joint | Spring loaded lever system which automatically engages the lock when the joint reaches full extension. The locking tip is attached by a cable to a trigger allowing the patient to discharge the locks without bending over.
Becker Orthopedic Appliance Company | الولايات المتحدة الامريكية | United States | ME0000007456SFDAA00021 | Camber Axis Hinge | Ankle Joint | Adjustable range-of-motion ankle joint with anatomical axis alignment that can be used in thermoplastic orthoses. Equipped with seven different color coded range-of-motion keys, the Camber Axis Hinge eliminates the need for posterior stop mechanisms. This ankle joint permits solid ankle or variable anterior/posterior stop settings.
Becker Orthopedic Appliance Company | الولايات المتحدة الامريكية | United States | ME0000007456SFDAA00023 | Motion Limiter | Motion Limiter | Manufactured in stainless steel and durable urethane, this motion limiter provides a variable plantar flexion stop that provides some dampening.
Respironics, Inc | الولايات المتحدة الامريكية | United States | ME0000000579SFDAA00031 | SHIELDED DC CORD SYSTEM – DreamStation | SHIELDED DC CORD SYSTEM – DreamStation | SHIELDED DC CORD SYSTEM – DreamStation
MEDGYN PRODUCTS, INC. | الولايات المتحدة الامريكية | United States | ME0000005739SFDAA00035 | Lletz Graves Vu-More Speculum | Reusable Vaginal speculum | Reusable Vaginal speculum
MEDGYN PRODUCTS, INC. | الولايات المتحدة الامريكية | United States | ME0000005739SFDAA00034 | Lletz Graves Vu-Max Speculum | Reusable Vaginal speculum | Reusable Vaginal speculum
Howmedica Osteonics Corp. | الولايات المتحدة الامريكية | United States | ME0000005423SFDAA00297 | ACCOLADE® II TRAY COMBINATION PLATFORM | Reusable Instrument ray | Reusable Instrument ray
Becker Orthopedic Appliance Company | الولايات المتحدة الامريكية | United States | ME0000004483SFDAA00002 | Ratchet Lock Knee Joint | Knee Joint | The Ratchet Lock™ is designed to promote full knee extension by providing knee stability to the user through an incremental range of knee flexion. The joint features a secure, semi-automatic locking mechanism that can be quickly and easily disengaged. The lock may also be completely disengaged to facilitate sitting until the user decides to re-engage the locking mechanism.
Howmedica Osteonics Corp. | الولايات المتحدة الامريكية | United States | ME0000005423SFDAA00298 | General Femoral Tray | Reusable Instrument ray | Reusable Instrument ray
Philips Medical Systems | الولايات المتحدة الامريكية | United States | ME0000003248SFDAA00187 | Multi Care Cuff | Cuff Blood pressure, reusable | Philips multi-patient and single-patient cuffs are intended for use by, or under the supervision of a licensed physician or other healthcare provider for the non-invasive measurement of infant, pediatric and adult human blood pressure.
Foreseeson Custom Displays, Inc | الولايات المتحدة الامريكية | United States | ME0000005636SFDAA00004 | Synergy UHD 4 Digital Documentation Tablet | Digital Documentation Tablet | Synergy UHD 4 Digital Documentation Tablet
Air Techniques Inc. | الولايات المتحدة الامريكية | United States | ME0000004657SFDAA00002 | AirStar Eco | Air Compressor | Air Compressor
Wright Medical Technology, Inc. | الولايات المتحدة الامريكية | United States | ME0000004611SFDAA00020 | EVOLVE™ Proline | SIZING /ASSEM DISH | Surgical instrument
Entellus Medical, Inc. | الولايات المتحدة الامريكية | United States | ME0000022003SFDAA00003 | MiniFESS Maxillary Seeker Set | Maxillary Seeker | The MiniFess Maxillary Seeker is reusable, stainless steel surgical instrument to used to probe and create space within the sinuses using trans-nasal approach.
Entellus Medical, Inc. | الولايات المتحدة الامريكية | United States | ME0000022003SFDAA00001 | MiniFESS Sphenoid Seeker/Freer | Sphenoid Seeker/Freer | The MiniFess Sphenoid/Freer is reusable, stainless steel surgical instrument to used to probe and create space within the sinuses using trans-nasal approach.
Entellus Medical, Inc. | الولايات المتحدة الامريكية | United States | ME0000022003SFDAA00002 | MiniFESS Light Seeker | Light Seeker | The MiniFess Light Seeker is a fiber optic based, manually operated, reusable, sinus seeker that emits light from the distal end. It is used during sinus procedures to illuminate anatomy and confirm the location of the paranasal sinuses using a trans-nasal approach.
Advanced Sterilization Products, Inc | الولايات المتحدة الامريكية | United States | ME0000022791SFDAA00021 | AEROZYME™ XTRA Multi Enzymatic Detergent | Detergent, cleaning solution | cleaning solution
Advanced Sterilization Products, Inc | الولايات المتحدة الامريكية | United States | ME0000022791SFDAA00021 | AEROZYME™ XTRA Multi Enzymatic Detergent | Detergent, cleaning solution | cleaning solution
Respironics, Inc | الولايات المتحدة الامريكية | United States | ME0000000579SFDAA00026 | DC Battery Adapter Cable | DC Battery Adapter Cable | DC Battery Adapter Cable
DJO, LLC | الولايات المتحدة الامريكية | United States | ME0000022451SFDAA00032 | OA Adjuster 3 | OA Adjuster 3 | OA Adjuster are designed to provide support to the knee. They may be suitable for those suffering from uni-compartmental knee osteoarthritis and may help to relieve pain. Soft-good/semi-rigid designed to restrict motion through elastic or semi-rigid construction.
Medtronic Sofamor Danek USA, Inc. | الولايات المتحدة الامريكية | United States | ME0000000273SFDAA00651 | Round MESH CUTTER BLADE CASE LID | Round MESH CUTTER BLADE CASE LID | Orthopedic Surgical Instruments and Accessories
ASPEN SURGICAL PRODUCTS, INC. | الولايات المتحدة الامريكية | United States | ME0000007350SFDAA00048 | Oxboro Endoscope Guards | Oxboro Endoscope Guards | Tip Protectors to protect surgical instruments through handling and sterilization
Medtronic Navigation, Inc. | الولايات المتحدة الامريكية | United States | ME0000000301SFDAA00585 | SET NAVIGUS, PASSIVE BIOPSY | SET NAVIGUS, PASSIVE BIOPSY | Passive biopsy set
Medtronic Navigation, Inc. | الولايات المتحدة الامريكية | United States | ME0000000301SFDAA00585 | SET NAVIGUS, PASSIVE BIOPSY | SET NAVIGUS, PASSIVE BIOPSY | Passive biopsy set
ASPEN SURGICAL PRODUCTS, INC. | الولايات المتحدة الامريكية | United States | ME0000007350SFDAA00049 | Oxboro Web Guards | Oxboro Web Guards | Tip Protectors to protect surgical instruments through handling and sterilization
Medtronic, Inc. | الولايات المتحدة الامريكية | United States | ME0000003695SFDAA00006 | StealthStation S8 Zeiss Pentero Interface Kit | StealthStation S8 Zeiss Pentero Interface Kit | Accessory to the StealthStation™ System.
The Anspach Effort, Inc. | الولايات المتحدة الامريكية | United States | ME0000003203SFDAA00054 | Attachment Cleaning Brushes (one 7 in Brush and One 12 in Brush) | CLEANING BRUSHES | CLEANING BRUSHES
The Anspach Effort, Inc. | الولايات المتحدة الامريكية | United States | ME0000003203SFDAA00053 | Small Diameter Cleaning Brush | CLEANING BRUSHES | CLEANING BRUSH
Advanced Sterilization Products, Inc | الولايات المتحدة الامريكية | United States | ME0000022791SFDAA00023 | STERRAD™ 100NX System DUO Cycle Upgrade Kit | Sterilizer kit | Sterilizer kit
Respironics, Inc. | الولايات المتحدة الامريكية | United States | ME0000000599SFDAA00147 | SimplyGO, External Battery Module | Portable Oxygen Concentrator Accessories | Portable Oxygen Concentrator Accessories
Respironics, Inc. | الولايات المتحدة الامريكية | United States | ME0000000599SFDAA00149 | SimplyGo Mini, Standard Batt. Kit, Saudi Arabia | Portable Oxygen Concentrator Accessories | Portable Oxygen Concentrator Accessories
Respironics, Inc. | الولايات المتحدة الامريكية | United States | ME0000000599SFDAA00152 | DreamStation Link Module | Connectivity | Connectivity
Respironics, Inc. | الولايات المتحدة الامريكية | United States | ME0000000599SFDAA00156 | Shielded DC Cord- DreamStation | DC Power Cord Accessory | DC Power Cord Accessory
Respironics, Inc. | الولايات المتحدة الامريكية | United States | ME0000000599SFDAA00158 | Shielded DC Cord System - System One | CPAP/BiPAP Accessories | CPAP/BiPAP Accessories
Respironics, Inc. | الولايات المتحدة الامريكية | United States | ME0000000599SFDAA00154 | OmniLab Connect | Connectivity | Connectivity
Respironics, Inc. | الولايات المتحدة الامريكية | United States | ME0000000599SFDAA00146 | SimplyGo Mini, Extended Battery Kit | Portable Oxygen Concentrator Accessories | Portable Oxygen Concentrator Accessories
Respironics, Inc. | الولايات المتحدة الامريكية | United States | ME0000000599SFDAA00159 | Respiratory Li Ion Battery Kit, International | Ventilator Accessories | Ventilator Accessories
Respironics, Inc. | الولايات المتحدة الامريكية | United States | ME0000000599SFDAA00145 | Detachable Battery Pack, USA/INTL | Ventilator Accessories | Ventilator Accessories
Respironics, Inc. | الولايات المتحدة الامريكية | United States | ME0000000599SFDAA00151 | DC Battery Adapter Cable | DC Power Cord Accessory | DC Power Cord Accessory
Respironics, Inc. | الولايات المتحدة الامريكية | United States | ME0000000599SFDAA00155 | Shielded DC Cord - System One 60 Series | CPAP/BiPAP Accessories | CPAP/BiPAP Accessories
Advanced Sterilization Products, Inc | الولايات المتحدة الامريكية | United States | ME0000022791SFDAA00022 | STERRAD™ 100NX System EXPRESS Cycle | Sterilizer Kit | Sterilizer Kit
Respironics, Inc. | الولايات المتحدة الامريكية | United States | ME0000000599SFDAA00148 | PAP Li Ion Battery Kit, Sleep, International | PAP Accessories | PAP Accessories
Respironics, Inc. | الولايات المتحدة الامريكية | United States | ME0000000599SFDAA00150 | SimplyGo Mini, Standard Battery Kit | Portable Oxygen Concentrator Accessories | Portable Oxygen Concentrator Accessories
Respironics, Inc. | الولايات المتحدة الامريكية | United States | ME0000000599SFDAA00153 | DreamStation SpO2 Connection Module | Connectivity | Connectivity
Respironics, Inc. | الولايات المتحدة الامريكية | United States | ME0000000599SFDAA00157 | Shielded DC Cord System – DreamStation | DC Power Cord Accessory | DC Power Cord Accessory
BSN medical Inc. | الولايات المتحدة الامريكية | United States | ME0000005416SFDAA00017 | Gelocast® | ZINC GEL BANDAGES | ZINC GEL BANDAGES
INNOMED, INC | الولايات المتحدة الامريكية | United States | ME0000005419SFDAA00024 | Triangle Straps (package of 18: 6 short + 12 long) | Innomed Surgical Instruments | Position and hold femur and tibia during intramedula
Advanced Sterilization Products, Inc | الولايات المتحدة الامريكية | United States | ME0000022791SFDAA00025 | STERRAD™ 100NX System DUO Cycle Upgrade Kit | Sterilizer kit | Sterilizer kit
3D Imaging and Simulation Corp. Americas, dba 3DISC Americas | الولايات المتحدة الامريكية | United States | ME0000005731SFDAA00006 | Intraoral Optical Scanner | Optical Intraoral Scanner | Digital optical scanning device.
Medtronic, Inc. | الولايات المتحدة الامريكية | United States | ME0000005753SFDAA00004 | StealthStation S8 Zeiss Pentero Interface Kit | StealthStation S8 Zeiss Pentero Interface Kit | StealthStation S8 Zeiss Pentero Interface Kit
Advanced Sterilization Products, Inc | الولايات المتحدة الامريكية | United States | ME0000022791SFDAA00024 | STERRAD™ 100NX System EXPRESS Cycle | Sterilizer kit | Sterilizer kit
Dale Medical Products, Inc. | الولايات المتحدة الامريكية | United States | ME0000005727SFDAA00002 | Dale Post-Surgical Bra | Post-Surgical Bra | Post Surgical Bras
CONMED CORPORATION | الولايات المتحدة الامريكية | United States | ME0000005736SFDAA00339 | SHOULDER RC PUNCHES INSERT TRAY | SHOULDER RC PUNCHES INSERT TRAY | Instrument tray
The Electrode Store | الولايات المتحدة الامريكية | United States | ME0000008155SFDAA00002 | Disposable (Hydrogel) Surface Electrodes | Disposable non-invasive hydrogel cutaneous Surface Electrodes | Disposable Electrodes
CONMED CORPORATION | الولايات المتحدة الامريكية | United States | ME0000005736SFDAA00338 | SHOULDER ACCESSORIES INSERT TRAY | SHOULDER ACCESSORIES INSERT TRAY | Instrument tray
Tecomet Inc. | الولايات المتحدة الامريكية | United States | ME0000003204SFDAA00085 | Driver Assembly, Hex Female 13mm %" Male Square Drive | Driver Assembly, Hex Female 13mm %" Male Square Drive | Driver Assembly, Hex Female 13mm %" Male Square Drive
Tecomet Inc. | الولايات المتحدة الامريكية | United States | ME0000003204SFDAA00087 | Evolution Implant Removal System | Evolution Implant Removal System | Evolution Implant Removal System, Thoracolumbar, Cervical
Tecomet Inc. | الولايات المتحدة الامريكية | United States | ME0000003204SFDAA00086 | Remover Assembly, Broken Screw Remover Assembly | Remover Assembly, Broken Screw | Remover Assembly, Broken Screw Remover Assembly, Broken Screw 4mm 1/4" Male Square Drive
KATENA PRODUCTS, INC. | الولايات المتحدة الامريكية | United States | ME0000004799SFDAA00004 | Honan Balloon with press valve | Honan Balloon with press valve | Honan Balloon with press valve
Wright Medical Technology, Inc. | الولايات المتحدة الامريكية | United States | ME0000004611SFDAA00015 | EVOLVE™ Proline | TRIAL STEM | surgical instrument
Mizuho Orthopedic Systems, Inc | الولايات المتحدة الامريكية | United States | ME0000009400SFDAA00014 | Insite Table, 230V | Surgical / Imaging Table | Insite Table, 230V
B&B Medical Technologies | الولايات المتحدة الامريكية | United States | ME0000013389SFDAA00005 | Baby Tape plus | Infant Endotracheal Tube holder | Endotracheal Tube holder
Mizuho Orthopedic Systems, Inc | الولايات المتحدة الامريكية | United States | ME0000009400SFDAA00013 | Heel Protectors, Set of 2 | Support, Patient Position | HEEL PROTECTORS, SET OF 2
Advanced Sterilization Products, Inc | الولايات المتحدة الامريكية | United States | ME0000022791SFDAA00018 | STERRAD™100NX Sterilizer DUO Cycle Kit | STERRAD™100NX Sterilizer DUO Cycle Kit | STERRAD 100NX DUO Cycle Kit is needed for installation of the DUO Cycle Delivery Module on to the STERRAD 100NX and activation of the DUO Cycle
Advanced Sterilization Products Division of Ethicon, Inc. a Johnson & Johnson Company | الولايات المتحدة الامريكية | United States | ME0000018011SFDAA00004 | STERRAD VELOCITY™ Reader | Biological Sterilization indicator Reader | Biological Sterilization indicator Reader
Tecomet, Inc. | الولايات المتحدة الامريكية | United States | ME0000014089SFDAA00001 | Torque Limiting Axial | Torque Limiting Axial | Torque Limiting Axial
MEDGYN PRODUCTS, INC. | الولايات المتحدة الامريكية | United States | ME0000005739SFDAA00029 | IUD HOOK | Reusable Surgical Hook | IUD retrieval
Howmedica Osteonics Corp. | الولايات المتحدة الامريكية | United States | ME0000005423SFDAA00326 | Size 1.8 CR Prep/Trialing Lower Tray Triathlon® Instruments | Instrument tray | Instrument tray
Howmedica Osteonics Corp. | الولايات المتحدة الامريكية | United States | ME0000005423SFDAA00318 | MIS Femoral Navigation Stylus Triathlon® MIS Instruments | Orthopaedic prosthesis implantation instrument | Orthopaedic prosthesis implantation instrument
Howmedica Osteonics Corp. | الولايات المتحدة الامريكية | United States | ME0000005423SFDAA00322 | MIS Femoral Flexion Impactor Triathlon® MIS Instruments | Orthopaedic prosthesis implantation instrument | Orthopaedic prosthesis implantation instrument
Howmedica Osteonics Corp. | الولايات المتحدة الامريكية | United States | ME0000005423SFDAA00314 | MIS TIBIAL RESECTION GUIDE RT | Orthopaedic prosthesis implantation instrument | Orthopaedic prosthesis implantation instrument
Howmedica Osteonics Corp. | الولايات المتحدة الامريكية | United States | ME0000005423SFDAA00310 | Exeter® Broach Tray | Instrument tray | Instrument tray
Medtronic Sofamor Danek USA, Inc. | الولايات المتحدة الامريكية | United States | ME0000000273SFDAA00823 | MED GUIDEWIRE | MED GUIDEWIRE | Reusable surgical instruments
Medtronic Sofamor Danek USA, Inc. | الولايات المتحدة الامريكية | United States | ME0000000273SFDAA00830 | FLEX ARM | FLEX ARM | Reusable surgical instruments
Medtronic Sofamor Danek USA, Inc. | الولايات المتحدة الامريكية | United States | ME0000000273SFDAA00771 | Set Screw Starter | Set Screw Starter | Set Screw Starter
Hollister Incorporated | الولايات المتحدة الامريكية | United States | ME0000000693SFDAA00070 | Hollister Urinary Leg Bag | Hollister Urinary Leg Bag | Urine collectors
ContourMD Marketing Group, LLC | الولايات المتحدة الامريكية | United States | ME0000001577SFDAA00012 | ContourMD | Post-Operative Compression Garments (Foam, Boards ) | Foam, Boards Compression Garments
CONMED CORPORATION | الولايات المتحدة الامريكية | United States | ME0000005736SFDAA00340 | CONMED Container | CONMED Container | Sterilization Container.
Howmedica Osteonics Corp. | الولايات المتحدة الامريكية | United States | ME0000005423SFDAA00325 | Tray MIS Size 3-6 Femoral-Tibial Prep Triathlon® MIS Instruments | Instrument tray | Instrument tray
Howmedica Osteonics Corp. | الولايات المتحدة الامريكية | United States | ME0000005423SFDAA00313 | MIS DISTAL RESECTION GUIDE | Orthopaedic prosthesis implantation instrument | Orthopaedic prosthesis implantation instrument
Howmedica Osteonics Corp. | الولايات المتحدة الامريكية | United States | ME0000005423SFDAA00317 | MIS AP Sizer Body Triathlon® MIS Instrument | Orthopaedic prosthesis implantation instrument | Orthopaedic prosthesis implantation instrument
Howmedica Osteonics Corp. | الولايات المتحدة الامريكية | United States | ME0000005423SFDAA00311 | MIS Femoral Adjustment Block Triathlon® Mis Instruments | Orthopedic Prosthesis Implantation Instruments | Orthopedic Prosthesis Implantation Instruments
Howmedica Osteonics Corp. | الولايات المتحدة الامريكية | United States | ME0000005423SFDAA00315 | MIS Modular Distal Capture Triathlon® MIS Instruments | Orthopaedic prosthesis implantation instrument | Orthopaedic prosthesis implantation instrument
Howmedica Osteonics Corp. | الولايات المتحدة الامريكية | United States | ME0000005423SFDAA00319 | MIS Tibial Protector Plate Triathlon® MIS Instruments | Orthopaedic prosthesis implantation instrument | Orthopaedic prosthesis implantation instrument
Howmedica Osteonics Corp. | الولايات المتحدة الامريكية | United States | ME0000005423SFDAA00323 | MIS Femoral EM Alignment Tower Triathlon® MIS Instruments | Orthopaedic prosthesis implantation instrument | Orthopaedic prosthesis implantation instrument
Howmedica Osteonics Corp. | الولايات المتحدة الامريكية | United States | ME0000005423SFDAA00321 | MIS Femoral Trial Extractor Triathlon® MIS Instruments | Orthopaedic implant extractor | Orthopaedic implant extractor
Howmedica Osteonics Corp. | الولايات المتحدة الامريكية | United States | ME0000005423SFDAA00312 | MIS Femoral Stylus Triathlon® Mis Instruments | Orthopaedic prosthesis implantation instrument | Orthopaedic prosthesis implantation instrument
Howmedica Osteonics Corp. | الولايات المتحدة الامريكية | United States | ME0000005423SFDAA00324 | MIS AP Sizer Adjustment Housing Triathlon® MIS Instruments | Orthopaedic prosthesis implantation instrument | Orthopaedic prosthesis implantation instrument
Howmedica Osteonics Corp. | الولايات المتحدة الامريكية | United States | ME0000005423SFDAA00320 | MIS Patella Protector Plate Triathlon® MIS Instruments | Orthopaedic prosthesis implantation instrument | Orthopaedic prosthesis implantation instrument
Howmedica Osteonics Corp. | الولايات المتحدة الامريكية | United States | ME0000005423SFDAA00316 | MIS 4:1 Modular Capture Triathlon® MIS Instruments | Orthopaedic prosthesis implantation instrument | Orthopaedic prosthesis implantation instrument
Stryker Endoscopy | الولايات المتحدة الامريكية | United States | ME0000005467SFDAA00285 | Connected OR Hub | DICOM Package | The Connected OR Hub Routing package is an accessory to the Connected OR Hub Base system
Tyber Medical, LLC | الولايات المتحدة الامريكية | United States | ME0000003187SFDAA00009 | INSTRUMENT TRAY FOR CANN SCREWS | TRAY | The Cases and Components are portable containers designed for safe storage, handling, and transportation of reusable surgical instruments and/ or implants between the operating, storage and central sterilization rooms.
Tyber Medical, LLC | الولايات المتحدة الامريكية | United States | ME0000003187SFDAA00007 | 1/3 MODULAR TRAY LID | TRAY | The Cases and Components are portable containers designed for safe storage, handling, and transportation of reusable surgical instruments and/ or implants between the operating, storage and central sterilization rooms.
Tyber Medical, LLC | الولايات المتحدة الامريكية | United States | ME0000003187SFDAA00010 | 1/2 MODULAR TRAY LID | TRAY | The Cases and Components are portable containers designed for safe storage, handling, and transportation of reusable surgical instruments and/ or implants between the operating, storage and central sterilization rooms.
Tyber Medical, LLC | الولايات المتحدة الامريكية | United States | ME0000003187SFDAA00006 | AUX TRAY 1/3 WIDTH | TRAY | The Cases and Components are portable containers designed for safe storage, handling, and transportation of reusable surgical instruments and/ or implants between the operating, storage and central sterilization rooms.
Tyber Medical, LLC | الولايات المتحدة الامريكية | United States | ME0000003187SFDAA00008 | OUTER CASE 3 HIGH WITH LID | CASE | The Cases and Components are portable containers designed for safe storage, handling, and transportation of reusable surgical instruments and/ or implants between the operating, storage and central sterilization rooms.
CONMED CORPORATION | الولايات المتحدة الامريكية | United States | ME0000005736SFDAA00341 | Katana ® Flush Cutter | Katana ® Flush Cutter | Reusable Surgical Instruments.
DJO, LLC | الولايات المتحدة الامريكية | United States | ME0000022451SFDAA00033 | TLSO ll | TLSO ll | TLSO is designed to provide comfort and postural support to the spine. It can be utilised for pre- and post-surgical care.
GE Medical Systems, LLC | الولايات المتحدة الامريكية | United States | ME0000003365SFDAA00040 | MR Dielectric Pad | MRI system Padding | MRI system Padding
Damico Med-Device, LLC. | الولايات المتحدة الامريكية | United States | ME0000006073SFDAA00001 | CHILD POSITIONER | MR Infant Positioner | MR Infant Positioner
Ethicon Endo-Surgery, LLC | الولايات المتحدة الامريكية | United States | ME0000003220SFDAA00064 | LIGACLIP® Clip Applier | Clip Applier | Designed to deliver and close metallic ligating clips
Ethicon Endo-Surgery, LLC | الولايات المتحدة الامريكية | United States | ME0000003220SFDAA00060 | LIGACLIP® Clip Applier Cartridge Base | Clip Applier Cartridge Base | Clip Applier Cartridge Base
Ethicon Endo-Surgery, LLC | الولايات المتحدة الامريكية | United States | ME0000003220SFDAA00062 | LAPRA-TY® Suture Clip Applier | Suture Clip Applier | Non-sterile reusable Suture Clip Applier
DARCO International , Inc. | الولايات المتحدة الامريكية | United States | ME0000007516SFDAA00002 | Mecron Elastic Tape | Kinesiology Tape | elastic sport and therapy tape made for use in applied kinesiology
Ethicon Endo-Surgery, LLC | الولايات المتحدة الامريكية | United States | ME0000003220SFDAA00061 | ILS Circular Sizer Set | Circular Sizer Set | Circular Sizer Set is non-sterile three-piece set of stainless steel instruments
St. Jude Medical, Inc. | الولايات المتحدة الامريكية | United States | ME0000001068SFDAA00025 | Ensite X EP System Connect Cable | Ensite X EP System Connect Cable | Ensite X EP System Connect Cable
St. Jude Medical, Inc. | الولايات المتحدة الامريكية | United States | ME0000001068SFDAA00026 | Ensite X EP System Module | Ensite X EP System Module | Ensite X EP System Module
ASPEN SURGICAL PRODUCTS, INC. | الولايات المتحدة الامريكية | United States | ME0000007350SFDAA00050 | Oxboro Tip Protectors | Oxboro Tip Protectors | Tip Protectors to protect surgical instruments through handling and sterilization
St. Jude Medical, Inc. | الولايات المتحدة الامريكية | United States | ME0000001068SFDAA00024 | Ensite Adjustable Frame Bracket | Ensite Adjustable Frame Bracket | Ensite Adjustable Frame Bracket
St. Jude Medical, Inc. | الولايات المتحدة الامريكية | United States | ME0000001068SFDAA00028 | Ensite X EP System Patient Reference Sensor | Ensite X EP System Patient Reference Sensor | Ensite X EP System Patient Reference Sensor
Ethicon Endo-Surgery, LLC | الولايات المتحدة الامريكية | United States | ME0000003220SFDAA00063 | LIGACLIP® Endoscopic Clip Applier | Endoscopic Clip Applier | A reusable instrument designed to deliver and close metallic ligating clips
St. Jude Medical, Inc. | الولايات المتحدة الامريكية | United States | ME0000001068SFDAA00027 | Ensite X EP System Monitor | Ensite X EP System Monitor | Ensite X EP System Monitor
Medtronic Navigation, Inc. | الولايات المتحدة الامريكية | United States | ME0000000301SFDAA00617 | ZEISS KINEVO MICROSCOPE TRACKER | ZEISS KINEVO MICROSCOPE TRACKER | ZEISS KINEVO MICROSCOPE TRACKER
healthmark Industries Co Inc. | الولايات المتحدة الامريكية | United States | ME0000002846SFDAA00013 | Instrument Protector Card | Instrument Protector Card | The single-use Instrument Protectors provide protection for sharp and fragile items to the point of use. | توفر واقيات الأدوات ذات الاستخدام الواحد الحماية لـ العناصر الحادة والهشة إلى حد الاستخدام.
gSource LLC | الولايات المتحدة الامريكية | United States | ME0000003886SFDAA00001 | Drill Guide/Sleeve Parallel | Drill Guide/Sleeve Parallel | Reusable Surgical drill guide
GE Medical Systems Information Technologies | الولايات المتحدة الامريكية | United States | ME0000003406SFDAA00019 | Unity Network ID | Unity Network ID | Unity Network ID
Medtronic Navigation, Inc. | الولايات المتحدة الامريكية | United States | ME0000000301SFDAA00618 | INTF KIT ZEISS KINEVO | INTF KIT ZEISS KINEVO | INTF KIT ZEISS KINEVO
St. Jude Medical, Inc. | الولايات المتحدة الامريكية | United States | ME0000001068SFDAA00023 | EnSite X EP Amplifier Cart | EnSite X EP Amplifier Cart | Amplifier Cart
ASPEN SURGICAL PRODUCTS, INC. | الولايات المتحدة الامريكية | United States | ME0000007350SFDAA00051 | Sterion Locking Tags | Sterion Locking Tags | Locking Tags to be used to identify instrument trays through the cleaning process
Healthmark Industries Company, Inc. | الولايات المتحدة الامريكية | United States | ME0000015455SFDAA00008 | Decontam gloves | Decontamination Gloves | The Decontam Glove (DSK) These gloves are thick enough and tough enough for use in Decontam. This thicker, 15 mil, 12” long textured, powder-free latex glove is the decontam glove of choice by professionals who handle potentially hazardous items. The Ultra Long Decontam Glove (ULN16 &ULNCS) are 16” long powder-free nitrile, latex-free available in both 7 and 9ml gloves for safe handling of contaminated items Ultra Long in the Decontam. | قفازات التطهير
gSource LLC | الولايات المتحدة الامريكية | United States | ME0000003886SFDAA00007 | Rochester Pean Fcps cvd | Rochester Pean Fcps cvd | Reusable Surgical soft-tissue manipulation forceps
gSource LLC | الولايات المتحدة الامريكية | United States | ME0000003886SFDAA00002 | Drill Sleeve Dbl | Drill Sleeve Dbl | Reusable Surgical drill guide
gSource LLC | الولايات المتحدة الامريكية | United States | ME0000003886SFDAA00005 | Bushe Curette str | Bushe Curette str | Reusable Bone Curette
gSource LLC | الولايات المتحدة الامريكية | United States | ME0000003886SFDAA00004 | Countersink SQC tip | Countersink SQC tip | Reusable Surgical Countersink
gSource LLC | الولايات المتحدة الامريكية | United States | ME0000003886SFDAA00003 | Insert Drill Sleeve Screw/drill bit | Insert Drill Sleeve Screw/drill bit | Reusable Surgical drill guide
gSource LLC | الولايات المتحدة الامريكية | United States | ME0000003886SFDAA00006 | Partsch Mallet head | Partsch Mallet head | Surgical mallet
Serim Research Corp. | الولايات المتحدة الامريكية | United States | ME0000014350SFDAA00009 | PINNACLE AEC | PINNACLE Monitor for Automated Enzymatic Cleaning (AEC) | The Serim® PINNACLE™ Monitor for Automated Enzymatic Cleaning Process (AEC) monitors the cleaning efficacy of medical washer-disinfectors or ultrasonic cleaners using enzymatic detergents.
UNITED STATES ENDOSCOPY GROUP, INC. Also trading as US Endoscopy | الولايات المتحدة الامريكية | United States | ME0000013866SFDAA00004 | BioGuard® air/water cleaning adapter – Olympus | BioGuard® air/water cleaning adapter – Olympus | The BioGuard air water cleaning adapter Olympus is as part of the precleaning process, to help clear the air water channel of Olympus GI endoscopes post procedure.
Datex-Ohmeda, Inc. | الولايات المتحدة الامريكية | United States | ME0000003420SFDAA00025 | Lullaby Reusable Infant Temperature Probe | Lullaby Reusable Infant Temperature Probe | Temperature probe
SunTech Medical, Inc. | الولايات المتحدة الامريكية | United States | ME0000006093SFDAA00002 | Soft Disposable Single Patient Use BP | Soft Disposable Single Patient Use BP | Single Patient Use BLOOD PRESSURE Cuff
SunTech Medical, Inc. | الولايات المتحدة الامريكية | United States | ME0000006093SFDAA00002 | Soft Disposable Single Patient Use BP | Soft Disposable Single Patient Use BP | Single Patient Use BLOOD PRESSURE Cuff
Darco International Inc. | الولايات المتحدة الامريكية | United States | ME0000001613SFDAA00005 | GTS Great Toe Splint | GTS Great Toe Splint | The DARCO Great Toe Splint is an adjustable postoperative splint indicated for relief of symptoms associated with hallux valgus and other great toe joint conditions. The device is manufactured of lightweight neoprene and nylon.
Darco International Inc. | الولايات المتحدة الامريكية | United States | ME0000001613SFDAA00003 | Peg Assist off-loading Insole | Peg Assist off-loading Insole | Promotes Healing when used in conjunction with the proper post operative or post trauma healing shoes or walkers to reduce pressure in identified areas on the sole of a patient's foot by means of an adjustable and customizable hexagonal peg system
BSN medical Inc. | الولايات المتحدة الامريكية | United States | ME0000005416SFDAA00022 | Delta-Net® | Delta-Net Stockinette | Elastic polyester knitted stockinette roll stock used for undercast padding and bandage retention. | رول إنبوبي من ألیاف صناعیة
Suntech Medical, Inc. | الولايات المتحدة الامريكية | United States | ME0000004589SFDAA00009 | Disposable Blood Pressure Cuff | Disposable Blood Pressure Cuff | Disposable Blood Pressure Cuffs
Dynarex Corporation | الولايات المتحدة الامريكية | United States | ME0000016175SFDAA00007 | Electric Patient Lift | Electric Patient Lift | Electric Patient Lift
Serim Research Corporation | الولايات المتحدة الامريكية | United States | ME0000010273SFDAA00028 | PINNACLE MEC | PINNACLE Monitor for Manual Enzymatic Cleaning (MEC) | The Serim® PINNACLE™ Monitor for Manual Enzymatic Cleaning Process (MEC) determines the presence of active enzymes in manual bath solutions using enzymatic detergents
BSN medical Inc. | الولايات المتحدة الامريكية | United States | ME0000005416SFDAA00021 | Delta-Dry® Softliner | Delta-Dry® Softliner | Elastic nylon tubular knitted water resistant stockinet roll stock. | رول جورب تحت الجبس مقاوم للماء
BSN medical Inc. | الولايات المتحدة الامريكية | United States | ME0000005416SFDAA00023 | Specialist® | Specialist POP Bandages and Splints | Specialist POP Bandages and Splints
Darco International Inc. | الولايات المتحدة الامريكية | United States | ME0000001613SFDAA00004 | Gentle Step Shoe | Gentle Step Shoe | The DARCO Gentle Step Shoe is an extra-depth shoe designed specifically for the needs of certain patients with diabetes.
SunTech Medical, Inc. | الولايات المتحدة الامريكية | United States | ME0000006093SFDAA00003 | One Piece Durable BP Cuff | One Piece Durable BP Cuff | Blood Pressure Cuffs
Darco International Inc. | الولايات المتحدة الامريكية | United States | ME0000001613SFDAA00002 | Medical Surgical Shoe | Medical Surgical Shoe | intended to be worn to alleviate pain and pressure and to provide protection during the healing process for the foot post surgery and post trauma
Mizuho Orthopedic Systems, Inc | الولايات المتحدة الامريكية | United States | ME0000009400SFDAA00017 | TRIOS/STS SINGLE CHEST PAD TEMPUR | Table Accessories | TRIOS/STS SINGLE CHEST PAD TEMPUR
International Orthodontic Services | الولايات المتحدة الامريكية | United States | ME0000012455SFDAA00004 | IOS | Tweed Contouring Plier | Tweed Contouring Plier
International Orthodontic Services | الولايات المتحدة الامريكية | United States | ME0000012455SFDAA00005 | IOS | Standard Hard Wire Cutter | Standard Hard Wire Cutter
Philips Medical Systems | الولايات المتحدة الامريكية | United States | ME0000003248SFDAA00193 | Metallic 3 Lead Electrode Set, AAMI | Electrocardiographic electrode, single-use | Electrocardiographic electrode, single-use
Philips Medical Systems | الولايات المتحدة الامريكية | United States | ME0000003248SFDAA00189 | HI-Tack Foam Wet Gel ECG Electrode | Electrocardiographic electrode, single-use | Electrocardiographic electrode, single-use
Philips Medical Systems | الولايات المتحدة الامريكية | United States | ME0000003248SFDAA00188 | Solid Gel Foam Electrode | Electrocardiographic electrode, single-use | Electrocardiographic electrode, single-use
Philips Medical Systems | الولايات المتحدة الامريكية | United States | ME0000003248SFDAA00192 | Radiolucent Foam Electrode | Electrocardiographic electrode, single-use | Electrocardiographic electrode, single-use
Philips Medical Systems | الولايات المتحدة الامريكية | United States | ME0000003248SFDAA00196 | Radiolucent 3 Lead Electrode Set, IEC | Electrocardiographic electrode, single-use | Electrocardiographic electrode, single-use
Heritage Medical Products, Inc. | الولايات المتحدة الامريكية | United States | ME0000007042SFDAA00001 | SonoBed | Hospital Bed | SonoBed Atlas with 4 wheels and hand control for electronic functions.
Philips Medical Systems | الولايات المتحدة الامريكية | United States | ME0000003248SFDAA00197 | Radiolucent 5 Lead Electrode Set, AAMI | Electrocardiographic electrode, single-use | Electrocardiographic electrode, single-use
International Orthodontic Services | الولايات المتحدة الامريكية | United States | ME0000012455SFDAA00006 | Tweezer | Direct Bonding Tweezer | Direct Bonding Tweezer
Philips Medical Systems | الولايات المتحدة الامريكية | United States | ME0000003248SFDAA00190 | Foam Wet Gel ECG Electrode | Electrocardiographic electrode, single-use | Electrocardiographic electrode, single-use
Philips Medical Systems | الولايات المتحدة الامريكية | United States | ME0000003248SFDAA00198 | Radiolucent 5 Lead Electrode Set, IEC | Electrocardiographic electrode, single-use | Electrocardiographic electrode, single-use
Philips Medical Systems | الولايات المتحدة الامريكية | United States | ME0000003248SFDAA00194 | Metallic 5 Lead Electrode Set, AAMI | Electrocardiographic electrode, single-use | Electrocardiographic electrode, single-use
Philips Medical Systems | الولايات المتحدة الامريكية | United States | ME0000003248SFDAA00191 | Clear Tape Wet Gel ECG Electrode | Electrocardiographic electrode, single-use | Electrocardiographic electrode, single-use
Philips Medical Systems | الولايات المتحدة الامريكية | United States | ME0000003248SFDAA00195 | Radiolucent 3 Lead Electrode Set, AAMI | Electrocardiographic electrode, single-use | Electrocardiographic electrode, single-use
San Diego Swiss Machining Inc. | الولايات المتحدة الامريكية | United States | ME0000006320SFDAA00002 | IRS SUPERIOR EDITION | Instrument Removal | Instrument Removal
DePuy Orthopaedics, Inc. | الولايات المتحدة الامريكية | United States | ME0000015094SFDAA00009 | QUICSET SCREW CASE COMPLETE | SCREW CASE | Instruments, Hip
CONMED CORPORATION | الولايات المتحدة الامريكية | United States | ME0000005736SFDAA00343 | 24®Autoclavable Remote Control | 24®Autoclavable Remote Control | Remote control, Reusable.
STERIS Corporation | الولايات المتحدة الامريكية | United States | ME0000015003SFDAA00013 | Celerity 20 Steam Biological Indicator | Steam Biological Indicator | Steam Biological Indicator
IV Glove Inc. | الولايات المتحدة الامريكية | United States | ME0000003148SFDAA00001 | IV GLOVE | IV SECUREMENT | Peripheral Intravenous Catheter Securement Device
Covidien llc | الولايات المتحدة الامريكية | United States | ME0000001197SFDAA00090 | ForceTriad | Three-Pedal Footswitch | Electrosurgical monopolar Footswitch
Orthomerica Products, Inc. | الولايات المتحدة الامريكية | United States | ME0000002340SFDAA00007 | California spinal WXS BLK-OPT | Spinal Orthosis | Designed to alleviate pain , limit undesirable motion, and provide circumferential pressure to stabilize the spine
DePuy Orthopaedics, Inc. | الولايات المتحدة الامريكية | United States | ME0000015094SFDAA00011 | REV INSTR STER TRAY | TRAY | Instruments, Hip
DePuy Orthopaedics, Inc. | الولايات المتحدة الامريكية | United States | ME0000015094SFDAA00010 | T-HANDLE W/FEMALE HUDSON | FEMALE HUDSON | Instruments, Hip
DePuy Orthopaedics, Inc. | الولايات المتحدة الامريكية | United States | ME0000015094SFDAA00008 | LCS REAMER DEPTH SCALE | Surgical Instrument | implant orthopaedic prostheses
Mizuho Orthopedic Systems, Inc | الولايات المتحدة الامريكية | United States | ME0000009400SFDAA00016 | PAD SET WILSON FRAME TEMPUR PEDIC | Table Accessories | PAD SET WILSON FRAME TEMPUR PEDIC
International Orthodontic Services | الولايات المتحدة الامريكية | United States | ME0000012455SFDAA00008 | Infinity | Infinity | Infinity Blade
Mizuho Orthopedic Systems, Inc | الولايات المتحدة الامريكية | United States | ME0000009400SFDAA00015 | Cervical Management Base Unit | Table Accessories | Cervical Management Base Unit
GE Healthcare | الولايات المتحدة الامريكية | United States | ME0000003426SFDAA00020 | Enterprise Archive | Enterprise Archive | SW
Stryker Instruments | الولايات المتحدة الامريكية | United States | ME0000007653SFDAA00022 | T7™ | T7™ Surgical Helmet with LED Headlight | The Stryker T7 Surgical Helmet is a surgical device that pulls in and circulates fresh air throughout the helmet to aid user comfort.
Hollister Incorporated | الولايات المتحدة الامريكية | United States | ME0000000693SFDAA00069 | Hollister Urinary Collection Bag | Hollister Urinary Collection Bag | Urine collectors
Bergeron Healthcare | الولايات المتحدة الامريكية | United States | ME0000001655SFDAA00010 | Special Tomato | Special Tomato | Hard shell with modular cushions that attach via hook and loop patches to meet most postural and position needs
BSN medical Inc. | الولايات المتحدة الامريكية | United States | ME0000005416SFDAA00029 | JOBST® Travel Sock | Travel Sock | Compression or pressure sock/stocking | جوارب طبية ضاغطة
BSN medical Inc. | الولايات المتحدة الامريكية | United States | ME0000005416SFDAA00026 | JOBST® Ultrasheer 15-20 | JOBST® Ultrasheer | Compression or pressure sock-stocking, | جوارب طبية ضاغطة
ContourMD Marketing Group, LLC | الولايات المتحدة الامريكية | United States | ME0000001576SFDAA00010 | ContourMD | Post-Operative Compression Garments (Chin straps, Chin Neck Bandage) | Chin straps, Chin Neck Bandage , Compression Garments
DePuy Orthopaedics, Inc. | الولايات المتحدة الامريكية | United States | ME0000003224SFDAA00543 | LPS Tib Hinge Post Adapter Trial | LPS Tib Hinge Post Adapter Trial | Surgical Instruments
International Orthodontic Services | الولايات المتحدة الامريكية | United States | ME0000012455SFDAA00007 | Mathieu Hemostat | Mathieu Hemostat | Standard Mathieu Regular head
DePuy Orthopaedics, Inc. | الولايات المتحدة الامريكية | United States | ME0000003224SFDAA00544 | SIGMA HIGH PERFORMANCE Fixed Reference AP CHAMFER Block | SIGMA HIGH PERFORMANCE Fixed Reference AP CHAMFER Block | Surgical Instrument
Philips Medical Systems | الولايات المتحدة الامريكية | United States | ME0000003248SFDAA00202 | Metallic Lead Electrode Set, AAMI | Electrocardiographic electrode, single-use | ECG electrodes are designed for use in general electrocardiographic procedures in healthcare environments where ECG monitoring is deemed necessary and is ordered by a physician.
STERIS Corporation | الولايات المتحدة الامريكية | United States | ME0000015004SFDAA00072 | Hinge Free Instrument Lubricant | Instrument Lubricant | Instrument Lubricant
Philips Medical Systems | الولايات المتحدة الامريكية | United States | ME0000003248SFDAA00199 | Clear Tape Wet Gel ECG Electrode | Electrocardiographic electrode, single-use | ECG electrodes are designed for use in general electrocardiographic procedures in healthcare environments where ECG monitoring is deemed necessary and is ordered by a physician.
Philips Medical Systems | الولايات المتحدة الامريكية | United States | ME0000003248SFDAA00203 | Radiolucent Foam Electrode | Electrocardiographic electrode, single-use | Radiolucent and MRI conditional ECG electrodes are designed for use in general electrocardiographic procedures in healthcare environments where ECG monitoring is deemed necessary and is ordered by a physician.
DePuy Orthopaedics, Inc. | الولايات المتحدة الامريكية | United States | ME0000015094SFDAA00012 | RECLAIM TAPERD RMR TRAYS 14-21 | TRAYS | Instruments, Hip
Philips Medical Systems | الولايات المتحدة الامريكية | United States | ME0000003248SFDAA00201 | Foam Wet Gel ECG Electrode | Electrocardiographic electrode, single-use | ECG electrodes are designed for use in general electrocardiographic procedures in healthcare environments where ECG monitoring is deemed necessary and is ordered by a physician.
Philips Medical Systems | الولايات المتحدة الامريكية | United States | ME0000003248SFDAA00205 | Radiolucent Lead Electrode set, IEC | Electrocardiographic electrode, single-use | Radiolucent and MRI conditional ECG electrodes are designed for use in general electrocardiographic procedures in healthcare environments where ECG monitoring is deemed necessary and is ordered by a physician.
Stryker Spine | الولايات المتحدة الامريكية | United States | ME0000007173SFDAA00002 | XIA® 3 | Specialty Xia® 3 Long Low Profile DVR Tube | A heavy-duty, hand-held manual surgical instrument intended to be used to reduce or seat an implantable rod into the saddle of an implant (i.e., bone screw, spinal hook) used as a component of a system to apply force to a series of vertebrae to correct scoliosis (lateral curvature of the spine) or other spinal conditions.
Tiadent Inc | الولايات المتحدة الامريكية | United States | ME0000007160SFDAA00003 | Pillar Fibar Post | Pillar Fibar Post | Pillar Fibar Post
Philips Medical Systems | الولايات المتحدة الامريكية | United States | ME0000003248SFDAA00206 | Solid Gel Foam Electrode | Electrocardiographic electrode, single-use | ECG electrodes are designed for use in general electrocardiographic procedures in healthcare environments where ECG monitoring is deemed necessary and is ordered by a physician.
Philips Medical Systems | الولايات المتحدة الامريكية | United States | ME0000003248SFDAA00204 | Radiolucent Lead Electrode set, AAMI | Electrocardiographic electrode, single-use | Radiolucent and MRI conditional ECG electrodes are designed for use in general electrocardiographic procedures in healthcare environments where ECG monitoring is deemed necessary and is ordered by a physician.
Philips Medical Systems | الولايات المتحدة الامريكية | United States | ME0000003248SFDAA00200 | HI-Tack Foam Wet Gel ECG Electrode | Electrocardiographic electrode, single-use | ECG electrodes are designed for use in general electrocardiographic procedures in healthcare environments where ECG monitoring is deemed necessary and is ordered by a physician.
Tiadent Inc | الولايات المتحدة الامريكية | United States | ME0000007160SFDAA00005 | Megalodon Endo Scaler Tip | Scaler tip | Scaler tip
Tiadent Inc | الولايات المتحدة الامريكية | United States | ME0000007160SFDAA00004 | Tia Premium Blue file | Tia Premium Blue file | Tia Premium Blue file
Heritage Medical Products, Inc. | الولايات المتحدة الامريكية | United States | ME0000007058SFDAA00031 | SonoBed | Hospital Bed | hospital bed with 4 wheels and hand control for electroic functions.
Heritage Medical Products, Inc. | الولايات المتحدة الامريكية | United States | ME0000007057SFDAA00003 | SonoBed | Hospital Bed | hospital with 4 wheels and built-in footboard and articulating arm board.
Heritage Medical Products, Inc. | الولايات المتحدة الامريكية | United States | ME0000007056SFDAA00001 | SonoBed | Hospital Bed | hospital bed with 4 wheels and hand control for electroic functions.
Heritage Medical Products, Inc. | الولايات المتحدة الامريكية | United States | ME0000007043SFDAA00001 | SonoBed | Hospital Bed | hospital bed with 4 wheels and hand control for electronic functions.>
Stryker Instruments | الولايات المتحدة الامريكية | United States | ME0000003208SFDAA00377 | AO® Small Drill | AO® Small Drill | Intended for use in cutting, drilling, reaming, decorticating, and smoothing of bone, bone cement, and teeth in a variety of surgical procedures, including but not limited to orthopedic, Neuro, Spine, ENT, Dental and Endoscopic applications.
Stryker Instruments | الولايات المتحدة الامريكية | United States | ME0000003208SFDAA00373 | Stryker Smartlife Large Transfer Shield | Stryker Smartlife Large Transfer Shield | The Stryker Smartlife Non-sterile Batteries are accessories to Stryker handpieces. These batteries are intended to supply energy to power Stryker handpieces which are for use in the cutting, drilling, decorticating, and smoothing of bone and other bone related tissue in a variety of surgical procedures.
Stryker Instruments | الولايات المتحدة الامريكية | United States | ME0000003208SFDAA00372 | Stryker Smartlife Large Aseptic Housing | Stryker Smartlife Large Aseptic Housing | The Stryker Smartlife Non-sterile Batteries are accessories to Stryker handpieces. These batteries are intended to supply energy to power Stryker handpieces which are for use in the cutting, drilling, decorticating, and smoothing of bone and other bone related tissue in a variety of surgical procedures.
Stryker Endoscopy | الولايات المتحدة الامريكية | United States | ME0000005467SFDAA00289 | High Speed Bur Attachment | High Speed Bur Attachment | Intended for use in cutting, drilling, reaming, decorticating, and smoothing of bone, bone cement, and teeth in a variety of surgical procedures, including but not limited to orthopedic, Neuro, Spine, ENT, Dental and Endoscopic applications.
Stryker Instruments | الولايات المتحدة الامريكية | United States | ME0000003208SFDAA00378 | Pin Collet | Pin Collet | Adapter for power drill to simplify placing and removing of K-wires.
Stryker Endoscopy | الولايات المتحدة الامريكية | United States | ME0000005467SFDAA00288 | SafeLight™ Fiber Optic Cable with Advanced Imaging Modality | SafeLight™ Fiber Optic Cable with Advanced Imaging Modality | The Safelight Fiber Optic Cables with AIM are indicated for use in minimally invasive surgical procedures where an endoscope and a Stryker light source are used.
Heritage Medical Products, Inc. | الولايات المتحدة الامريكية | United States | ME0000007044SFDAA00001 | SonoBed | Hospital Bed | hospital bed with 4 wheels and foot control for the electric functions.
Heritage Medical Products, Inc. | الولايات المتحدة الامريكية | United States | ME0000007066SFDAA00004 | SonoBed | Hospital Bed | hospital bed with 4 wheels and Hand control for electronic functions.
CONMED CORPORATION | الولايات المتحدة الامريكية | United States | ME0000005736SFDAA00347 | E9000G CONTROLLER | E9000G CONTROLLER | Control unit, Reusable.
Stryker Instruments | الولايات المتحدة الامريكية | United States | ME0000003208SFDAA00374 | Pin Collet | Pin Collet | Intended to connect to a surgical power tool system motor to perform a wire driving/insertion function when an appropriate Orthopaedic wire is inserted.
Stryker Instruments | الولايات المتحدة الامريكية | United States | ME0000003208SFDAA00376 | MD Series Long Angled Attachment | MD Series Long Angled Attachment | Intended for use in cutting, drilling, reaming, decorticating, and smoothing of bone, bone cement, and teeth in a variety of surgical procedures, including but not limited to orthopedic, Neuro, Spine, ENT, Dental and Endoscopic applications.
Stryker Instruments | الولايات المتحدة الامريكية | United States | ME0000003208SFDAA00379 | 5/32 inch (3.97mm) Drill | 5/32 inch (3.97mm) Drill | A device used to grip a cutting tool (normally a drill or other rotational cutting tool) using three adjustable jaws that are geared to be manually closed concentrically upon the cutting tool.
Stryker Instruments | الولايات المتحدة الامريكية | United States | ME0000003208SFDAA00375 | Wire Collet | Wire Collet | Intended to connect to a surgical power tool system motor to perform a wire driving/insertion function when an appropriate Orthopaedic wire is inserted.
Stryker Endoscopy | الولايات المتحدة الامريكية | United States | ME0000005467SFDAA00290 | Blunt-Tip Obturator for 5.8mm Cannula | Blunt-Tip Obturator for 5.8mm Cannula | Arthroscopic hardware consists of manual arthroscopic instruments intended for use in surgical procedures within a joint.
Stryker Endoscopy | الولايات المتحدة الامريكية | United States | ME0000005467SFDAA00291 | Universal Fiber Optic Cable | Universal Fiber Optic Cable | The Fiber Optic Cables are indicated for use in minimally invasive surgical procedures when an endoscope and a compatible light source are used.
DePuy Orthopaedics, Inc. | الولايات المتحدة الامريكية | United States | ME0000015094SFDAA00075 | Anterior Approach Case Complete | Case Complete | Instrument trays and cases
DePuy Orthopaedics, Inc. | الولايات المتحدة الامريكية | United States | ME0000015094SFDAA00067 | SPECIALIST 2 TIBIAL REVISION & WEDGE TRL STERIL TRAY | TRAY | Instrument trays and cases
DePuy Orthopaedics, Inc. | الولايات المتحدة الامريكية | United States | ME0000015094SFDAA00059 | SPECIALIST 2 FEM Trials STERILIZATION TRAY - BASE ONLY | TRAY - BASE ONLY | Instrument trays and cases
DePuy Orthopaedics, Inc. | الولايات المتحدة الامريكية | United States | ME0000015094SFDAA00054 | P.F.C Modular Plus Wedge Trial Screwdriver | Wedge Trial Screwdriver | Instrument trays and cases
DePuy Orthopaedics, Inc. | الولايات المتحدة الامريكية | United States | ME0000015094SFDAA00050 | SIGMA™ LCS ® HIGH PERFORMANCE | n/a | Instrument trays and cases
DePuy Orthopaedics, Inc. | الولايات المتحدة الامريكية | United States | ME0000015094SFDAA00040 | case base | case base | Instrument trays and cases
DePuy Orthopaedics, Inc. | الولايات المتحدة الامريكية | United States | ME0000015094SFDAA00036 | Primary Case Complete (Case, Tray, Lid) | Case Complete | Instrument trays and cases
DePuy Orthopaedics, Inc. | الولايات المتحدة الامريكية | United States | ME0000015094SFDAA00018 | ALUMIN BASE BASKET | BASE BASKET | Instrument trays and cases
DePuy Orthopaedics, Inc. | الولايات المتحدة الامريكية | United States | ME0000015094SFDAA00014 | Case Three (Optional, on request only) Modular Rasp Case | Modular Rasp Case | Instrument cases
DePuy Orthopaedics, Inc. | الولايات المتحدة الامريكية | United States | ME0000015094SFDAA00077 | LPS Distal Femoral Assembly Base | Instrument trays and cases | Instrument trays and cases
DePuy Orthopaedics, Inc. | الولايات المتحدة الامريكية | United States | ME0000015094SFDAA00024 | CORAIL Revision Set Femoral Preparation | Set Femoral Preparation | Instrument trays and cases
Aspire Products, LLC. | الولايات المتحدة الامريكية | United States | ME0000006658SFDAA00002 | Disposable adjustable EMST training valve | Disposable adjustable EMST training valve | Disposable adjustable EMST training valve
Heritage Medical Products, Inc. | الولايات المتحدة الامريكية | United States | ME0000007055SFDAA00001 | SonoBed | Hospital Bed | hospital bed with 4 wheels and hand controls for electronic functions.
DePuy Orthopaedics, Inc. | الولايات المتحدة الامريكية | United States | ME0000015094SFDAA00062 | SPECILIAST 2 PFC SIGMA STERIL TRAY INSERT - NOTCH GUIDE (STAB & TC3) | TRAY | Instrument trays and cases
DePuy Orthopaedics, Inc. | الولايات المتحدة الامريكية | United States | ME0000015094SFDAA00044 | P.F.C.® Broach Hand Align Rod | Broach Hand Align Rod | Instrument trays and cases
DePuy Orthopaedics, Inc. | الولايات المتحدة الامريكية | United States | ME0000015094SFDAA00061 | SPECILIAST 2 PLI AND CVD TIBI INSERT TRIALS STERILIZATION TRAY | TRAY | Instrument trays and cases
Microtek Medical Inc. | الولايات المتحدة الامريكية | United States | ME0000011641SFDAA00035 | Microtek™ / ECOLAB | patient drape | DRAPE ARMOUR™ RADIATION PROTECTION SHIELD
DePuy Orthopaedics, Inc. | الولايات المتحدة الامريكية | United States | ME0000015094SFDAA00013 | GRIPTION TF Augment Trial Case | Trial Case | Instrument Trays
DePuy Orthopaedics, Inc. | الولايات المتحدة الامريكية | United States | ME0000015094SFDAA00019 | THERMOFORMED INSERT | THERMOFORMED | Instrument trays and cases
DePuy Orthopaedics, Inc. | الولايات المتحدة الامريكية | United States | ME0000015094SFDAA00026 | SIGMA HP REVISION FEMORAL PREP INSTRUMENT CASE | INSTRUMENT CASE | Instrument trays and cases
DePuy Orthopaedics, Inc. | الولايات المتحدة الامريكية | United States | ME0000015094SFDAA00034 | M.B.T. REVISION STEM TRIALS AND INSTRUMENTS CASE | TRIALS AND INSTRUMENTS CASE | Instrument trays and cases
DePuy Orthopaedics, Inc. | الولايات المتحدة الامريكية | United States | ME0000015094SFDAA00080 | LPS Extractor Adapter Moreland | Extractor Adapter Moreland Moreland | Instrument trays and cases
DePuy Orthopaedics, Inc. | الولايات المتحدة الامريكية | United States | ME0000015094SFDAA00016 | Rasping Strike Plate | Plate | Instrument trays and cases
DePuy Orthopaedics, Inc. | الولايات المتحدة الامريكية | United States | ME0000015094SFDAA00017 | Lid for container 550 x 265mm | Lid | Instrument trays and cases
DePuy Orthopaedics, Inc. | الولايات المتحدة الامريكية | United States | ME0000015094SFDAA00035 | PINNACLE Version Guide | Version Guide | Instrument trays and cases
DePuy Orthopaedics, Inc. | الولايات المتحدة الامريكية | United States | ME0000015094SFDAA00039 | case lid | case lid | Instrument trays and cases
DePuy Orthopaedics, Inc. | الولايات المتحدة الامريكية | United States | ME0000015094SFDAA00023 | Extractor screw | screw | Instrument trays and cases
DePuy Orthopaedics, Inc. | الولايات المتحدة الامريكية | United States | ME0000015094SFDAA00038 | QUICKSET ACE GRATER CS COMPL | QUICKSET | Instrument trays and cases
DePuy Orthopaedics, Inc. | الولايات المتحدة الامريكية | United States | ME0000015094SFDAA00048 | 57 61mm Head Sizers | Head Sizers | Instrument trays and cases
DePuy Orthopaedics, Inc. | الولايات المتحدة الامريكية | United States | ME0000015094SFDAA00049 | ACETABULAR ALIGNMENT GUIDE | ALIGNMENT GUIDE | Instrument trays and cases
DePuy Orthopaedics, Inc. | الولايات المتحدة الامريكية | United States | ME0000015094SFDAA00052 | S-ROM NOILES Augment Block Cement Clamp | Augment Block Cement Clamp | Instrument trays and cases
DePuy Orthopaedics, Inc. | الولايات المتحدة الامريكية | United States | ME0000015094SFDAA00053 | SROM NOILES Hex Screw Driver | Hex Screw Driver | Instrument trays and cases
DePuy Orthopaedics, Inc. | الولايات المتحدة الامريكية | United States | ME0000015094SFDAA00056 | P.F.C. Femoral Augmentation Plug Puller | Augmentation Plug Puller | Instrument trays and cases
DePuy Orthopaedics, Inc. | الولايات المتحدة الامريكية | United States | ME0000015094SFDAA00058 | SPECIALIST 2 PATELLAR INST STERILIZATION TRAY - BASE ONLY | TRAY - BASE ONLY | Instrument trays and cases
DePuy Orthopaedics, Inc. | الولايات المتحدة الامريكية | United States | ME0000015094SFDAA00065 | SPECIALIST 2 GENERAL INSERT STERIL TRY INSERT - PATELLA BASE | TRAY | Instrument trays and cases
DePuy Orthopaedics, Inc. | الولايات المتحدة الامريكية | United States | ME0000015094SFDAA00066 | SPECIALIST 2 STAB TIB INS TRLS STERILIZATION TRAY - BASE | TRAY | Instrument trays and cases
DePuy Orthopaedics, Inc. | الولايات المتحدة الامريكية | United States | ME0000015094SFDAA00069 | M.B.T Revision Sleeve Impactor | Revision Sleeve Impactor | Instrument trays and cases
DePuy Orthopaedics, Inc. | الولايات المتحدة الامريكية | United States | ME0000015094SFDAA00070 | Revision Femoral/Tibial/Sleeve Clamp | Femoral/Tibial/Sleeve Clamp | Instrument trays and cases
DePuy Orthopaedics, Inc. | الولايات المتحدة الامريكية | United States | ME0000015094SFDAA00025 | CORAIL REV SET CORE | SET CORE | Instrument trays and cases
DePuy Orthopaedics, Inc. | الولايات المتحدة الامريكية | United States | ME0000015094SFDAA00079 | LPS Slap Handle | Slap Handle | Instrument trays and cases
DePuy Orthopaedics, Inc. | الولايات المتحدة الامريكية | United States | ME0000015094SFDAA00015 | Case Two Finishing Rasp Case | Rasp Case | Instrument trays and cases
DePuy Orthopaedics, Inc. | الولايات المتحدة الامريكية | United States | ME0000015094SFDAA00037 | QUICKSET Ratchet Screwdriver Handle | Screwdriver Handle | Instrument trays and cases
DePuy Orthopaedics, Inc. | الولايات المتحدة الامريكية | United States | ME0000015094SFDAA00041 | Top tray | Top tray | Instrument trays and cases
DePuy Orthopaedics, Inc. | الولايات المتحدة الامريكية | United States | ME0000015094SFDAA00042 | QUICKSET ACE GRATER CS TRAY | TRAY | Instrument trays and cases
DePuy Orthopaedics, Inc. | الولايات المتحدة الامريكية | United States | ME0000015094SFDAA00043 | SIGMA REV HP FEM PREP | PREP | Instrument trays and cases
DePuy Orthopaedics, Inc. | الولايات المتحدة الامريكية | United States | ME0000015094SFDAA00057 | SPECIALIST 2 BASE FEM INST STERILIZATION TRAY | TRAY | Instrument trays and cases
DePuy Orthopaedics, Inc. | الولايات المتحدة الامريكية | United States | ME0000015094SFDAA00060 | SPECIALIST 2 BASE TIB INST STERILIZATION TRAY - BASE ONLY | TRAY | Instrument trays and cases
DePuy Orthopaedics, Inc. | الولايات المتحدة الامريكية | United States | ME0000015094SFDAA00073 | REVISION REAMERS Sterilization Tray | TRAY | Instrument trays and cases
DePuy Orthopaedics, Inc. | الولايات المتحدة الامريكية | United States | ME0000015094SFDAA00074 | M.B.T. REVISION WEDGE TRIALS STERILIZATION TRAY | TRAY | Instrument trays and cases
DePuy Orthopaedics, Inc. | الولايات المتحدة الامريكية | United States | ME0000015094SFDAA00045 | Press-Fit Rod Wrench | Rod Wrench | Instrument trays and cases
DePuy Orthopaedics, Inc. | الولايات المتحدة الامريكية | United States | ME0000015094SFDAA00047 | Specialist* Rev IM Rod Handle | Rod Handle | Instrument trays and cases
DePuy Orthopaedics, Inc. | الولايات المتحدة الامريكية | United States | ME0000015094SFDAA00051 | RECLAIM™ TAPERED REAMER INDEX | TAPERED REAMER INDEX | Instrument trays and cases
DePuy Orthopaedics, Inc. | الولايات المتحدة الامريكية | United States | ME0000015094SFDAA00055 | SPECIALIST 2 Modular Plus Torque Driver | Torque Driver | Instrument trays and cases
DePuy Orthopaedics, Inc. | الولايات المتحدة الامريكية | United States | ME0000015094SFDAA00063 | SPECIALIST 2 CEM MOD PUNCH STERILI TRY INSERT - base tibial | TRAY | Instrument trays and cases
DePuy Orthopaedics, Inc. | الولايات المتحدة الامريكية | United States | ME0000015094SFDAA00068 | SPECIALIST 2 Alignment Rods | Alignment Rods | Instrument trays and cases
DePuy Orthopaedics, Inc. | الولايات المتحدة الامريكية | United States | ME0000015094SFDAA00076 | MI Retractor Case Complete | cases | Instrument trays and cases
Heritage Medical Products, Inc. | الولايات المتحدة الامريكية | United States | ME0000007042SFDAA00002 | SonoBed | Hospital Bed | hospital bed with Hand control for electronic functions.
DePuy Orthopaedics, Inc. | الولايات المتحدة الامريكية | United States | ME0000015094SFDAA00029 | Femoral Adapter Torque Wrench | Adapter Torque Wrench | Instrument trays and cases
DePuy Orthopaedics, Inc. | الولايات المتحدة الامريكية | United States | ME0000015094SFDAA00031 | Sigma Femoral Stem/Sleeve Adapter Instrument Case | Sleeve Adapter Instrument Case | Instrument trays and cases
Tornier Inc | الولايات المتحدة الامريكية | United States | ME0000006419SFDAA00103 | Affiniti™ | Humeral Head Trial | surgical instrument
Tornier Inc | الولايات المتحدة الامريكية | United States | ME0000006419SFDAA00102 | Affiniti™ | Plastic Darrach | Surgical Instrument
CONMED CORPORATION | الولايات المتحدة الامريكية | United States | ME0000005736SFDAA00360 | CONTROLLER STAND | CONTROLLER STAND | Trolly, Reusable.
DePuy Orthopaedics, Inc. | الولايات المتحدة الامريكية | United States | ME0000015094SFDAA00071 | M.B.T. Revision Cemented Bushing | Revision Cemented Bushing | Instrument trays and cases
DePuy Orthopaedics, Inc. | الولايات المتحدة الامريكية | United States | ME0000015094SFDAA00046 | Rod Wrench Handle | Wrench Handle | Instrument trays and cases
DePuy Orthopaedics, Inc. | الولايات المتحدة الامريكية | United States | ME0000015094SFDAA00072 | M.B.T. REVISION PREPARATION Sterilization Tray | Tray | Instrument trays and cases
DePuy Orthopaedics, Inc. | الولايات المتحدة الامريكية | United States | ME0000015094SFDAA00022 | Modular handle | Handle | Instrument trays and cases
DePuy Orthopaedics, Inc. | الولايات المتحدة الامريكية | United States | ME0000015094SFDAA00028 | SIGMA HP Revision Torque Limit Screwdriver | Torque Limit Screwdriver | Instrument trays and cases
DePuy Orthopaedics, Inc. | الولايات المتحدة الامريكية | United States | ME0000015094SFDAA00033 | Revision Femoral Sleeve/Stem Impactor | Stem Impactor | Instrument trays and cases
Heritage Medical Products, Inc. | الولايات المتحدة الامريكية | United States | ME0000007042SFDAA00003 | SonoBed | Hospital Bed | Hospital bed with Hand control for electronic functions.
DePuy Orthopaedics, Inc. | الولايات المتحدة الامريكية | United States | ME0000015094SFDAA00030 | Femoral Adapter Holding Clamp | Adapter Holding Clamp | Instrument trays and cases
DePuy Orthopaedics, Inc. | الولايات المتحدة الامريكية | United States | ME0000015094SFDAA00078 | LPS Proximal Femoral Assembly Base | Assembly Base | Instrument trays and cases
DePuy Orthopaedics, Inc. | الولايات المتحدة الامريكية | United States | ME0000015094SFDAA00027 | SIGMA HP Revision Femoral Adapter Shift Tool | Adapter Shift Tool | Instrument trays and cases
Microtek Medical Inc. | الولايات المتحدة الامريكية | United States | ME0000011641SFDAA00036 | Microtek™ / ECOLAB | patient drape | Microtek™ Patient Drape
TearScience, Inc. | الولايات المتحدة الامريكية | United States | ME0000007469SFDAA00009 | LipiFlow® Thermal Pulsation System Cable Kit | Eyelid Thermal Pulsation System Cable | Thermal Pulsion System Cable Kit
TearScience, Inc. | الولايات المتحدة الامريكية | United States | ME0000007469SFDAA00010 | LipiScan™ Dynamic Meibomian Imager | Meibomian Gland Camera | Dynamic Meibomian lmager
CONMED CORPORATION | الولايات المتحدة الامريكية | United States | ME0000005736SFDAA00362 | Short Modular Tri-Lobe Driver for Interference Screws. | Short Modular Tri-Lobe Driver for Interference Screws. | Orthopedic Implant Driver.
TearScience, Inc. | الولايات المتحدة الامريكية | United States | ME0000007469SFDAA00011 | Meibomian Gland Evaluator | Meibomian Gland Manual Expressor | Meibomian Gland Evaluator
CONMED CORPORATION | الولايات المتحدة الامريكية | United States | ME0000005736SFDAA00374 | Tri-Lobe Driver for Interference Screws | Tri-Lobe Driver for Interference Screws | Orthopedic Implant Driver.
CONMED CORPORATION | الولايات المتحدة الامريكية | United States | ME0000005736SFDAA00373 | Modular Tri-Lobe Driver for Interference Screws | Modular Tri-Lobe Driver for Interference Screws | Orthopedic Implant Driver.
Philips Medical Systems | الولايات المتحدة الامريكية | United States | ME0000003249SFDAA00032 | HeartStart Smart Pads | Multifunction Defribillator Electrode Pads | The ALS and BLS Pads do not have an intended use as a stand-alone product. The ALS and BLS pads are intended for use in conjunction with compatible AED's and defribillator/ monitor systems to provide an electrical connection between the defribillator and the patient for the purpose of defribillation, ECG monitoring, cardioversion and pacing.
InterMetro Industries Corporation | الولايات المتحدة الامريكية | United States | ME0000007805SFDAA00001 | Lifeline | Emergency Cart | Emergency cart support healthcare workers during code response
Standard Imaging, Inc | الولايات المتحدة الامريكية | United States | ME0000007809SFDAA00002 | MIMI Phantom | Multiple Imaging Modality Isocentricity Phantom | The MIMI (Multiple Imaging Modality Isocentricity) Phantom is designed for daily or weekly quality assurance of the geometric accuracy of the isocenter described by several systems included on many modern linear accelerators: the positioning lasers, the kV imaging system, the MV treatment beam and for Elekta and Varian optical guidance systems as well
Life Instrument Corporation | الولايات المتحدة الامريكية | United States | ME0000009398SFDAA00005 | Life Instruments | Adson Suction Tubes | Adson Suction Tubes
ILLUMINIX INDUSTRIES LLC. | الولايات المتحدة الامريكية | United States | ME0000007815SFDAA00001 | OPHTHALMIC CHAIR | OPHTHALMIC CHAIR | OPHTHALMIC CHAIR
ILLUMINIX INDUSTRIES LLC. | الولايات المتحدة الامريكية | United States | ME0000007819SFDAA00008 | OPHTHALMIC STAND | OPHTHALMIC STAND | OPHTHALMIC STAND
Dental Engineering Laboratories, LLC dba DELabs also Trading as Caicedo Group | الولايات المتحدة الامريكية | United States | ME0000006440SFDAA00016 | Terauchi file Retrieval Kit | Retrieval Kit | Hand Tools
ST and G corporation | الولايات المتحدة الامريكية | United States | ME0000022442SFDAA00006 | EZ Step Foot | Prosthetic foot | Prosthetic foot
DePuy Orthopaedics, Inc. | الولايات المتحدة الامريكية | United States | ME0000015094SFDAA00032 | Instrument Case | Instrument Case | Instrument trays and cases
Med-Tec Inc. bda CIVCO Medical Solutions and CIVCO Radiotherapy | الولايات المتحدة الامريكية | United States | ME0000002101SFDAA00070 | Chabner XRT® Fitting Bra | Chabner XRT® Fitting Bra | Fitting Bra
DePuy Orthopaedics, Inc. | الولايات المتحدة الامريكية | United States | ME0000015094SFDAA00021 | LID | LID | Instrument trays and cases
Medtronic, Inc. | الولايات المتحدة الامريكية | United States | ME0000015316SFDAA00151 | Patient Cables | Patient Cables | Temporary cardiac pacing system cables
Medtronic, Inc. | الولايات المتحدة الامريكية | United States | ME0000015316SFDAA00155 | Patient Cable | Patient Cable | extension cables designed to be used to connect atrial and or ventricular pacing lead systems to a temporary pacemaker
Mizuho Orthopedic Systems, Inc | الولايات المتحدة الامريكية | United States | ME0000009400SFDAA00018 | Lateral Arm Board Unit w/ Tempur 2in | Table Accessory | Lateral Arm Board Unit w/ Tempur 2in
KEY SURGICAL LLC | الولايات المتحدة الامريكية | United States | ME0000007347SFDAA00013 | CLEANER | CLEANER | Key Surgical® Pipe Cleaner / Flexistem / Microclene are designed as a visualization tool for surgical instruments prior to sterilization.
KEY SURGICAL LLC | الولايات المتحدة الامريكية | United States | ME0000007347SFDAA00009 | CLEANING BRUSH | CLEANING BRUSH | Key Surgical® Channel Cleaning, Fan Tip, Lumen Guard, and MIS Brushes are intended to clean the channels or lumens of dirty instruments during the cleaning and decontamination processes. They can also be used as a cleaning verification tool.
KEY SURGICAL LLC | الولايات المتحدة الامريكية | United States | ME0000007347SFDAA00020 | ROUND CAPS | ROUND CAPS | Key Surgical® Instrument Tip Caps are designed to protect the tips of surgical instruments when not in use or during instrument sterilization.
KEY SURGICAL LLC | الولايات المتحدة الامريكية | United States | ME0000007347SFDAA00024 | AIRFLOW CAPS | AIRFLOW CAPS | Key Surgical® Instrument Tip Caps are designed to protect the tips of surgical instruments when not in use or during instrument sterilization.
KEY SURGICAL LLC | الولايات المتحدة الامريكية | United States | ME0000007347SFDAA00017 | CLEANING BRUSHES FLAT TIP | GENERAL INSTRUMENT CLEANING BRUSH | Key Surgical® Toothbrush-Style Cleaning Brushes are intended to clean dirty instruments during the cleaning and decontamination processes.
KEY SURGICAL LLC | الولايات المتحدة الامريكية | United States | ME0000007347SFDAA00014 | BONE REAMER BRUSH | BONE REAMER BRUSH | Key Surgical® Channel Cleaning, Fan Tip, Lumen Guard, and MIS Brushes are intended to clean the channels or lumens of dirty instruments during the cleaning and decontamination processes. They can also be used as a cleaning verification tool.
KEY SURGICAL LLC | الولايات المتحدة الامريكية | United States | ME0000007347SFDAA00006 | MICRO MESH TRAYS | MICRO MESH TRAYS | MICRO MESH TRAYS
KEY SURGICAL LLC | الولايات المتحدة الامريكية | United States | ME0000007347SFDAA00006 | MICRO MESH TRAYS | MICRO MESH TRAYS | MICRO MESH TRAYS
KEY SURGICAL LLC | الولايات المتحدة الامريكية | United States | ME0000007347SFDAA00010 | CLEANING BRUSH | CLEANING BRUSH | Key Surgical® Channel Cleaning, Fan Tip, Lumen Guard, and MIS Brushes are intended to clean the channels or lumens of dirty instruments during the cleaning and decontamination processes. They can also be used as a cleaning verification tool.
KEY SURGICAL LLC | الولايات المتحدة الامريكية | United States | ME0000007347SFDAA00044 | INSTRUMENT STRINGERS | INSTRUMENT STRINGERS | Key Surgical® Instrument Stringers are designed to keep hinged instruments open during cleaning and sterilization.
KEY SURGICAL LLC | الولايات المتحدة الامريكية | United States | ME0000007347SFDAA00030 | SURGICAL TRAY CORNER PROTECTORS | SURGICAL TRAY CORNER PROTECTORS | Surgical Tray Corner Protectors are designed for use on the bottom and/or top of surgical instrument trays to provide protection during sterilization, transportation, and/or storage.
KEY SURGICAL LLC | الولايات المتحدة الامريكية | United States | ME0000007347SFDAA00041 | CATHETER TRAYS | CATHETER TRAYS | The seamless stainless steel Catheter Trays provide a durable and corrosion resistant surface.
KEY SURGICAL LLC | الولايات المتحدة الامريكية | United States | ME0000007347SFDAA00038 | OBLONG INSTRUMENT TRAYS | OBLONG INSTRUMENT TRAYS | The stainless steel Oblong Instrument Trays have coved corners and large, open beadthat allow for easy handling, stacking and cleaning.
KEY SURGICAL LLC | الولايات المتحدة الامريكية | United States | ME0000007347SFDAA00005 | TAPERED CAPS | TAPERED CAPS | Key Surgical® Instrument Tip Caps are designed to protect the tips of surgical instruments when not in use or during instrument sterilization.
KEY SURGICAL LLC | الولايات المتحدة الامريكية | United States | ME0000007347SFDAA00034 | MESH TRAYS | MESH TRAYS | Key Surgical® Stainless Steel Baskets (tray) are designed to contain and protect surgical instruments during the sterilization process.
ILLUMINIX INDUSTRIES LLC. | الولايات المتحدة الامريكية | United States | ME0000007819SFDAA00010 | CLARICON SERIES SLIT LAMP | CLARICON SERIES SLIT LAMP | CLARICON MAX SLIT LAMP
KEY SURGICAL LLC | الولايات المتحدة الامريكية | United States | ME0000007347SFDAA00018 | BRUSH ASSORTMENTS | BRUSH ASSORTMENTS | Key Surgical® Toothbrush-Style Cleaning Brushes are intended to clean dirty instruments during the cleaning and decontamination processes.
KEY SURGICAL LLC | الولايات المتحدة الامريكية | United States | ME0000007347SFDAA00019 | STERILIZER CLEANING BRUSHES | STERILIZER CLEANING BRUSHES | Key Surgical® Toothbrush-Style Cleaning Brushes are intended to clean dirty instruments during the cleaning and decontamination processes.
KEY SURGICAL LLC | الولايات المتحدة الامريكية | United States | ME0000007347SFDAA00021 | FLAT CAPS | FLAT CAPS | Key Surgical® Instrument Tip Caps are designed to protect the tips of surgical instruments when not in use or during instrument sterilization.
KEY SURGICAL LLC | الولايات المتحدة الامريكية | United States | ME0000007347SFDAA00022 | OSTEOTOME CAPS | OSTEOTOME CAPS | OSTEOTOME CAPS
KEY SURGICAL LLC | الولايات المتحدة الامريكية | United States | ME0000007347SFDAA00022 | OSTEOTOME CAPS | OSTEOTOME CAPS | OSTEOTOME CAPS
KEY SURGICAL LLC | الولايات المتحدة الامريكية | United States | ME0000007347SFDAA00025 | SELF-RETAINING RETRACTOR CAPS | SELF-RETAINING RETRACTOR CAPS | Key Surgical® Instrument Tip Caps are designed to protect the tips of surgical instruments when not in use or during instrument sterilization.
KEY SURGICAL LLC | الولايات المتحدة الامريكية | United States | ME0000007347SFDAA00027 | TWIN CAP | TWIN CAP | Key Surgical® Instrument Tip Caps are designed to protect the tips of surgical instruments when not in use or during instrument sterilization.
KEY SURGICAL LLC | الولايات المتحدة الامريكية | United States | ME0000007347SFDAA00031 | MESH TRAYS | MESH TRAYS | MESH TRAYS
KEY SURGICAL LLC | الولايات المتحدة الامريكية | United States | ME0000007347SFDAA00031 | MESH TRAYS | MESH TRAYS | MESH TRAYS
KEY SURGICAL LLC | الولايات المتحدة الامريكية | United States | ME0000007347SFDAA00007 | TRAY LINERS | TRAY LINERS | TRAY LINERS
KEY SURGICAL LLC | الولايات المتحدة الامريكية | United States | ME0000007347SFDAA00007 | TRAY LINERS | TRAY LINERS | TRAY LINERS
KEY SURGICAL LLC | الولايات المتحدة الامريكية | United States | ME0000007347SFDAA00035 | STERILIZATION POUCHES | STERILIZATION POUCHES | Self-sealing sterilization pouches that include both internal and external steam and EtO sterilization indicators.
KEY SURGICAL LLC | الولايات المتحدة الامريكية | United States | ME0000007347SFDAA00037 | PERFORATED MAYO TRAYS | PERFORATED MAYO TRAYS | Key Surgical Perforated Mayo Trays are used for steam sterilization.
KEY SURGICAL LLC | الولايات المتحدة الامريكية | United States | ME0000007347SFDAA00039 | HIGH-SIDED PERFORATED TRAYS | HIGH-SIDED PERFORATED TRAYS | The stainless steel High-Sided Perforated Trays are designed to protect fragile instruments during set-up and procedures.
KEY SURGICAL LLC | الولايات المتحدة الامريكية | United States | ME0000007347SFDAA00042 | FLAT COVERS | FLAT COVERS | The stainless steel Flat Covers with recessed strap handles for easyhandling and stacking for storage.
KEY SURGICAL LLC | الولايات المتحدة الامريكية | United States | ME0000007347SFDAA00015 | CLEAR POINT PROTECTOR | SINGLE USE POINT PROTECTOR | Key Surgical® Point Protectors are designed to protect the tips and edges of surgical instruments when not in use, during transportation and during sterilization.
KEY SURGICAL LLC | الولايات المتحدة الامريكية | United States | ME0000007347SFDAA00015 | CLEAR POINT PROTECTOR | SINGLE USE POINT PROTECTOR | Key Surgical® Point Protectors are designed to protect the tips and edges of surgical instruments when not in use, during transportation and during sterilization.
KEY SURGICAL LLC | الولايات المتحدة الامريكية | United States | ME0000007347SFDAA00033 | TIP CAPS | TIP CAPS | Key Surgical® Instrument Tip Caps are designed to protect the tips of surgical instruments when not in use or during instrument sterilization.
KEY SURGICAL LLC | الولايات المتحدة الامريكية | United States | ME0000007347SFDAA00011 | CONTAINER PAPER FILTER | CONTAINER PAPER FILTER | Key Surgical® Container Filters are accessory parts for a sterile barrier system (sterilization container) intended to be used to form a reliable barrier against microbes during the sterilization of devices (instruments) of suitable dimensions in sterilization containers.
KEY SURGICAL LLC | الولايات المتحدة الامريكية | United States | ME0000007347SFDAA00004 | CHANNEL CLEANING BRUSHES | CHANNEL CLEANING BRUSHES | Key Surgical® Channel Cleaning, Fan Tip, Lumen Guard, and MIS Brushes are intended to clean the channels or lumens of dirty instruments during the cleaning and decontamination processes. They can also be used as a cleaning verification tool.
KEY SURGICAL LLC | الولايات المتحدة الامريكية | United States | ME0000007347SFDAA00016 | TOOTHBRUSH-STYLE CLEANING BRUSHES | TOOTHBRUSH-STYLE CLEANING BRUSHES | Key Surgical® Toothbrush-Style Cleaning Brushes are intended to clean dirty instruments during the cleaning and decontamination processes.
KEY SURGICAL LLC | الولايات المتحدة الامريكية | United States | ME0000007347SFDAA00026 | BRUSH ORGANIZERS | BRUSH ORGANIZERS | Designed to keep various cleaning brushes organized.
KEY SURGICAL LLC | الولايات المتحدة الامريكية | United States | ME0000007347SFDAA00023 | SKIN HOOK CAPS | SKIN HOOK CAPS | Key Surgical® Instrument Tip Caps are designed to protect the tips of surgical instruments when not in use or during instrument sterilization.
KEY SURGICAL LLC | الولايات المتحدة الامريكية | United States | ME0000007347SFDAA00028 | MINIMALLY INVASIVE SURGICAL (MIS) CAPS | MINIMALLY INVASIVE SURGICAL (MIS) CAPS | Key Surgical® Instrument Tip Caps are designed to protect the tips of surgical instruments when not in use or during instrument sterilization.
KEY SURGICAL LLC | الولايات المتحدة الامريكية | United States | ME0000007347SFDAA00036 | PLASTIC STERILIZATION TRAYS | PLASTIC STERILIZATION TRAYS | Key Surgical Plastic Sterilization Trays are designed to protect various instruments during sterilization and storage.
KEY SURGICAL LLC | الولايات المتحدة الامريكية | United States | ME0000007347SFDAA00040 | INSTRUMENT TRAYS | INSTRUMENT TRAYS | The stainless steel Instrument Trays have coved corners for easy handling and transportation.
KEY SURGICAL LLC | الولايات المتحدة الامريكية | United States | ME0000007347SFDAA00008 | INSTRUMENT PROTECTORS | INSTRUMENT PROTECTORS | Key Surgical® Instrument Sleeves are designed to protect the tips and edges of surgical instruments when not in use, during transportation and during sterilization.
KEY SURGICAL LLC | الولايات المتحدة الامريكية | United States | ME0000007347SFDAA00032 | TIP GUARDVENTED | TIP GUARDVENTED | Key Surgical® Instrument Tip Caps are designed to protect the tips of surgical instruments when not in use or during instrument sterilization.
KEY SURGICAL LLC | الولايات المتحدة الامريكية | United States | ME0000007347SFDAA00012 | BRUSH FOR SUCTION TUBES | BRUSH FOR SUCTION TUBES | Key Surgical® Channel Cleaning, Fan Tip, Lumen Guard, and MIS Brushes are intended to clean the channels or lumens of dirty instruments during the cleaning and decontamination processes. They can also be used as a cleaning verification tool.
KEY SURGICAL LLC | الولايات المتحدة الامريكية | United States | ME0000007347SFDAA00043 | DOME COVERS | DOME COVERS | The stainless steel Dome Covers have strap handles for easy handling.
ILLUMINIX INDUSTRIES LLC. | الولايات المتحدة الامريكية | United States | ME0000007819SFDAA00009 | ESSENCE MANUAL REFRACTOR | ESSENCE MANUAL REFRACTOR | ESSENCE MANUAL REFRACTOR
Arthrex, Inc. | الولايات المتحدة الامريكية | United States | ME0000004766SFDAA00011 | TUNNEL PLUG | TUNNEL PLUG | tunnel plug
Arthrex, Inc. | الولايات المتحدة الامريكية | United States | ME0000004766SFDAA00015 | SMALL JOINT OSTEOTOME STRAIGHT , .217" (12MM) W/HANDLE | SMALL JOINT OSTEOTOME STRAIGHT , .217" (12MM) W/HANDLE | SMALL JOINT OSTEOTOME STRAIGHT , .217" (12MM) W/HANDLE
Arthrex, Inc. | الولايات المتحدة الامريكية | United States | ME0000004766SFDAA00019 | DRILL GUIDE, VAL, 2.4MM | DRILL GUIDE, VAL, 2.4MM | DRILL GUIDE, VAL, 2.4MM
Arthrex, Inc. | الولايات المتحدة الامريكية | United States | ME0000004766SFDAA00017 | CENTERLINE ENDOS CARPAL TUNNEL RELEASE INSTCASE | CENTERLINE ENDOS CARPAL TUNNEL RELEASE INSTCASE | CENTERLINE ENDOS CARPAL TUNNEL RELEASE INSTCASE
Arthrex, Inc. | الولايات المتحدة الامريكية | United States | ME0000004766SFDAA00013 | 4MM DILATOR | 4MM DILATOR | 4MM DILATOR
Stryker Medical | الولايات المتحدة الامريكية | United States | ME0000000992SFDAA00169 | Secure® Connect | Cable-free nurse call solution | Cable-free nurse call solution
Biolase, Inc | الولايات المتحدة الامريكية | United States | ME0000015116SFDAA00001 | Diode Laser System Surgical Handpiece | Diode Laser System Surgical Handpiece | Surgical handpiece used in dental surgery
Biolase, Inc | الولايات المتحدة الامريكية | United States | ME0000015116SFDAA00005 | Deep Tissue Handpiece Disposable Shields | Deep Tissue Handpiece Disposable Shields | Disposable shield used in dental surgery
Biolase, Inc | الولايات المتحدة الامريكية | United States | ME0000015116SFDAA00003 | Diode Laser System Deep Tissue Handpiece Kit | Diode Laser System Deep Tissue Handpiece Kit | Tissue handpiece used in dental surgery
Biolase, Inc | الولايات المتحدة الامريكية | United States | ME0000015116SFDAA00007 | Waterlase Laser System Gold Straight Handpiece | Waterlase Laser System Gold Straight Handpiece | Reusable Dental handpiece
ILLUMINIX INDUSTRIES LLC. | الولايات المتحدة الامريكية | United States | ME0000007819SFDAA00011 | STOOL | STOOL | ORBIT STOOL
Biolase, Inc | الولايات المتحدة الامريكية | United States | ME0000015116SFDAA00004 | Whitening Handpiece Disposable Shields | Whitening Handpiece Disposable Shields | Disposable shield used in dental surgery
DePuy Orthopaedics, Inc. | الولايات المتحدة الامريكية | United States | ME0000015094SFDAA00081 | SELF-CENTERING MOD CATHCART HEMI HEAD INST TRAY | HEAD INST TRAY | Surgical instrument.
Biolase, Inc | الولايات المتحدة الامريكية | United States | ME0000015116SFDAA00002 | Diode Laser System Whitening Handpiece Kit | Diode Laser System Whitening Handpiece Kit | Whitening handpiece used in dental surgery
Biolase, Inc | الولايات المتحدة الامريكية | United States | ME0000015116SFDAA00006 | Waterlase Laser System Gold Handpiece | Waterlase Laser System Gold Handpiece | Dental Handpiece
Covidien llc | الولايات المتحدة الامريكية | United States | ME0000001197SFDAA00091 | ForceTriad FT Series Bipolar Resection Footswitch | Bpolar Resection Footswitch | FT Series Bipolar Resection Footswitch
ADVANCED STERILIZATION PRODUCTS, INC. | الولايات المتحدة الامريكية | United States | ME0000022768SFDAA00024 | STERRAD VELOCITY™ Validation Kit for STERRAD™ 100S Sterilizer | STERRAD VELOCITY™ Validation Kit for STERRAD™ 100S Sterilizer | Sterilizer Validation Kit
invacare corporation | الولايات المتحدة الامريكية | United States | ME0000009639SFDAA00002 | INVACARE Mariner Rehab Shower Commode chair | Wheelchair | Shower commode chair
ADVANCED STERILIZATION PRODUCTS, INC. | الولايات المتحدة الامريكية | United States | ME0000022768SFDAA00026 | STERRAD VELOCITY™ Validation Kit for STERRAD NX™ Sterilizer | STERRAD VELOCITY™ Validation Kit for STERRAD NX™ Sterilizer | Sterilizer Validation Kit
ADVANCED STERILIZATION PRODUCTS, INC. | الولايات المتحدة الامريكية | United States | ME0000022768SFDAA00028 | STERRAD VELOCITY™ Validation Kit for EXPRESS | STERRAD VELOCITY™ Validation Kit for EXPRESS | Sterilizer Validation Kit
Stryker Spine | الولايات المتحدة الامريكية | United States | ME0000009395SFDAA00038 | Xia Specialty Low Profile Derotation Tube | Xia Specialty Low Profile Derotation Tube | A heavy-duty, hand-held manual surgical instrument intended to be used to reduce or seat an implantable rod into the saddle of an implant (i.e., bone screw, spinal hook) used as a component of a system to apply force to a series of vertebrae to correct scoliosis (lateral curvature of the spine) or other spinal conditions.
STERIS Corporation | الولايات المتحدة الامريكية | United States | ME0000015003SFDAA00017 | VERIFY Incubator | VERYIFY Dual and Single Temperature 28-Well Incubators | VERYIFY Dual and Single Temperature 28-Well Incubators
ADVANCED STERILIZATION PRODUCTS, INC. | الولايات المتحدة الامريكية | United States | ME0000022768SFDAA00027 | STERRAD VELOCITY™ Validation Kit for STERRAD™ 100NX Sterilizer | STERRAD VELOCITY™ Validation Kit for STERRAD™ 100NX Sterilizer | Sterilizer Validation Kit
Arthrex, Inc. | الولايات المتحدة الامريكية | United States | ME0000004766SFDAA00014 | DILATOR, ECTR SMALL | DILATOR, ECTR SMALL | DILATOR, ECTR SMALL
UNITED STATES ENDOSCOPY GROUP, INC. Also trading as US Endoscopy | الولايات المتحدة الامريكية | United States | ME0000013866SFDAA00012 | BIOSHIELD BIOSPY VALVE | BIOSHIELD BIOSPY VALVE | Endoscopes Endoscopic Instruments And Accessories
Arthrex, Inc. | الولايات المتحدة الامريكية | United States | ME0000004766SFDAA00020 | Osteotomy instrument case | Osteotomy instrument case | Osteotomy instrument case
Arthrex, Inc. | الولايات المتحدة الامريكية | United States | ME0000004766SFDAA00023 | Driver Handle w/AO Connection medium | Driver Handle w/AO Connection medium | Driver Handle w/AO Connection medium
Arthrex, Inc. | الولايات المتحدة الامريكية | United States | ME0000004766SFDAA00025 | Swan Retractor, Left | Swan Retractor, Left | Swan Retractor, Left
Arthrex, Inc. | الولايات المتحدة الامريكية | United States | ME0000004766SFDAA00029 | Bended Blade Retractor, 26 mm | Bended Blade Retractor, 26 mm | Bended Blade Retractor, 26 mm
Arthrex, Inc. | الولايات المتحدة الامريكية | United States | ME0000004766SFDAA00033 | Forked retractor with guide rails for J-span technique, 15 mm | Forked retractor with guide rails for J-span technique, 15 mm | Forked retractor with guide rails for J-span technique, 15 mm
Arthrex, Inc. | الولايات المتحدة الامريكية | United States | ME0000004766SFDAA00037 | Graft Inserter for J-Span technique | Graft Inserter for J-Span technique | Graft Inserter for J-Span technique
Circl Especialty | الولايات المتحدة الامريكية | United States | ME0000000583SFDAA00054 | KLIP | WHEELCHAIRS | WHEELCHAIRS to help disabled peoples | كرسي لمساعدة ذوي الاحتياجات الخاصة
Medtronic Sofamor Danek USA, Inc. | الولايات المتحدة الامريكية | United States | ME0000000273SFDAA00749 | Graft Delivery Instrument Tray | Graft Delivery Instrument Tray | Reusable Instruments and Accessories
Medtronic Sofamor Danek USA, Inc. | الولايات المتحدة الامريكية | United States | ME0000000273SFDAA00748 | UPBITING MICROPITUITARY | UPBITING MICROPITUITARY | Reusable Instruments and Accessories
Medtronic Sofamor Danek USA, Inc. | الولايات المتحدة الامريكية | United States | ME0000000273SFDAA00755 | CORONAL LEFT BENDER | CORONAL LEFT BENDER | Reusable Instruments and Accessories
Arthrex, Inc. | الولايات المتحدة الامريكية | United States | ME0000004766SFDAA00036 | Metal trial with handle for J-Span technique, 20 mm | Metal trial with handle for J-Span technique, 20 mm | Metal trial with handle for J-Span technique, 20 mm
Arthrex, Inc. | الولايات المتحدة الامريكية | United States | ME0000004766SFDAA00032 | Swan Retractor, Right | Swan Retractor, Right | Swan Retractor, Right
Arthrex, Inc. | الولايات المتحدة الامريكية | United States | ME0000004766SFDAA00028 | Bended Blade Retractor, 18 mm | Bended Blade Retractor, 18 mm | Bended Blade Retractor, 18 mm
Arthrex, Inc. | الولايات المتحدة الامريكية | United States | ME0000004766SFDAA00035 | Metal trial with handle for J-Span technique, 15 mm | Metal trial with handle for J-Span technique, 15 mm | Metal trial with handle for J-Span technique, 15 mm
Arthrex, Inc. | الولايات المتحدة الامريكية | United States | ME0000004766SFDAA00031 | Meniscal Repair & Resection Set - Case | Meniscal Repair & Resection Set - Case | Meniscal Repair & Resection Set - Case
Arthrex, Inc. | الولايات المتحدة الامريكية | United States | ME0000004766SFDAA00027 | Nerve & Fascia Retractor | Nerve & Fascia Retractor | Nerve & Fascia Retractor
Arthrex, Inc. | الولايات المتحدة الامريكية | United States | ME0000004766SFDAA00022 | Osteotome for Open Wedge Osteotomy, 10 mm | Osteotome for Open Wedge Osteotomy, 10 mm | Osteotome for Open Wedge Osteotomy, 10 mm
Stryker Instruments | الولايات المتحدة الامريكية | United States | ME0000007652SFDAA00010 | Elite 7 cm Angled Attachment | Elite 7 cm Angled Attachment | Elite 7 cm Angled Attachment
Medtronic Sofamor Danek USA, Inc. | الولايات المتحدة الامريكية | United States | ME0000000273SFDAA00746 | MED GUIDEWIRE, .062" | MED GUIDEWIRE, .062" | MED GUIDEWIRE, .062"
Medtronic Sofamor Danek USA, Inc. | الولايات المتحدة الامريكية | United States | ME0000000273SFDAA00750 | Graft Impactor 45 Deg | Graft Impactor 45 Deg | Reusable Instruments and Accessories
The Electrode Store | الولايات المتحدة الامريكية | United States | ME0000008155SFDAA00003 | Disposable Neonatal aEEG Hydrogel Electrodes | Electrode Store Disposable (Hydrogel) Surface Electrodes | Disposable Electrodes
Codonics Incorporated | الولايات المتحدة الامريكية | United States | ME0000009877SFDAA00001 | VIRTUA | Medical Image Disc Publisher | Medical Image Disc Publisher
Mueller Sports Medicine , Inc. | الولايات المتحدة الامريكية | United States | ME0000007619SFDAA00004 | Mueller Arm and elbow braces and supports | Arm and elbow braces and supports | Arm and elbow braces and supports help provide compression and support to elbow and forearm
Mercury Medical | الولايات المتحدة الامريكية | United States | ME0000000494SFDAA00004 | Face-Cradle | Face-Cradle | the face cradle prone support the head during prone position procedures
Circl Especialty | الولايات المتحدة الامريكية | United States | ME0000000582SFDAA00002 | ANCHOR | WHEELCHAIRS | WHEELCHAIRS to help disabled peoples | كرسي لمساعدة ذوي الاحتياجات الخاصة
Medtronic Sofamor Danek USA, Inc. | الولايات المتحدة الامريكية | United States | ME0000000273SFDAA00752 | Medium Graft Pusher | Medium Graft Pusher | Reusable Instruments and Accessories
Mueller Sports Medicine , Inc. | الولايات المتحدة الامريكية | United States | ME0000007619SFDAA00007 | Mueller Tape and Bandages | Tape and Bandages | Tape and Bandages Provide support to weak, injured or unstable body parts
Medtronic Sofamor Danek USA, Inc. | الولايات المتحدة الامريكية | United States | ME0000000273SFDAA00747 | MED 2MM CURVED SCISSORS | MED 2MM CURVED SCISSORS | Reusable Instruments and Accessories
Mueller Sports Medicine , Inc. | الولايات المتحدة الامريكية | United States | ME0000007619SFDAA00003 | Mueller Back supports and Braces | Back supports and Braces | Back supports and Braces provide support to weak , sore or injured backs
Healthmark Industries Co Inc. | الولايات المتحدة الامريكية | United States | ME0000021791SFDAA00040 | SST SYSTEM | Retrieval system for reusable contaminated sharps | Retrieval system for reusable contaminated sharps
Medtronic Sofamor Danek USA, Inc. | الولايات المتحدة الامريكية | United States | ME0000000273SFDAA00821 | Graft Pusher | Graft Pusher | Reusable surgical instruments
DTC Dental USA LTD | الولايات المتحدة الامريكية | United States | ME0000001251SFDAA00061 | Lingual Button Bondable | Lingual buttons | Lingual buttons
Medtronic Sofamor Danek USA, Inc. | الولايات المتحدة الامريكية | United States | ME0000000273SFDAA00745 | Generic lid base | Generic lid base | Reusable Instruments and Accessories
Mueller Sports Medicine , Inc. | الولايات المتحدة الامريكية | United States | ME0000007619SFDAA00002 | Mueller Knee leg braces and supports | Knee leg braces & supports | Knee leg braces and supports
Advanced Sterilization Products, Inc | الولايات المتحدة الامريكية | United States | ME0000022791SFDAA00028 | STERRAD VELOCITY™ Validation Kit for STERRAD™ 100NX Sterilizer | Sterilizer validation kit | Sterilizer validation kit
UNITED STATES ENDOSCOPY GROUP, INC. Also trading as US Endoscopy | الولايات المتحدة الامريكية | United States | ME0000013866SFDAA00009 | Bite Block | Bite Block | Endoscope and accessories
UNITED STATES ENDOSCOPY GROUP, INC. Also trading as US Endoscopy | الولايات المتحدة الامريكية | United States | ME0000013866SFDAA00016 | GUARDUS OVERTUBE | GUARDUS OVERTUBE | Endoscopes Endoscopic Instruments And Accessories
UNITED STATES ENDOSCOPY GROUP, INC. Also trading as US Endoscopy | الولايات المتحدة الامريكية | United States | ME0000013866SFDAA00014 | ETRAP-POLYP TRAP | ETRAP-POLYP TRAP | Endoscopes Endoscopic Instruments And Accessories
Advanced Sterilization Products, Inc | الولايات المتحدة الامريكية | United States | ME0000022791SFDAA00026 | STERRAD VELOCITY™ Validation Kit for STERRAD 100S™ Sterilizer | Sterilizer validation kit | Sterilizer validation kit
Stryker Instruments | الولايات المتحدة الامريكية | United States | ME0000007652SFDAA00009 | Elite 7cm Straight Attachment | Elite 7cm Straight Attachment | Elite 7cm Straight Attachment
Advanced Sterilization Products, Inc | الولايات المتحدة الامريكية | United States | ME0000022791SFDAA00029 | STERRAD VELOCITY™ Validation Kit for EXPRESS | Sterilizer validation kit | Sterilizer validation kit
Mueller Sports Medicine , Inc. | الولايات المتحدة الامريكية | United States | ME0000007619SFDAA00005 | Mueller Cold and Hot Therapy | Cold and Hot Therapy | Mueller Cold and Hot Therapy Help reduce and relieve pain and swelling
Stryker Spine | الولايات المتحدة الامريكية | United States | ME0000000260SFDAA00006 | Navigation Enabled – XIA® | LID | A container intended to provide a suitable platform for placing/containing clinical instruments (typically endoscopes or surgical instruments) for use during a clinical procedure
Medtronic Sofamor Danek USA, Inc. | الولايات المتحدة الامريكية | United States | ME0000000273SFDAA00753 | Small Graft Pusher | Small Graft Pusher | Reusable Instruments and Accessories
Covidien llc | الولايات المتحدة الامريكية | United States | ME0000001197SFDAA00087 | Valleylab Bipolar Standard Footswitch | Bipolar Footswitch | Standard Bipolar Footswitch
Resonance Technology, Inc. | الولايات المتحدة الامريكية | United States | ME0000000670SFDAA00021 | CinemaVision Audio/Video System | CinemaVision Audio/Video System | CinemaVision Audio/Video System
Viscot Medical LLC | الولايات المتحدة الامريكية | United States | ME0000008519SFDAA00001 | Viscot Surgical Markers | Surgical Skin Marker | Surgical Site Marking For Health Industry
Stryker Spine | الولايات المتحدة الامريكية | United States | ME0000000261SFDAA00010 | Navigation Enabled – XIA®-ES2® | Cannulated Tap | he Stryker Spine Navigation Enabled Instruments are intended for exclusive use with the Medtronic StealthStation System to facilitate the preparation and placement of the pedicle screws of the Stryker Spine XIA 3(including Serrato), XIA 4.5(including XIA CT), ES2, Mantis, Mantis Redux, and XIA 2 Spinal Fixation Systems.
Medtronic Sofamor Danek USA, Inc. | الولايات المتحدة الامريكية | United States | ME0000000273SFDAA00751 | Graft Impactor 15 Deg | Graft Impactor 15 Deg | Reusable Instruments and Accessories
Medtronic Sofamor Danek USA, Inc. | الولايات المتحدة الامريكية | United States | ME0000000273SFDAA00754 | DIIATOR | DIIATOR | Reusable Instruments and Accessories
Advanced Sterilization Products, Inc | الولايات المتحدة الامريكية | United States | ME0000022791SFDAA00027 | STERRAD VELOCITY™ Validation Kit for STERRAD NX™ Sterilizer | Sterilizer validation kit | Sterilizer validation kit
Invotec International, Inc. | الولايات المتحدة الامريكية | United States | ME0000006950SFDAA00014 | External Nasal Splint | External Nasal Splint | Nasal Splint
Stryker Spine | الولايات المتحدة الامريكية | United States | ME0000000262SFDAA00056 | Navigation Enabled – Serrato®-ES2®-XIA®3 | Cannulated Driver | The Stryker Spine Navigation Enabled Instruments are intended for exclusive use with the Medtronic StealthStation System to facilitate the preparation and placement of the pedicle screws of the Stryker Spine XIA 3(including Serrato), XIA 4.5(including XIA CT), ES2, Mantis, Mantis Redux, and XIA 2 Spinal Fixation Systems.
Covidien llc | الولايات المتحدة الامريكية | United States | ME0000001197SFDAA00089 | Valleylab Monopolar Footswitch | Monopolar Footswitch | Electrosurgical Monoploar Footswitch
Tiadent Inc | الولايات المتحدة الامريكية | United States | ME0000007160SFDAA00007 | Tia Tornado Gold file | Tia Tornado Gold file | This product is a dental restoration medical devices, for the treatment of various pulpitis, pulp necrosis and other conventional root canal shaping &cleaning and filling.
Tiadent Inc | الولايات المتحدة الامريكية | United States | ME0000007160SFDAA00006 | Tia Viera File | Tia Viera File | This product is a dental restoration medical devices, for the treatment of various pulpitis, pulp necrosis and other conventional root canal shaping &cleaning
Tiadent Inc | الولايات المتحدة الامريكية | United States | ME0000007160SFDAA00006 | Tia Viera File | Tia Viera File | This product is a dental restoration medical devices, for the treatment of various pulpitis, pulp necrosis and other conventional root canal shaping &cleaning
Respironics, Inc. | الولايات المتحدة الامريكية | United States | ME0000000599SFDAA00177 | Trilogy Evo In-Use Case | Ventilator Accessories | Ventilator Accessories | Trilogy Evo حقيبة استخدام
Respironics, Inc. | الولايات المتحدة الامريكية | United States | ME0000000599SFDAA00178 | Trilogy Evo Wheelchair Mount | Ventilator Accessories | Ventilator Accessories | Trilogy Evo دعامة تركيب الكرسي المتحرك
UNITED STATES ENDOSCOPY GROUP, INC. Also trading as US Endoscopy | الولايات المتحدة الامريكية | United States | ME0000013866SFDAA00017 | ROTH NET RETRIEVER | ROTH NET RETRIEVER | Endoscopes Endoscopic Instruments And Accessories
Tecomet, Inc. | الولايات المتحدة الامريكية | United States | ME0000014093SFDAA00001 | Torque Limiting Axial | Torque Limiting Axial | Reprocessing Surgical Instruments
UNITED STATES ENDOSCOPY GROUP, INC. Also trading as US Endoscopy | الولايات المتحدة الامريكية | United States | ME0000013866SFDAA00018 | Boost head positioner | Boost head positioner | single-use Freestanding headrest
Tecomet Inc. | الولايات المتحدة الامريكية | United States | ME0000003204SFDAA00088 | Driver Assembly, Hex Female 13mm 1/4" Male Square Drive | Driver Assembly, Hex Female 13mm 1/4" Male Square Drive | Evolution-TL and Evolution-C Removal Kits
Respironics, Inc. | الولايات المتحدة الامريكية | United States | ME0000000599SFDAA00176 | Trilogy Evo Detachable Battery Pack | Ventilator Accessories | Ventilator Accessories | بطارية قابلة للفصل
OrthoPediatrics Corp,. | الولايات المتحدة الامريكية | United States | ME0000005734SFDAA00345 | SPICA TABLE ASSEMBLY | SPICA TABLE ASSEMBLY | Orthopaedic casting stand.
Biolase, Inc | الولايات المتحدة الامريكية | United States | ME0000015116SFDAA00010 | Waterlase Laser System Fractional Handpiece Kit | Waterlase Laser System Fractional Handpiece Kit | Dental handpiece laser system
Respironics, Inc. | الولايات المتحدة الامريكية | United States | ME0000000599SFDAA00175 | Trilogy Evo Roll Stand | Ventilator Accessories | Ventilator Accessories | حامل دوار
Stryker Medical | الولايات المتحدة الامريكية | United States | ME0000000992SFDAA00183 | Power Pro 2 | Patients Transport Vehicle | Patients Transport Vehicle
UNITED STATES ENDOSCOPY GROUP, INC. Also trading as US Endoscopy | الولايات المتحدة الامريكية | United States | ME0000013866SFDAA00015 | MIO MEDICAL DEVICE ORGANIZER | MIO MEDICAL DEVICE ORGANIZER | Operating Tables And Accessories
Tiadent Inc | الولايات المتحدة الامريكية | United States | ME0000007160SFDAA00009 | Tia Tornado Blue file | Tia Tornado Blue file | This product is a dental restoration medical devices, for the treatment of various pulpitis, pulp necrosis and other conventional root canal shaping &cleaning and filling.
UNITED STATES ENDOSCOPY GROUP, INC. Also trading as US Endoscopy | الولايات المتحدة الامريكية | United States | ME0000013866SFDAA00008 | BioShield-irrigator | BioShield-irrigator | Single-use endoscopic biopsy valve.
TECFEN MEDICAL | الولايات المتحدة الامريكية | United States | ME0000006873SFDAA00001 | Post Cataract Sunglasses | Post Cataract Sunglasses | Post Cataract Sunglasses
Boston Scientific Corporation | الولايات المتحدة الامريكية | United States | ME0000000637SFDAA00056 | EXALT Monitor Mount | EXALT Monitor Mount | Monitor is intended for use with a Boston Scientific singleuse endoscope
Tiadent Inc | الولايات المتحدة الامريكية | United States | ME0000007160SFDAA00008 | Tia Premium Gold file | Tia Premium Gold file | Intended Purpose: This product is a dental restoration medical devices, for the treatment of various pulpitis, pulp necrosis and other conventional root canal shaping &cleaning and filling.
Philips Medical Systems | الولايات المتحدة الامريكية | United States | ME0000003248SFDAA00207 | Thermal Paper | Electrocardiographic Recording Paper | The ECG Paper products are intended to record patient medical readings, and archival or patient medical readings
Philips Medical Systems | الولايات المتحدة الامريكية | United States | ME0000003273SFDAA00001 | Defibrillator Chemical/Thermal Paper | Defibrillator Chemical/Thermal Paper | the ECG Paper products are intended to record patient medical readings, and archival or patient medical readings
Boston Scientific Corporation | الولايات المتحدة الامريكية | United States | ME0000000637SFDAA00052 | EXALT™ | EXALT™ | intended for use with a Boston Scientific single-use endoscope for endoscopic diagnosis
Philips Medical Systems | الولايات المتحدة الامريكية | United States | ME0000003248SFDAA00208 | Thermal Roll Paper, 110mm Wide | Thermal Roll Paper, 110mm Wide | the ECG Paper products are intended to record patient medical readings, and archival or patient medical readings
Tiadent Inc | الولايات المتحدة الامريكية | United States | ME0000007160SFDAA00019 | Tia Carbide Burs | Carbide Burs | This product is a dental restoration medical devices, for the treatment of various pulpitis, pulp necrosis and other conventional root canal shaping &cleaning and filling.
Gunther Weiss Scientific Glassblowing Co., Inc. | الولايات المتحدة الامريكية | United States | ME0000001836SFDAA00035 | Jones Tubes | Jones tube probe tear drain | small Pyrex glass tube used in the Conjuctivo dacryocystorhinostomy (CDCR) procedure to completely bypass the lacrimal drainage system
TIDI PRODUCTS LLC | الولايات المتحدة الامريكية | United States | ME0000001883SFDAA00001 | PEEK A BOO MITT | PROTECTIVE RESTRAINT | POSEY PEEK-A-BOO HAND MITTEN
Ultradent products Inc | الولايات المتحدة الامريكية | United States | ME0000015206SFDAA00002 | Opalescence 35% | Opalescence 35% | In Home Whitening system use in to whiten teeth in home use
ContourMD Marketing Group, LLC | الولايات المتحدة الامريكية | United States | ME0000001575SFDAA00002 | ContourMD | Post-Operative Compression Garments (BRA, Bandeau) | BRA, Bandeau, Compression Garments
BSN medical Inc. | الولايات المتحدة الامريكية | United States | ME0000005416SFDAA00028 | JOBST® Maternity Opaque 15-20 | JOBST® Maternity | Compression or pressure sock-stocking. | جوارب طبية ضاغطة
BSN medical Inc. | الولايات المتحدة الامريكية | United States | ME0000005416SFDAA00027 | JOBST® Ultrasheer 20-30 | Jobst ® UltraSheer | Compression or pressure sock-stocking | جوارب طبية ضاغطة
Contour MD Marketing Group, LLC | الولايات المتحدة الامريكية | United States | ME0000001578SFDAA00002 | ContourMD | Post-Operative Compression Garments (Girdles, Full Body) | Girdles, Full Body, Compression Garments
Mueller Sports Medicine , Inc. | الولايات المتحدة الامريكية | United States | ME0000007619SFDAA00008 | Nasal Sponge | Nasal Sponge | Control nosebleeds occuring in the first inch of the nose Hydrates and expand to deliver pressure to the area
St. Jude Medical, Inc. | الولايات المتحدة الامريكية | United States | ME0000001068SFDAA00003 | Cable Kit | WorkMate Claris System | WorkMate Claris System Cable Kit
St. Jude Medical, Inc. | الولايات المتحدة الامريكية | United States | ME0000001068SFDAA00004 | ECG Cable Set | WorkMate Claris System | WorkMate Claris System Cable set
St. Jude Medical, Inc. | الولايات المتحدة الامريكية | United States | ME0000001068SFDAA00005 | Bed Rail Kit | WorkMate Claris System | WorkMate Claris System Bed Rail Kit
Stryker Medical | الولايات المتحدة الامريكية | United States | ME0000001368SFDAA00001 | SV2 | Electric Hospital Bed | Electric Hospital Bed
Stryker Medical | الولايات المتحدة الامريكية | United States | ME0000000992SFDAA00007 | SurgiStool II | SurgiStool | seat for surgical procedures
Stryker Medical | الولايات المتحدة الامريكية | United States | ME0000000992SFDAA00009 | TRURize | Clinical Chair | Clinical Chair
Wright Medical Technology ,Inc. | الولايات المتحدة الامريكية | United States | ME0000004610SFDAA00064 | PROPHECY™ INVISION™ | Talus Guide Capture Knob | SURGICAL INSTRUMENT
Wright Medical Technology ,Inc. | الولايات المتحدة الامريكية | United States | ME0000004610SFDAA00058 | ORTHOLOC® 3Di | K-WIRE TISSUE PROTECTOR | SURGICAL INSTRUMENT
Tornier Inc | الولايات المتحدة الامريكية | United States | ME0000006419SFDAA00132 | Latitude™ EV | RADIAL CUT GUIDE | SURGICAL INSTRUMENT
Tornier Inc | الولايات المتحدة الامريكية | United States | ME0000006419SFDAA00128 | LATITUDE EV | LATITUDE EV SCREWDRIVER BIT 2,5 MM | SURGICAL INSTRUMENT
Tornier Inc | الولايات المتحدة الامريكية | United States | ME0000006419SFDAA00135 | Aequalis™ PerFORM+ | NEO-REAMER DEPTH STOP | SURGICAL INSTRUMENT
Tornier Inc | الولايات المتحدة الامريكية | United States | ME0000006419SFDAA00139 | Aequalis™ PerFORM+ | POSTERIOR GLENOID RETRACTOR | SURGICAL INSTRUMENT
Tornier Inc | الولايات المتحدة الامريكية | United States | ME0000006419SFDAA00143 | Aequalis™ PerFORM+ | ANTI-ROTATION DRILL BIT | SURGICAL INSTRUMENT
Tornier Inc | الولايات المتحدة الامريكية | United States | ME0000006419SFDAA00147 | Aequalis™ PerFORM | KEELED QUICK RELEASE DRILL BIT | SURGICAL INSTRUMENT
Tornier Inc | الولايات المتحدة الامريكية | United States | ME0000006419SFDAA00151 | Aequalis™ PerFORM+ | KEELED OSTEOTOME AND PUNCH HANDLE | SURGICAL INSTRUMENT
Mako Surgical Corp. | الولايات المتحدة الامريكية | United States | ME0000005424SFDAA00049 | MAKO® THA ARRAY KIT UPPER TRAY | Reusable instrument tray | Reusable instrument tray
Tornier Inc | الولايات المتحدة الامريكية | United States | ME0000006419SFDAA00129 | LATITUDE EV | LATITUDE EV ULNAR JIG | SURGICAL INSTRUMENT
Wright Medical Technology ,Inc. | الولايات المتحدة الامريكية | United States | ME0000004610SFDAA00060 | DARCO™ | Drill Guide | SURGICAL INSTRUMENT
Tornier Inc | الولايات المتحدة الامريكية | United States | ME0000006419SFDAA00148 | Aequalis™ PerFORM+ | KEELED GLENOID TRIAL | SURGICAL INSTRUMENT
Tornier Inc | الولايات المتحدة الامريكية | United States | ME0000006419SFDAA00144 | Aequalis™ PerFORM+ | KEELED CHECKER | SURGICAL INSTRUMENT
Tornier Inc | الولايات المتحدة الامريكية | United States | ME0000006419SFDAA00140 | Aequalis™ PerFORM+ | SIZER | SURGICAL INSTRUMENT
Wright Medical Technology ,Inc. | الولايات المتحدة الامريكية | United States | ME0000004610SFDAA00065 | PROPHECY™ INVISION™ | Talus Resection Guide | SURGICAL INSTRUMENT
Tornier Inc | الولايات المتحدة الامريكية | United States | ME0000006419SFDAA00134 | Latitude™ EV | LATITUDE TRIAL ULNAR CAP | SURGICAL INSTRUMENT
Tornier Inc | الولايات المتحدة الامريكية | United States | ME0000006419SFDAA00127 | Latitude EV | HUMERAL BROACH ADAPTER LEFT | Surgical instrument
Tornier Inc | الولايات المتحدة الامريكية | United States | ME0000006419SFDAA00131 | LATITUDE EV | CUT GUIDE BLOCK | SURGICAL INSTRUMENT
Tornier Inc | الولايات المتحدة الامريكية | United States | ME0000006419SFDAA00133 | Latitude™ EV | LATITUDE RADIAL HEAD IMPACTOR | SURGICAL INSTRUMENT
Wright Medical Technology ,Inc. | الولايات المتحدة الامريكية | United States | ME0000004610SFDAA00063 | PROPHECY™ INVISION™ | Talus Guide Capture | SURGICAL INSTRUMENT
Tornier Inc | الولايات المتحدة الامريكية | United States | ME0000006419SFDAA00138 | Aequalis™ PerFORM+ | FOSSA LOCKING ROD | SURGICAL INSTRUMENT
Tornier Inc | الولايات المتحدة الامريكية | United States | ME0000006419SFDAA00142 | Aequalis™ PerFORM+ | FOSSA REFERENCING GUIDE | SURGICAL INSTRUMENT
Tornier Inc | الولايات المتحدة الامريكية | United States | ME0000006419SFDAA00146 | Aequalis™ PerFORM+ | KEELED PERIPHERAL DRILL GUIDE | SURGICAL INSTRUMENT
Tornier Inc | الولايات المتحدة الامريكية | United States | ME0000006419SFDAA00150 | Aequalis™ PerFORM+ | KEELED PUNCH | SURGICAL INSTRUMENT
Wright Medical Technology ,Inc. | الولايات المتحدة الامريكية | United States | ME0000004610SFDAA00067 | Wire Pliers | Wire Pliers | SURGICAL INSTRUMENT
BSN medical Inc. | الولايات المتحدة الامريكية | United States | ME0000005416SFDAA00030 | FarrowWrap® Lite Arm | FarrowWrap | Adjustable compression devices
Max Mobility, LLC | الولايات المتحدة الامريكية | United States | ME0000002148SFDAA00008 | SmartDrive | Wheelchair | Wheelchair
Suntech Medical, Inc. | الولايات المتحدة الامريكية | United States | ME0000004589SFDAA00015 | One Piece Durable Cuff | One Piece Durable Cuff | One Piece Durable Cuff
Medtronic Powered Surgical Solutions | الولايات المتحدة الامريكية | United States | ME0000000262SFDAA00072 | ENT MR8™ High-Speed Drill | ENT MR8™ High-Speed Drill | Accessory to ENT MR8™ High-Speed Drill.
Coltene/whaledent inc | الولايات المتحدة الامريكية | United States | ME0000012201SFDAA00001 | Hygenic | Dental Dam Clamp | Dental Dam Clamp
Suntech Medical, Inc. | الولايات المتحدة الامريكية | United States | ME0000004589SFDAA00014 | Soft Disposable Single Patient Use BP Cuff | Soft Disposable Single Patient Use BP Cuff | Soft Disposable Single Patient Use BP Cuff
BSN medical Inc. | الولايات المتحدة الامريكية | United States | ME0000005416SFDAA00031 | JOBST® Sport 15-20 | JOBST® Sport | Medical Support Stocking | جوارب طبية ضاغطة
GE Medical Systems Information Technologies, Inc | الولايات المتحدة الامريكية | United States | ME0000003421SFDAA00064 | NIBP Hose | Non-Invasive Blood Pressure Cuff Accessories | Non-Invasive Blood Pressure Cuff Accessories
MediCapture, Inc. | الولايات المتحدة الامريكية | United States | ME0000002347SFDAA00002 | MVR Pro | MVR Pro | MVR Pro is a medical grade, High Definition Video Recorder.
Covidien llc | الولايات المتحدة الامريكية | United States | ME0000001197SFDAA00118 | Microstream™ Advance Neonatal-Infant Intubated CO2 Filter Line | Filter Line | CO2 Sampling Line | N/A
Medtronic Sofamor Danek USA, Inc. | الولايات المتحدة الامريكية | United States | ME0000000273SFDAA00838 | CD HORIZON spinal system 5.5/6.0 FAS/SAS longitude screwdriver | CD HORIZON spinal system 5.5/6.0 FAS/SAS longitude screwdriver | Manual surgical instrument
Lumitex Medical Devices, Inc. | الولايات المتحدة الامريكية | United States | ME0000001725SFDAA00039 | BiliSoft Pad Covers | Pad Covers | Pad Covers
Covidien llc | الولايات المتحدة الامريكية | United States | ME0000001197SFDAA00117 | Microstream™ Advance Adult-Pediatric Intubated CO2 Filter Line | Filter Line | CO2 Sampling Line | N/A
ContourMD Marketing Group, LLC | الولايات المتحدة الامريكية | United States | ME0000001579SFDAA00193 | ContourMD | Post-Operative Compression Garments (Pillow) | Pillow , Compression Garments
Stryker Instruments | الولايات المتحدة الامريكية | United States | ME0000007652SFDAA00012 | Extender | Extender | Extender
Stryker Instruments | الولايات المتحدة الامريكية | United States | ME0000007652SFDAA00011 | Irrigation Tip | Irrigation Tip | Irrigation Tip
Kirwan Surgical Products LLC | الولايات المتحدة الامريكية | United States | ME0000002385SFDAA00003 | Reusable Bipolar Cable, 12 FEET (3.66M) SILICONE | Reusable Bipolar Cable | Reusable cords are intended to connect an electrosurgical device to an electrosurgical generator
Stryker Communications, Inc. | الولايات المتحدة الامريكية | United States | ME0000006189SFDAA00024 | Connected OR Lite | S-Series Package | The COR Lite system is intended to be used for integration of ancillary compatible equipment and audio, video and data routing.
TIDI PRODUCTS LLC | الولايات المتحدة الامريكية | United States | ME0000001883SFDAA00003 | QUICK RELEASE QUILTED LIMB HOLDER | PROTECTIVE RESTRAINT | QUICK RELEASE LIMB HOLDER QUILTED
Stryker Endoscopy | الولايات المتحدة الامريكية | United States | ME0000005467SFDAA00338 | Connected OR Hub Lite | Routing Package | The COR Lite system is intended to be used for integration of ancillary compatible equipment and audio, video and data routing. The routing package is intended to allow for control of audio, video and data routing for medical personnel.
TIDI PRODUCTS LLC | الولايات المتحدة الامريكية | United States | ME0000001883SFDAA00002 | CLOSED END FINGER CONTROLL MITTS | PROTECTIVE RESTRAINT | FINGER CONTROL MITTS CLOSED END
DRE MEDICAL GROUP DBA Avante Health Solutions | الولايات المتحدة الامريكية | United States | ME0000001888SFDAA00025 | Comfort Series Blanket and fluid warmers | Comfort Series Blanket and fluid warmers | Comfort Dual , Comfort VC21, Comfort Dual View , Comfort VC9 , Comfort VC5, Comfort C21, Comfort Compact , Comfort C5 , Comfort C9 . Fluid and Blanket Warmers .
BSN medical Inc. | الولايات المتحدة الامريكية | United States | ME0000005416SFDAA00032 | JOBST® For Men | JOBST For Men 15-20 | Medical Support Stocking | جوارب طبية ضاغطة
Stryker Communications, Inc. | الولايات المتحدة الامريكية | United States | ME0000006189SFDAA00023 | Connected OR Lite | Doc Station Package | The COR Lite system is intended to be used for integration of ancillary compatible equipment and audio, video and data routing
Viant Medical, LLC | الولايات المتحدة الامريكية | United States | ME0000018349SFDAA00024 | Metal Handle offset Cup Impactor | Orthopaedic implant impactor | Orthopaedic implant impactor
Bossong Hosiery Mills, Inc | الولايات المتحدة الامريكية | United States | ME0000002583SFDAA00019 | Anti-Embolism Stockings | Anti-Embolism Stockings | help prevent pooling of blood in the legs that could lead to a venous thrombosis.
BSN medical Inc. | الولايات المتحدة الامريكية | United States | ME0000005416SFDAA00034 | COMPRINET® FORTE | Stocking antioedema leg | Stocking antioedema leg
Viant Medical, LLC | الولايات المتحدة الامريكية | United States | ME0000018349SFDAA00026 | Reamer Handle/ Cup impactor Case | Instrument tray, reusable | Reusable instrument tray
Viant Medical, LLC | الولايات المتحدة الامريكية | United States | ME0000018349SFDAA00023 | EZ Clean™ Offset Raemer Handle 30 Degree Z | Acetabular orthopaedic reamer | Acetabular orthopaedic reamer
Medtronic Sofamor Danek USA, Inc. | الولايات المتحدة الامريكية | United States | ME0000000273SFDAA00845 | DRIVER 5480004V BALL ENDED REMOVAL T-25 | DRIVER 5480004V BALL ENDED REMOVAL T-25 | Intended for use in orthopedic and neurological surgical procedures to manipulate tissue, bone, or for use with other devices in surgery. An instrument may incorporate a measuring function
Medtronic Sofamor Danek USA, Inc. | الولايات المتحدة الامريكية | United States | ME0000000273SFDAA00839 | HORIZON® SOLERA® with fsn adaptor | HORIZON® tray and screw driver | Intended for use in orthopedic and neurological surgical procedures to manipulate tissue, bone, or for use with other devices in surgery. An instrument may incorporate a measuring function
Katalyst Surgical,LLC | الولايات المتحدة الامريكية | United States | ME0000006947SFDAA00107 | Katalyst Blade Holders | Blade Holders | manipulate tissues during surgery
Katalyst Surgical,LLC | الولايات المتحدة الامريكية | United States | ME0000006947SFDAA00111 | Katalyst Titanium Forceps | Titanium Forceps | manipulate tissues during surgery
Katalyst Surgical,LLC | الولايات المتحدة الامريكية | United States | ME0000006947SFDAA00115 | Katalyst Titanium Scissors | Titanium Scissors | manipulate tissues during surgery
Philips Medical Systems | الولايات المتحدة الامريكية | United States | ME0000003248SFDAA00211 | DECG Reusable Legplate Adapter Cable | Electrocardiographic Lead Set, Reusable | The DECG Reusable Legplate Adapter Cable is intended to be an accessory to Fetal Spiral Electrode, for patients requiring fetal heart rate monitoring during labor. These devices are limited by the indications for use of the connected monitor in healthcare facilities.
Philips Medical Systems | الولايات المتحدة الامريكية | United States | ME0000003248SFDAA00210 | Belt | Belt | The Avalon fetal belt is an elastic band that is intended to secure a transducer on a patient during fetal monitoring of pregnant women from approximately 22 weeks of gestation through delivery. The fetal belt is intended to be used in connection with a fetal monitor and its corresponding transducer. The wide belts are designed for all Ultrasound and Toco transducers, but can also be used with ECG and SpO2 patient modules or leg plates. The narrow belts are only intended for leg plates (not for Ultrasound or Toco transducers). The Avalon fetal belt clip is used to secure the Avalon CL transducers on the fetal belt, and the clip allows to slide the Avalon CL transducers for repositioning. The Avalon fetal belts and clips are intended for use with Philips intrapartum Fetal Monitors.
Therasuit LLC | الولايات المتحدة الامريكية | United States | ME0000001185SFDAA00003 | UGUL | Universal Exercise Unit | Rehabilitation and exercise device for individuals with neuro-motor disorders
EMEGEAR, LLC | الولايات المتحدة الامريكية | United States | ME0000000005SFDAA00002 | XCollar, NeXsplint | Orthopedic Brace | Product Description: XCollar and its compact tactical version NeXsplint are Cervical Splinting Systems that immobilize the cervical spinal region of patients. Designed especially for EMS, they ensure the highest level of patient safety while significantly reducing movement of the Cervical Spine. They help rescuers in the management of potential Cervical Spinal injuries by securing the head to the torso at four points; two posterior and two anterior above and below C‐1 and C‐7. This works to eliminate harmful distraction by protecting the Cervical Spine.
Katalyst Surgical,LLC | الولايات المتحدة الامريكية | United States | ME0000006947SFDAA00110 | Katalyst Fixation Rings | Fixation Rings | manipulate tissues during surgery
Katalyst Surgical,LLC | الولايات المتحدة الامريكية | United States | ME0000006947SFDAA00114 | Katalyst Needle Holder | Needle Holder | manipulate tissues during surgery
Katalyst Surgical,LLC | الولايات المتحدة الامريكية | United States | ME0000006947SFDAA00118 | Katalyst Sterilization Trays | Sterilization Trays | manipulate tissues during surgery
Barco, Inc. | الولايات المتحدة الامريكية | United States | ME0000002754SFDAA00002 | 32" 4K Surgical Display | 32" 4K Surgical Display | The 32" 4K Surgical Display is intended for video display during surgical procedures including arthroscopy (orthopedic surgery), laparoscopy (general and gynecological surgery), thoracoscopy, endoscopy (general, gastroenterological, and ENT surgery) and general surgery. The display is a non-sterile reusable device not intended for use in the sterile field. The display is intended for use by qualified physicians and qualified operating room personnel having complete knowledge of the surgical procedures being used
DermLite LLC | الولايات المتحدة الامريكية | United States | ME0000002419SFDAA00002 | SYRIS V900L VISUALIZATION SYSTEM | VISUALIZATION SYSTEM | VISUALIZATION SYSTEM for visual examination of intact skin
BSN medical Inc. | الولايات المتحدة الامريكية | United States | ME0000005416SFDAA00035 | Delta-Cast® Elite | Delta-Cast | Casting Tape
BSN medical Inc. | الولايات المتحدة الامريكية | United States | ME0000005416SFDAA00033 | COMPRINET® PRO | COMPRINET® PRO & S | Stocking antioedema leg
BSN medical Inc. | الولايات المتحدة الامريكية | United States | ME0000005416SFDAA00038 | JOBST® Bella Strong Gauntlet | JOBST® | Medical Compression Garment
Medtronic Sofamor Danek USA, Inc. | الولايات المتحدة الامريكية | United States | ME0000000273SFDAA00848 | PROVISIONAL DRVR 6.35 HEX | SHAFT PROVISIONAL DRVR 6.35 HEX | Intended for use in orthopedic and neurological surgical procedures to manipulate tissue, bone, or for use with other devices in surgery. An instrument may incorporate a measuring function
Medtronic Sofamor Danek USA, Inc. | الولايات المتحدة الامريكية | United States | ME0000000273SFDAA00842 | LAMINAR ELEVATOR | LAMINAR ELEVATOR | Intended for use in orthopedic and neurological surgical procedures to manipulate tissue, bone, or for use with other devices in surgery. An instrument may incorporate a measuring function
Medtronic Sofamor Danek USA, Inc. | الولايات المتحدة الامريكية | United States | ME0000000273SFDAA00843 | HK PSHR DUAL PURPOSE AND IMPL HOLDER | HK PSHR DUAL PURPOSE AND IMPL HOLDER | Intended for use in orthopedic and neurological surgical procedures to manipulate tissue, bone, or for use with other devices in surgery. An instrument may incorporate a measuring function
Medtronic Sofamor Danek USA Inc. | الولايات المتحدة الامريكية | United States | ME0000015304SFDAA00016 | INSTRUMENT METRX | INSTRUMENT | Intended for use in orthopedic and neurological surgical procedures to manipulate tissue, bone, or for use with other devices in surgery. An instrument may incorporate a measuring function
Viant Medical, LLC | الولايات المتحدة الامريكية | United States | ME0000018349SFDAA00025 | 20 DEGREE ALIGNMENT GUIDE | Orthopaedic reamer guide | Orthopaedic reamer guide
BSN medical Inc. | الولايات المتحدة الامريكية | United States | ME0000005416SFDAA00036 | Comprinet® S | Comprinet® | compression stockings
Katalyst Surgical,LLC | الولايات المتحدة الامريكية | United States | ME0000006947SFDAA00116 | Katalyst Single Shafted Instruments | Single Shafted Instruments | manipulate tissues during surgery
GCX CORPORATION | الولايات المتحدة الامريكية | United States | ME0000015138SFDAA00011 | VHM-P/PL Variable Height Arm for MXG00/700/800 | VHM-P/PL Variable Height Arm for MXG00/700/800 | Variable height arm for supporting Philips Monitor to be used in a hospital.
Katalyst Surgical,LLC | الولايات المتحدة الامريكية | United States | ME0000006947SFDAA00112 | Katalyst Gemcision Instruments | Gemcision Instruments | manipulate tissues during surgery
Katalyst Surgical,LLC | الولايات المتحدة الامريكية | United States | ME0000006947SFDAA00108 | Katalyst Cannulas | Cannulas | manipulate tissues during surgery
BSN medical Inc. | الولايات المتحدة الامريكية | United States | ME0000005416SFDAA00037 | JOBST® Bella Strong Armsleeve | JOBST® | Medical Compression Garment
GCX Corporation | الولايات المتحدة الامريكية | United States | ME0000006591SFDAA00007 | GOX Corporation | Roll Stand kit for IntelliVue X2/MP2, X3, MXJ00/400/450/500/550/600/700/750/800/850 | Roll Stand for supporting Philips Monitor to be used in a hospital
Philips Medical Systems | الولايات المتحدة الامريكية | United States | ME0000003273SFDAA00002 | Efficia 50mm Chemical Thermal Paper, No Gridlines | Efficia 50mm Chemical Thermal Paper, No Gridlines | Efficia DFM100 is intended for use in a hospital or EMS setting by qualified medical personnel trained in the operation of the device and qualified by training in basic life support, advanced life support or defibrillation.
Alcon Laboratories, Inc. | الولايات المتحدة الامريكية | United States | ME0000002437SFDAA00128 | Alcon Laser Station | Alcon Laser Station | The Laser Station is a mobile platform for the PurePoint Laser system and most of its accessories. This durable roll-around cart is ideal for the busy surgery center. Its large caster wheels add to the ease of mobility, and grasping its large grip handles makes moving it from one station to another nearly effortless. Each wheel swivels 360° and has locking levers for stationary security, then quick and easy release for movement to its next station. Power and fiber cables are wrapped around convenient hooks, keeping clutter to a minimum.
Wright Medical Technology ,Inc. | الولايات المتحدة الامريكية | United States | ME0000004610SFDAA00066 | PROPHECY™ INVISION™ | Tibia Resection Guide | Surgical instrument
Wright Medical Technology ,Inc. | الولايات المتحدة الامريكية | United States | ME0000004610SFDAA00062 | PROPHECY™ INVISION™ | Guide Shim | SURGICAL INSTRUMENT
Wright Medical Technology ,Inc. | الولايات المتحدة الامريكية | United States | ME0000004610SFDAA00061 | DARCO® | Depth Gauge | SURGICAL INSTRUMENT
Tornier Inc | الولايات المتحدة الامريكية | United States | ME0000006419SFDAA00130 | LATITUDE EV | LATITUDE EV RADIAL HEAD PROTECTOR | SURGICAL INSTRUMENT
Tornier Inc | الولايات المتحدة الامريكية | United States | ME0000006419SFDAA00149 | Aequalis™ PerFORM+ | KEELED OSTEOTOME | SURGICAL INSTRUMENT
Tornier Inc | الولايات المتحدة الامريكية | United States | ME0000006419SFDAA00141 | Aequalis™ PerFORM+ | SIZER HANDLE | SURGICAL INSTRUMENT
BSN medical Inc. | الولايات المتحدة الامريكية | United States | ME0000005416SFDAA00039 | JOBST® Bella Lite Armsleeve | JOBST® | Medical Compression Garment
Katalyst Surgical,LLC | الولايات المتحدة الامريكية | United States | ME0000006947SFDAA00109 | Katalyst Diamond Knives | Diamond Knives | manipulate tissues during surgery
Katalyst Surgical,LLC | الولايات المتحدة الامريكية | United States | ME0000006947SFDAA00113 | Katalyst Hooks and Manipulators | Hooks and Manipulators | manipulate tissues during surgery
Katalyst Surgical,LLC | الولايات المتحدة الامريكية | United States | ME0000006947SFDAA00117 | Katalyst Specula | Specula | manipulate tissues during surgery
GCX CORPORATION | الولايات المتحدة الامريكية | United States | ME0000015138SFDAA00010 | GCX Corporation | Philips Efficia CMl0/ 12/ 100/ 120/ 150 M Series 10 inch Pivot Arm Kit | Fixed Height arm for supporting Philips Efficia Monitor to be used in a hospital
Stryker Spine | الولايات المتحدة الامريكية | United States | ME0000009395SFDAA00065 | Navigated Xia® 3 | Modular Tap | Stryker Navigated Spine surgical instruments supplied by Stryker are manual medical tools designed to be used with the Stryker Spine Navigation system for the insertion of Stryker Spine XIA® 3, Xia® 4.5, MANTIS®, MANTIS® Redux, and ES2® Spinal Fixation Systems for patients undergoing spinal surgery.
VOLK OPTICAL INC. | الولايات المتحدة الامريكية | United States | ME0000008471SFDAA00021 | Volk Pictor Prestige | Volk Pictor Prestige | Volk Pictor Prestige
InterMetro Industries Corporation | الولايات المتحدة الامريكية | United States | ME0000003291SFDAA00005 | Lifeline | Emergency Cart | Emergency cart
GF Health Products, Inc. | الولايات المتحدة الامريكية | United States | ME0000015960SFDAA00004 | Hausted Mobile Surgi-Strecther | Mobile Surgi-Strecther | The Hausted Surgi-Stretchers are intended for use in patient treatment, transport or recovery
Covidien llc | الولايات المتحدة الامريكية | United States | ME0000001197SFDAA00119 | Vallrylab | Cord Clamp | reusable REM Patient Return Electrode Cord and Clamp assembles
InterMetro Industries Corporation | الولايات المتحدة الامريكية | United States | ME0000003290SFDAA00001 | Flexline | General hospital carts | General hospital cart
BSN medical Inc. | الولايات المتحدة الامريكية | United States | ME0000004131SFDAA00032 | JOBST® Bella™ Lite Combd 15-20 | Travel socks | Travel socks | رداء ضاغط طبي
GF Health Products, Inc. | الولايات المتحدة الامريكية | United States | ME0000015960SFDAA00005 | Hausted Examination Stool | Examination Stool | Stool intended to support a physician during examination
KEY SURGICAL LLC | الولايات المتحدة الامريكية | United States | ME0000007347SFDAA00046 | Channel brush cleaning | Channel brush cleaning | Channel brush cleaning
Dental Imaging Technologies Corporation | الولايات المتحدة الامريكية | United States | ME0000002789SFDAA00086 | I/O 3D Scanner | I/O 3D Scanner | Dental Intraoral Scanner
SUMMIT MEDICAL INC | الولايات المتحدة الامريكية | United States | ME0000011525SFDAA00004 | Denver Splint | External Nasal Splint | Provide external support after rhinoplasty or nasal fracture , indicated to be used postoperatively or nasal fracture patients to provide cushioned pressure to reduce edema and to provide external stabilization of bony fragments
KEY SURGICAL LLC | الولايات المتحدة الامريكية | United States | ME0000007347SFDAA00049 | Instrument Holder | Instrument Holder | Instrument Holder
KEY SURGICAL LLC | الولايات المتحدة الامريكية | United States | ME0000007347SFDAA00052 | Adhesive Remover | Adhesive Remover | Adhesive Remover
Boston Scientific Corporation | الولايات المتحدة الامريكية | United States | ME0000000537SFDAA00612 | Rhythmia HDxTM Mapping System | Location Reference Patch Kit | Location Reference Patch Kit
KEY SURGICAL LLC | الولايات المتحدة الامريكية | United States | ME0000007347SFDAA00050 | Filter | Filter | Filter
KEY SURGICAL LLC | الولايات المتحدة الامريكية | United States | ME0000007347SFDAA00048 | Instrument Tip Cap | Instrument Tip Cap | Instrument Tip Cap
KEY SURGICAL LLC | الولايات المتحدة الامريكية | United States | ME0000007347SFDAA00051 | Choice Wrap | Choice Wrap | Choice Wrap
Medline Industries, LP | الولايات المتحدة الامريكية | United States | ME0000003574SFDAA00267 | SmartGuard Nitrile Examination Gloves Powder Free | Nitrile Examination Gloves Powder Free | Nitrile Examination Gloves Powder Free
KEY SURGICAL LLC | الولايات المتحدة الامريكية | United States | ME0000007347SFDAA00047 | Flat Caps | Flat Caps | Flat Caps
ASPEN SURGICAL PRODUCTS, INC. | الولايات المتحدة الامريكية | United States | ME0000007350SFDAA00060 | Surgical Headband | Surgical Headband | Device to absorb perspiration
Accutome, Inc. | الولايات المتحدة الامريكية | United States | ME0000003545SFDAA00007 | Accutip Covers | Tonometer Tips Cover | to be used in conjunction with handheld tonometer by trained individuals experienced in taking intraocular pressure management
Mueller Sports Medicine , Inc. | الولايات المتحدة الامريكية | United States | ME0000007619SFDAA00009 | Mueller Skin-Face Protection | Skin-Face Protection | Prevention of skin pressure, rubbing, chafing and blisters
Medline Industries, LP | الولايات المتحدة الامريكية | United States | ME0000002315SFDAA00003 | VersaShield Extended Cuff Nitrile Examination Gloves Powder Free | Extended Cuff Nitrile Examination Gloves Powder Free | VersaShield Extended Cuff Nitrile Examination Gloves Powder Free
Medline Industries, LP | الولايات المتحدة الامريكية | United States | ME0000000513SFDAA00235 | SensiCare® | POWDER-FREE NITRILE EXAM GLOVES | POWDER-FREE NITRILE EXAM GLOVES
Medline Industries LP | الولايات المتحدة الامريكية | United States | ME0000003572SFDAA00010 | MediGuard ES Nitrile Examination Gloves Powder Free | Nitrile Examination Gloves Powder Free | Nitrile Examination Gloves Powder Free
Medline Industries, LP | الولايات المتحدة الامريكية | United States | ME0000002315SFDAA00004 | Eudermic MP Latex Examination Gloves Powder Free | Latex Examination Gloves Powder Free | Latex Examination Gloves Powder Free
Medline Industries, LP | الولايات المتحدة الامريكية | United States | ME0000002315SFDAA00002 | SensiCare Nitrile Examination Gloves Powder Free | Nitrile Examination Gloves Powder Free | Nitrile Examination Gloves Powder Free
Medline Industries, LP | الولايات المتحدة الامريكية | United States | ME0000002315SFDAA00005 | MediGuard Vinyl Examination Gloves Powder Free | Vinyl Examination Gloves Powder Free | Vinyl Examination Gloves Powder Free
Graphic Controls Ltd. DBA Vermed | الولايات المتحدة الامريكية | United States | ME0000002181SFDAA00006 | Paper | Recording Chart | Recording Chart
Altimate Medical, Inc. | الولايات المتحدة الامريكية | United States | ME0000003417SFDAA00005 | EasyStand StrapStand | EasyStand StrapStand | StrapStand
SIRONA Dental Systems GmbH | الولايات المتحدة الامريكية | United States | ME0000003591SFDAA00005 | Xios XG USB Interface | Xios XG USB· Interface | Xios XG USB· Interface
DARCO International Inc. | الولايات المتحدة الامريكية | United States | ME0000003786SFDAA00001 | GentleStep | Diabetic Shoes | Foam Shoes For Diabetic Patients
Kirwan Surgical Products LLC | الولايات المتحدة الامريكية | United States | ME0000002386SFDAA00001 | Reusable Bipolar Adapters | Reusable Bipolar Adapters | To connect an electrosurgical device to an electro surgical generator (cords). To convert small pins into standard banana pins or a Bovie-type pin
TELEMED SYSTEMS | الولايات المتحدة الامريكية | United States | ME0000003864SFDAA00001 | Reusable Biopsy Forceps | Reusable Biopsy Forceps | The TeleMed Systems Gastrointestinal and Bronchial Reusable Biopsy Forceps are manufactured using the highest quality materials. The Biopsy Forceps incorporate the following features: • Consistent performance procedure after procedure • Variety of cup sizes and configurations • Variety of cable lengths
TELEMED SYSTEMS | الولايات المتحدة الامريكية | United States | ME0000003894SFDAA00001 | Biopsy valve | Biopsy valve | Disposable biopsy valve, non-sterile, single-patient use.
BSN medical Inc. | الولايات المتحدة الامريكية | United States | ME0000005416SFDAA00040 | JOBST® Surgical Vest | Surgical Vest | Surgical Vest
MEDSOURCE INTERNATIONAL LLC | الولايات المتحدة الامريكية | United States | ME0000001066SFDAA00130 | MedSource Blood Pressure Cuffs | Blood Pressure Cuffs | Blood Pressure Cuffs used with Blood pressure units
GE Medical Systems, LLC | الولايات المتحدة الامريكية | United States | ME0000003365SFDAA00046 | MR High Impedance ECG Cable | ECG Cable | ECG cable
Philips Medical Systems | الولايات المتحدة الامريكية | United States | ME0000003248SFDAA00212 | Wee Sight Transilluminator | Transilluminator | Transilluminator
SST Group, Inc. | الولايات المتحدة الامريكية | United States | ME0000016435SFDAA00002 | DMC- EzDicom | Software | DMC- EzDicom
DePuy Spine | الولايات المتحدة الامريكية | United States | ME0000000723SFDAA00382 | VSP® SPINE SYSTEM SOUNDING PROBE | Spinal surgical reusable instruments | Spinal surgical reusable instruments
GE Medical Systems, LLC | الولايات المتحدة الامريكية | United States | ME0000003365SFDAA00044 | FCP | Coil | Coil
Advanced Sterilization Products | الولايات المتحدة الامريكية | United States | ME0000000743SFDAA00010 | APTIMAX™ Instrument Tray Holders | Instrument Tray Holder | Instrument Tray Holder
Olsen Medical, LLC | الولايات المتحدة الامريكية | United States | ME0000004069SFDAA00001 | Electrosurgical Bipolar Cable Adapter | Electrosurgical Bipolar Cable Adapter | The adapter is designed to function as the active cord connector in Gold Probe™ and Injection Gold Probe™ Bipolar hemostasis devices. The adapter is sold as a non-sterile, multi-use device; unless otherwise noted. Each adapter is designed to withstand 20 sterilization cycles when properly cared for and sterilized according to the instructions below.
Advanced Sterilization Products | الولايات المتحدة الامريكية | United States | ME0000000743SFDAA00015 | CIDEZYME™ Enzymatic Detergent | Enzymatic Detergent | Enzymatic Detergent
Advanced Sterilization Products | الولايات المتحدة الامريكية | United States | ME0000000743SFDAA00009 | AEROZYME™ XTRA Multi Enzymatic Detergent | Detergent, cleaning solution | Detergent, cleaning solution
Advanced Sterilization Products | الولايات المتحدة الامريكية | United States | ME0000000743SFDAA00013 | AUTOSURE™ MRC Reagent | MRC Reagent | MRC Reagent
Advanced Sterilization Products | الولايات المتحدة الامريكية | United States | ME0000000743SFDAA00014 | CIDEX™ Instrument Tray Systems | Instrument Tray System | Instrument Tray System
Advanced Sterilization Products | الولايات المتحدة الامريكية | United States | ME0000000743SFDAA00022 | STERRAD VELOCITY™ Validation Kit for STERRAD™ 100S Sterilizer | Sterilizer Validation Kit | Sterilizer Validation Kit
MIZUHO ORTHOPEDIC SYSTEMS, INC. | الولايات المتحدة الامريكية | United States | ME0000009173SFDAA00010 | Cover, 6" Perineal Post (12/CS) | Foam Cover | Cover, 6" Perineal Post (12/CS)
GE Healthcare Coils | الولايات المتحدة الامريكية | United States | ME0000003343SFDAA00122 | Pediatric Positioner Pad Set | Positioning board | Positioning board
Propper Manufacturing Co. | الولايات المتحدة الامريكية | United States | ME0000004170SFDAA00032 | Propper Mfg, | Self-Seal Dust Covers | These are Plastic Bags To protect the product from Dust
Carolon Company | الولايات المتحدة الامريكية | United States | ME0000004030SFDAA00001 | Health Support Medical Compression | Health Support Medical Compression | Health Support is knitted with a unique stitch construction, using double covered elastic yarns creating a smooth fabric that is easier to get on.
Trigg Laboratories, Inc | الولايات المتحدة الامريكية | United States | ME0000004197SFDAA00002 | Wet® Desserts™ Frosted Cupcake | Personal Lubricant | Personal Lubricant | مزلق شخصي
Advanced Sterilization Products | الولايات المتحدة الامريكية | United States | ME0000000743SFDAA00023 | STERRAD™ 100NX Sterilizer DUO Cycle Kit | Sterilizer Kit | Sterilizer Kit
Advanced Sterilization Products | الولايات المتحدة الامريكية | United States | ME0000000743SFDAA00017 | STERRAD VELOCITY™ Biological Indicator/Process Challenge Device | Biological Indicator | Biological Indicator
Axelgaard Manufacturing Co., Ltd. | الولايات المتحدة الامريكية | United States | ME0000007769SFDAA00006 | ValuTrode | Neurostimulation Electrodes | Neurostimulation Electrodes
Advanced Sterilization Products | الولايات المتحدة الامريكية | United States | ME0000000743SFDAA00021 | STERRAD VELOCITY™ Validation Kit for STERRAD™ 100NX Sterilizer | Sterilizer Validation Kit | Sterilizer Validation Kit
MIZUHO ORTHOPEDIC SYSTEMS, INC. | الولايات المتحدة الامريكية | United States | ME0000009173SFDAA00008 | Pkit, Hana and ProFx 6/cs | Patient Care Kit | Pkit, Hana and ProFx 6/cs
Life Instrument Corporation | الولايات المتحدة الامريكية | United States | ME0000009167SFDAA00027 | Stainless Frazier Suction | Stainless Frazier Suction | Stainless Frazier Suction
Boston Scientific Corporation | الولايات المتحدة الامريكية | United States | ME0000000537SFDAA00616 | Rhythmia HDx CardioLab Direct Connect IC | Rhythmia HDx CardioLab Direct Connect IC | Direct Connect Cable
Trigg Laboratories, Inc | الولايات المتحدة الامريكية | United States | ME0000004198SFDAA00002 | WET® Flavored™ Sexy Strawberry | Personal lubricant | Personal lubricant
Carolon Company | الولايات المتحدة الامريكية | United States | ME0000004029SFDAA00007 | Carolon Couture | Carolon Couture | Carolon Couture stockings, socks and arm sleeves are knitted with silver yarns for anti-microbial performance for the life of the product.
Viz.ai, Inc. | الولايات المتحدة الامريكية | United States | ME0000004289SFDAA00018 | Viz ICH | Software | Image Processing Software
NDS Surgical Imaging LLC. | الولايات المتحدة الامريكية | United States | ME0000004027SFDAA00005 | ZEROWIRE G2 | ZEROWIRE G2 | Image display monitor, colour.
Trigg Laboratories, Inc | الولايات المتحدة الامريكية | United States | ME0000004224SFDAA00002 | WET® Cool Tingle Water Based | Personal lubricant | Personal lubricant | مزلق شخصي
Philips Oral Healthcare, LLC | الولايات المتحدة الامريكية | United States | ME0000004074SFDAA00138 | Philips Sonicare Power Flosser Replacement Nozzles | Water Jet Flosser, Replacement Nozzle | Water Jet Flosser, Replacement Nozzle | فيلبس سونيكير فوهات إضافية لجهاز تنظيف مابين الاسنان القوي فوهة اف 1 القياسية + فوهة التدفق الرباعي اف3
BSN medical Inc. | الولايات المتحدة الامريكية | United States | ME0000005416SFDAA00042 | JOBST® Bella Lite Gauntlet 20-30 | JOBST® | Medical Compression Garment | اكمام ضغط الزراع
MIZUHO ORTHOPEDIC SYSTEMS, INC. | الولايات المتحدة الامريكية | United States | ME0000009173SFDAA00007 | Hana/ProFx Traction Boots XLarge (pr) | Traction Boot | Hana/ProFx Traction Boots XLarge (pr)
Advanced Sterilization Products | الولايات المتحدة الامريكية | United States | ME0000000743SFDAA00011 | APTIMAX™ Instrument Trays | Instrument Tray | Instrument Tray
Orthomerica Products, Inc. | الولايات المتحدة الامريكية | United States | ME0000002340SFDAA00025 | CA MC SPINAL | CA MC SPINAL | Spinal Orthosis
Trigg Laboratories, Inc | الولايات المتحدة الامريكية | United States | ME0000004192SFDAA00002 | WET® Platinum® Silicone Lubricant | Personal lubricant | Personal lubricant | مزلق شخصي
Trigg Laboratories, Inc | الولايات المتحدة الامريكية | United States | ME0000004199SFDAA00011 | WET® Flavored™ Popp'n Cherry | Personal lubricant | Personal lubricant | مزلق شخصي
Stryker Communications, Inc. | الولايات المتحدة الامريكية | United States | ME0000006189SFDAA00026 | Switch Point Infinity® 3 | Video Router | Stryker Switch Point Infinity® 3 (SPI3) Control System is intended to be a central point of control and integration of ancillary compatible equipment, audio, video, and data routing, as well as teleconferencing for medical personnel.
Advanced Sterilization Products | الولايات المتحدة الامريكية | United States | ME0000000743SFDAA00025 | STERRAD™ 100NX System EXPRESS Cycle Kit | Sterilizer Kit | Sterilizer Kit
Advanced Sterilization Products | الولايات المتحدة الامريكية | United States | ME0000000743SFDAA00028 | STERRAD™ SEALSURE™ Chemical Indicator Tape | Chemical Indicator Tape | Chemical Indicator Tape
Advanced Sterilization Products | الولايات المتحدة الامريكية | United States | ME0000000743SFDAA00024 | STERRAD™ 100NX System DUO Cycle Upgrade Kit | Sterilizer Kit | Sterilizer Kit
Becton, Dickinson And Company | الولايات المتحدة الامريكية | United States | ME0000001874SFDAA00028 | Surgical Clipper Blade | Disposable blade | Disposable blade
Covidien llc | الولايات المتحدة الامريكية | United States | ME0000001197SFDAA00128 | Truclear | Calibration Insert | Stainless steel reusable devices designed to be placed through the working channel of a TruClear™ operative hysteroscope and seal cap during calibration of the hysteroscopic fluid management system.
Viz.ai, Inc. | الولايات المتحدة الامريكية | United States | ME0000004288SFDAA00005 | Viz CTP | Software | Image Processing Software
Wright Medical Technology ,Inc. | الولايات المتحدة الامريكية | United States | ME0000004610SFDAA00070 | X-REAM™ | T-Handle | Surgical Instrument
DTC Dental USA LTD | الولايات المتحدة الامريكية | United States | ME0000001251SFDAA00063 | Arch Wire Box | Arch Wire Box | Arch Wire Box
DTC Dental USA LTD | الولايات المتحدة الامريكية | United States | ME0000001251SFDAA00086 | Tubes tweezer with long tip | tweezers | tweezers
DTC Dental USA LTD | الولايات المتحدة الامريكية | United States | ME0000001251SFDAA00074 | Mini MBT, metal self-ligating Brackets | self-ligating Brackets | self-ligating Brackets
DTC Dental USA LTD | الولايات المتحدة الامريكية | United States | ME0000001251SFDAA00072 | Lip Retractor | Retractors | Retractors
DTC Dental USA LTD | الولايات المتحدة الامريكية | United States | ME0000001251SFDAA00078 | Open surgical | Open surgical | Open surgical
Bio-Rad Laboratories, Inc. | الولايات المتحدة الامريكية | United States | ME0000001021SFDAA00636 | Instrument Probe Cleaning Solution | Instrument Probe Cleaning Solution | Instrument Probe Cleaning Solution
Boston Scientific Corporation | الولايات المتحدة الامريكية | United States | ME0000000537SFDAA00618 | RHYTHMIA HDx™ Localization Generator Cable | RHYTHMIA HDx™ Localization Generator Cable | Generator Cable
Advanced Sterilization Products | الولايات المتحدة الامريكية | United States | ME0000000743SFDAA00019 | STERRAD VELOCITY™ Validation Kit for EXPRESS | Sterilizer Validation Kit | Sterilizer Validation Kit
Covidien llc | الولايات المتحدة الامريكية | United States | ME0000001197SFDAA00128 | Truclear | Calibration Insert | Stainless steel reusable devices designed to be placed through the working channel of a TruClear™ operative hysteroscope and seal cap during calibration of the hysteroscopic fluid management system.
DTC Dental USA LTD | الولايات المتحدة الامريكية | United States | ME0000001251SFDAA00066 | Cheek Retractor | Retractors | Retractors
DTC Dental USA LTD | الولايات المتحدة الامريكية | United States | ME0000001251SFDAA00074 | Mini MBT, metal self-ligating Brackets | self-ligating Brackets | self-ligating Brackets
DTC Dental USA LTD | الولايات المتحدة الامريكية | United States | ME0000001251SFDAA00082 | Safety Neck Pad with module | Orthodontic headgear | Orthodontic headgear
Orthomerica Products, Inc. | الولايات المتحدة الامريكية | United States | ME0000002340SFDAA00017 | STARBAND | STARBAND | Cranial Orthosis
Tiadent Inc | الولايات المتحدة الامريكية | United States | ME0000007160SFDAA00030 | Tia VERA BLUE file | Tia VERA BLUE file | This product is a dental restoration medical devices, for the treatment of various pulpitis, pulp necrosis and other conventional root canal shaping &cleaning and filling.
Tiadent Inc | الولايات المتحدة الامريكية | United States | ME0000007160SFDAA00034 | VIOX LIGHT CURE | VIOX LIGHT CURE | An ultrasonic scaler is a device intended for use during dental cleaning and periodontal (gum) therapy to remove calculus deposits from teeth by application of an ultrasonic vibrating scaler tip to the teeth.
Tiadent Inc | الولايات المتحدة الامريكية | United States | ME0000007160SFDAA00037 | VIOX SCALER | VIOX SCALER | An ultrasonic scaler is a device intended for use during dental cleaning and periodontal (gum) therapy to remove calculus deposits from teeth by application of an ultrasonic vibrating scaler tip to the teeth
Tiadent Inc | الولايات المتحدة الامريكية | United States | ME0000007160SFDAA00026 | Endo Inspector Motor | Endo motor | A dental handpiece and accessories is an AC-powered, water-powered, air- powered, or belt-driven, hand-held device that may include a foot controller for regulation of speed and direction of rotation or a contra-angle attachment for difficult to reach areas intended to prepare dental cavities for restorations, such as fillings.
Symmetry Medical Manufacturing Inc. | الولايات المتحدة الامريكية | United States | ME0000003866SFDAA00004 | CERVICAL TRAY FOR BITS, SS | Tray | The cases devices and their components (Lids and trays) are noninvasive reusable devices: cases are intended to store instruments and implants.
Covidien llc | الولايات المتحدة الامريكية | United States | ME0000001197SFDAA00130 | McGrath 3.6V Battery | Battery | Battery
Viz.ai, Inc. | الولايات المتحدة الامريكية | United States | ME0000004290SFDAA00002 | Viz LVO | Software | Image Processing Software
Gauthier Biomedical Inc. | الولايات المتحدة الامريكية | United States | ME0000005219SFDAA00009 | 4.75 SQUARE FIXED ULTRA MINI T-HANDLE | 4.75 SQUARE FIXED ULTRA MINI T-HANDLE | Orthopedic surgical instruments.
Stryker Communications, Inc. | الولايات المتحدة الامريكية | United States | ME0000006189SFDAA00025 | Studio 3™ | Application Server | The intended use of Studio3 is to provide electronic storage of surgical videos, images and related documents and allow medical professionals the capability to search and retrieve these assets for viewing. Studio3 is indicated for use with compatible surgical digital capture devices. The users of the Studio3 product are medical professionals who would like to access stored videos or images that were previously recorded.
Trigg Laboratories, Inc | الولايات المتحدة الامريكية | United States | ME0000004196SFDAA00020 | Wet® Desserts™ Whipped Cream | Personal lubricant | Personal lubricant | مزلق شخصي
NDS Surgical Imaging, LLC | الولايات المتحدة الامريكية | United States | ME0000004027SFDAA00009 | Medical Display, NDS Radiance Ultra 32" 4K/UHD | Medical Display | High quality Medical Display
Symmetry Medical Manufacturing Inc. | الولايات المتحدة الامريكية | United States | ME0000003866SFDAA00008 | THORACOLUMBAR BIT LID, SS | Lid | The cases devices and their components (Lids and trays) are noninvasive reusable devices: cases are intended to store instruments and implants.
Symmetry Medical Manufacturing Inc. | الولايات المتحدة الامريكية | United States | ME0000003866SFDAA00004 | CERVICAL TRAY FOR BITS, SS | Tray | The cases devices and their components (Lids and trays) are noninvasive reusable devices: cases are intended to store instruments and implants.
Gauthier Biomedical Inc. | الولايات المتحدة الامريكية | United States | ME0000005219SFDAA00007 | Multi color inline ratcheting handle | Multi color inline ratcheting handle | Orthopedic surgical instruments.
Medline Industries, LP | الولايات المتحدة الامريكية | United States | ME0000002315SFDAA00007 | Universal Blade Clippers | Universal Blade Clippers | Universal Blade Clippers
NDS Surgical Imaging, LLC | الولايات المتحدة الامريكية | United States | ME0000004027SFDAA00010 | Radiance Ultra 32" HD Medical Display | Medical Display | High quality Medical Display
Symmetry Medical Manufacturing Inc. | الولايات المتحدة الامريكية | United States | ME0000003866SFDAA00005 | THORACOLUMBAR INST 1 TRAY, SS | Tray | The cases devices and their components (Lids and trays) are noninvasive reusable devices: cases are intended to store instruments and implants.
Symmetry Medical Manufacturing Inc. | الولايات المتحدة الامريكية | United States | ME0000003866SFDAA00010 | CERVICAL BITS INST 1 LID, SS | Lid | The cases devices and their components (Lids and trays) are noninvasive reusable devices: cases are intended to store instruments and implants.
DTC Dental USA LTD | الولايات المتحدة الامريكية | United States | ME0000001251SFDAA00065 | buccal tubes upper single/lower single | buccal tubes | buccal tubes
DTC Dental USA LTD | الولايات المتحدة الامريكية | United States | ME0000001251SFDAA00067 | Combination Pull system with elastic and chin cup large | Combination Pull system | Combination Pull system
DTC Dental USA LTD | الولايات المتحدة الامريكية | United States | ME0000001251SFDAA00071 | Lingual cleats bondable round base | Bondable Lingual Cleat | Bondable Lingual Cleat
DTC Dental USA LTD | الولايات المتحدة الامريكية | United States | ME0000001251SFDAA00076 | NiTI open coil spring | NiTI coil spring | NiTI coil spring
DTC Dental USA LTD | الولايات المتحدة الامريكية | United States | ME0000001251SFDAA00080 | pre molar torquing springs | torquing springs | torquing springs
DTC Dental USA LTD | الولايات المتحدة الامريكية | United States | ME0000001251SFDAA00084 | Stainless Steel Mirror | Stainless Steel Mirror | Stainless Steel Mirror
TELEMED SYSTEMS | الولايات المتحدة الامريكية | United States | ME0000003798SFDAA00002 | Leak test | Leak test | The TeleMed Endoscope Leak Tester is designed to detect air leakage from the working channel and preventing potential costly repair. It should be used prior to every cleaning cycle.
Advanced Sterilization Products | الولايات المتحدة الامريكية | United States | ME0000000743SFDAA00027 | STERRAD™ Instrument Tray Mats | Instrument Tray Mat | Instrument Tray Mat
Respironics, Inc. | الولايات المتحدة الامريكية | United States | ME0000000599SFDAA00181 | DreamStation Go Battery Pack | Rechargeable Li-Ion Battery Pack | Rechargeable Li-Ion Battery Pack | بطارية أيون الليثيوم قابلة لإعادة الشحن
Symmetry Medical Manufacturing Inc. | الولايات المتحدة الامريكية | United States | ME0000003866SFDAA00007 | CERVICAL INST 2 TRAY, SS | Tray | The cases devices and their components (Lids and trays) are noninvasive reusable devices: cases are intended to store instruments and implants.
Abbott Medical | الولايات المتحدة الامريكية | United States | ME0000004494SFDAA00002 | CentriMag™ Pressure Cable for BD DTXPlus Transducer | CentriMag™ Pressure Cable for BD DTXPlus Transducer | CentriMag™ Pressure Cable for BD DTXPlus Transducer
St. Jude Medical Inc. | الولايات المتحدة الامريكية | United States | ME0000001187SFDAA00003 | TactiSys Quartz, TactiFlex Radiofrequency Cable | TactiSys Quartz, TactiFlex Radiofrequency Cable | TactiSys Quartz, TactiFlex Radiofrequency Cable
MIZUHO ORTHOPEDIC SYSTEMS, INC. | الولايات المتحدة الامريكية | United States | ME0000009173SFDAA00014 | MTS Orthopedic Trauma Top | Operating Table Top | MTS Orthopedic Trauma Top
MIZUHO ORTHOPEDIC SYSTEMS, INC. | الولايات المتحدة الامريكية | United States | ME0000009173SFDAA00016 | MTS Radiolucent Imaging Top | Operating Table Top | MTS Radiolucent Imaging Top
MIZUHO ORTHOPEDIC SYSTEMS, INC. | الولايات المتحدة الامريكية | United States | ME0000009173SFDAA00030 | Wilson Frame Pad, 29x10x1 (set of 2) | Operating Table Gel Pads | Wilson Frame Pad, 29x10x1 (set of 2)
MIZUHO ORTHOPEDIC SYSTEMS, INC. | الولايات المتحدة الامريكية | United States | ME0000009173SFDAA00017 | Accessory Clamp | Spar Clamp | Accessory Clamp
MIZUHO ORTHOPEDIC SYSTEMS, INC. | الولايات المتحدة الامريكية | United States | ME0000009173SFDAA00028 | Lateral Support Pad | Positioning Pad | Lateral Support Pad
MIZUHO ORTHOPEDIC SYSTEMS, INC. | الولايات المتحدة الامريكية | United States | ME0000009173SFDAA00024 | Hana/ProFx 3in Extended Perineal Post | Perineal Post | Hana/ProFx 3in Extended Perineal Post
MIZUHO ORTHOPEDIC SYSTEMS, INC. | الولايات المتحدة الامريكية | United States | ME0000009173SFDAA00020 | Traction Foot Plate | Traction Foot Plate | Traction Foot Plate Assembly
MIZUHO ORTHOPEDIC SYSTEMS, INC. | الولايات المتحدة الامريكية | United States | ME0000009173SFDAA00015 | Orthopedic Equipment Cart | Accessory Trolley | Orthopedic Equipment Cart
MIZUHO ORTHOPEDIC SYSTEMS, INC. | الولايات المتحدة الامريكية | United States | ME0000009173SFDAA00019 | Tibia Traction Upright | Medical Table Clamp | Tibia Traction Upright
MIZUHO ORTHOPEDIC SYSTEMS, INC. | الولايات المتحدة الامريكية | United States | ME0000009173SFDAA00023 | ProFx Traction Boot Adapter Assy | Boot Adapter | ProFx Traction Boot Adapter Assy
MIZUHO ORTHOPEDIC SYSTEMS, INC. | الولايات المتحدة الامريكية | United States | ME0000009173SFDAA00027 | Hana/ProFx 90deg Pin and Wire Holder | Skeletal Traction Holder | Hana/ProFx 90deg Pin and Wire Holder
MIZUHO ORTHOPEDIC SYSTEMS, INC. | الولايات المتحدة الامريكية | United States | ME0000009173SFDAA00012 | Hana/ProFx 3IN Shortened Perineal Post | Perineal Post | Hana/ProFx 3IN Shortened Perineal Post
MIZUHO ORTHOPEDIC SYSTEMS, INC. | الولايات المتحدة الامريكية | United States | ME0000009173SFDAA00021 | Hana/ProFx Lower Leg Support | Leg Support | Hana/ProFx Lower Leg Support
MIZUHO ORTHOPEDIC SYSTEMS, INC. | الولايات المتحدة الامريكية | United States | ME0000009173SFDAA00029 | Translating Arm Board Assy, for 5338 | Arm Board | Translating Arm Board Assy, for 5338
MIZUHO ORTHOPEDIC SYSTEMS, INC. | الولايات المتحدة الامريكية | United States | ME0000009173SFDAA00025 | Pkit, Fracture, Hana | Table Accessory | Pkit, Fracture, Hana
Advanced Sterilization Products | الولايات المتحدة الامريكية | United States | ME0000000743SFDAA00016 | CIDEZYME™ XTRA | Multi Enzymatic Detergent | Multi Enzymatic Detergent
Advanced Sterilization Products | الولايات المتحدة الامريكية | United States | ME0000000743SFDAA00026 | STERRAD™ Chemical Indicator Strip | Chemical Indicator Strip | Chemical Indicator Strip
Advanced Sterilization Products | الولايات المتحدة الامريكية | United States | ME0000000743SFDAA00029 | Tyvek® Heat Seal Pouch with STERRAD™ Chemical Indicator | Pouches with Chemical Indicator | Pouches with Chemical Indicator
Advanced Sterilization Products | الولايات المتحدة الامريكية | United States | ME0000000743SFDAA00018 | STERRAD VELOCITY™ Reader | Biological Sterilization Indicator Reader | Biological Sterilization Indicator Reader
Advanced Sterilization Products | الولايات المتحدة الامريكية | United States | ME0000000743SFDAA00020 | STERRAD VELOCITY™ Validation Kit for STERRAD NX™ Sterilizer | Sterilizer Validation Kit | Sterilizer Validation Kit
Wright Medical Technology ,Inc. | الولايات المتحدة الامريكية | United States | ME0000004610SFDAA00068 | X-REAM™ | Blade Control Knob | Surgical instrument
Wright Medical Technology ,Inc. | الولايات المتحدة الامريكية | United States | ME0000004610SFDAA00069 | X-REAM™ | Body | Surgical Instrument
DTC Dental USA LTD | الولايات المتحدة الامريكية | United States | ME0000001251SFDAA00083 | Stainless Steel Crown | Stainless Steel Crown | Stainless Steel Crown
DTC Dental USA LTD | الولايات المتحدة الامريكية | United States | ME0000001251SFDAA00079 | Orthodontic Rotation Wedges | Orthodontic Rotation Wedges | Orthodontic Rotation Wedges
DTC Dental USA LTD | الولايات المتحدة الامريكية | United States | ME0000001251SFDAA00070 | Lingual buttons weldable round base | Lingual buttons | Lingual buttons
DTC Dental USA LTD | الولايات المتحدة الامريكية | United States | ME0000001251SFDAA00075 | molar rough Molar Band with Conv.MBT tube with cleat | rough Molar Band | rough Molar Band
DTC Dental USA LTD | الولايات المتحدة الامريكية | United States | ME0000001251SFDAA00068 | Golden Lingual Chain | Golden Lingual Chain | Golden Lingual Chain
St. Jude Medical Inc. | الولايات المتحدة الامريكية | United States | ME0000001187SFDAA00005 | Bedrail Clamp | Bedrail Clamp | Bedrail Clamp
DTC Dental USA LTD | الولايات المتحدة الامريكية | United States | ME0000001251SFDAA00062 | Anterior Root Torquing Auxiliary Arch Upper/Lower Small | pre-formed torquing auxiliary | pre-formed torquing auxiliary
BSN medical Inc. | الولايات المتحدة الامريكية | United States | ME0000005416SFDAA00041 | JOBST® Ultrasheer 30-40 | JOBST® Ultrasheer | Compression or pressure sock-stocking, | جوبست التراشيير
SKY DENT CORP | الولايات المتحدة الامريكية | United States | ME0000004356SFDAA00006 | SKY DENT PROPHY PASTE | PROPHY PASTE | Professional Dental Polishing Paste
Medline Industries, LP | الولايات المتحدة الامريكية | United States | ME0000002315SFDAA00006 | ELECTRIC SURGICAL CLIPPER AND BASE | ELECTRIC SURGICAL CLIPPER AND BASE | ELECTRIC SURGICAL CLIPPER AND BASE
InterMetro Industries Corporation | الولايات المتحدة الامريكية | United States | ME0000003729SFDAA00015 | Lifeline | Emergency Cart | Lifeline Emergency Cart
Wright Medical Technology ,Inc. | الولايات المتحدة الامريكية | United States | ME0000004610SFDAA00071 | X-REAM™ | Tray Assembly | Surgical Instrument
MIZUHO ORTHOPEDIC SYSTEMS, INC. | الولايات المتحدة الامريكية | United States | ME0000009173SFDAA00026 | Positioning Pad Set Tempur (6 pc) | Positioner | Positioning Pad Set Tempur (6 pc)
MIZUHO ORTHOPEDIC SYSTEMS, INC. | الولايات المتحدة الامريكية | United States | ME0000009173SFDAA00022 | Tibial Traction Boot Adapter | Boot Adapter | Tibial Traction Boot Adapter
MIZUHO ORTHOPEDIC SYSTEMS, INC. | الولايات المتحدة الامريكية | United States | ME0000009173SFDAA00018 | Traction Unit | Traction Unit | Traction Unit
MIZUHO ORTHOPEDIC SYSTEMS, INC. | الولايات المتحدة الامريكية | United States | ME0000009173SFDAA00013 | Hana/ProFx Large Diameter Perineal Post | Perineal Post | Hana/ProFx Large Diameter Perineal Post
Tiadent Inc | الولايات المتحدة الامريكية | United States | ME0000007160SFDAA00022 | Tia RT gold file | Tia RT gold file | This product is a dental restoration medical devices, for the treatment of various pulpitis, pulp necrosis and other conventional root canal shaping &cleaning and filling.
Tiadent Inc | الولايات المتحدة الامريكية | United States | ME0000007160SFDAA00029 | Tia MAJESTY | Precision silicon-A | Impression material is a device composed of materials such as alginate or polysulfide intended to be placed on a preformed impression tray and used to reproduce the structure of a patient's teeth and gums. The device is intended to provide models for study and for production of restorative prosthetic devices, such as gold inlays and dentures..
Tiadent Inc | الولايات المتحدة الامريكية | United States | ME0000007160SFDAA00033 | VIOX FILL P&G | Endodontic Obturation Device | A manual surgical instrument for general use is a nonpowered, hand-held, or hand manipulated device, either reusable or disposable, intended to be used in various general surgical procedures
Axelgaard Manufacturing Co., Ltd. | الولايات المتحدة الامريكية | United States | ME0000007769SFDAA00007 | UltraStim | Neurostimulation Electrodes | Neurostimulation Electrodes
Tiadent Inc | الولايات المتحدة الامريكية | United States | ME0000007160SFDAA00028 | Tia OURAGAN Gold file | Tia OURAGAN Gold file | This product is a dental restoration medical devices, for the treatment of various pulpitis, pulp necrosis and other conventional root canal shaping &cleaning and filling.
Cargus International Inc | الولايات المتحدة الامريكية | United States | ME0000004329SFDAA00004 | MARK3 | Dental Prophylaxis Paste | Prophylaxis Paste with Fluoride is a premium Prophylaxis Paste containing a unique blend of polishing and cleaning agents which gently remove dental plaque and stains.
Advanced Sterilization Products | الولايات المتحدة الامريكية | United States | ME0000000743SFDAA00030 | Tyvek® Roll with STERRAD™ Chemical Indicator | Rolls with Chemical Indicator | Rolls with Chemical Indicator
Symmetry Medical Manufacturing Inc. | الولايات المتحدة الامريكية | United States | ME0000003866SFDAA00006 | CERVICAL INST 2 LID, SS | Lid | The cases devices and their components (Lids and trays) are noninvasive reusable devices: cases are intended to store instruments and implants.
Symmetry Medical Manufacturing Inc. | الولايات المتحدة الامريكية | United States | ME0000003866SFDAA00009 | THORACOLUMBAR INST 1 LID, SS | Lid | The cases devices and their components (Lids and trays) are noninvasive reusable devices: cases are intended to store instruments and implants.
Axelgaard Manufacturing Co., Ltd. | الولايات المتحدة الامريكية | United States | ME0000007769SFDAA00008 | PALS | Neurostimulation Electrodes | Neurostimulation Electrodes
Symmetry Medical Manufacturing Inc. | الولايات المتحدة الامريكية | United States | ME0000003866SFDAA00003 | CERVICAL INST 1 TRAY, SS | Tray | The cases devices and their components (Lids and trays) are noninvasive reusable devices: cases are intended to store instruments and implants.
Symmetry Medical Manufacturing Inc. | الولايات المتحدة الامريكية | United States | ME0000003866SFDAA00011 | THORACOLUMBAR BIT TRAY, SS | Tray | The cases devices and their components (Lids and trays) are noninvasive reusable devices: cases are intended to store instruments and implants.
Boston Scientific Corporation | الولايات المتحدة الامريكية | United States | ME0000000537SFDAA00617 | Rhythmia HDx Foot Switch | RHYTHMIA HDx Foot Switch | Connection point for foot switch used to start/stop mapping
MIZUHO ORTHOPEDIC SYSTEMS, INC. | الولايات المتحدة الامريكية | United States | ME0000009173SFDAA00011 | Boot Liner, Disposable Dozen | Foam Boot Liner | Dozen, 6" Perrineal Post Cover
MIZUHO ORTHOPEDIC SYSTEMS, INC. | الولايات المتحدة الامريكية | United States | ME0000009173SFDAA00006 | Hana Equipment Cart | Accessory Trolley | Hana Equipment Cart
Tiadent Inc | الولايات المتحدة الامريكية | United States | ME0000007160SFDAA00038 | TIA INSPECTOR LOUPES | SURGICAL LOUPES | A manual surgical instrument for general use is a nonpowered, hand-held, or hand manipulated device, either reusable or disposable, intended to be used in various general surgical procedures
Tiadent Inc | الولايات المتحدة الامريكية | United States | ME0000007160SFDAA00027 | Tia OURAGAN BLUE file | Tia OURAGAN BLUE file | This product is a dental restoration medical devices, for the treatment of various pulpitis, pulp necrosis and other conventional root canal shaping &cleaning and filling
Tiadent Inc | الولايات المتحدة الامريكية | United States | ME0000007160SFDAA00035 | VIOX SENSOR | intraoral digital imaging | An extraoral source x-ray system is an AC-powered device that produces x-rays and is intended for dental radiographic examination and diagnosis of diseases of the teeth, jaw, and oral structures. The x-ray source (a tube) is located outside the mouth. This generic type of device may include patient and equipment supports and component parts
Tiadent Inc | الولايات المتحدة الامريكية | United States | ME0000007160SFDAA00023 | Tia Encantado | Precision silicon-C | Impression material is a device composed of materials such as alginate or polysulfide intended to be placed on a preformed impression tray and used to reproduce the structure of a patient's teeth and gums. The device is intended to provide models for study and for production of restorative prosthetic devices, such as gold inlays and dentures..
Gauthier Biomedical Inc. | الولايات المتحدة الامريكية | United States | ME0000005219SFDAA00006 | Torque limiting handle 18-IN-LB TRI-LOBE | Torque limiting handle 18-IN-LB TRI-LOBE | Orthopedic surgical instruments.
Medtronic, Inc. | الولايات المتحدة الامريكية | United States | ME0000003695SFDAA00008 | CloudCare System | Software | Therapy Management Software
Gauthier Biomedical Inc. | الولايات المتحدة الامريكية | United States | ME0000005219SFDAA00010 | PALM HANDLE TORQUE LIMITER | PALM HANDLE TORQUE LIMITER | Orthopedic surgical instruments.
St. Jude Medical Inc. | الولايات المتحدة الامريكية | United States | ME0000001187SFDAA00004 | TactiSys Quartz Equipment Mounting Bracket | TactiSys Quartz Equipment Mounting Bracket | TactiSys Quartz Equipment Mounting Bracket
DTC Dental USA LTD | الولايات المتحدة الامريكية | United States | ME0000001251SFDAA00077 | Non-Cutting Plier | Plier | Plier
DTC Dental USA LTD | الولايات المتحدة الامريكية | United States | ME0000001251SFDAA00073 | Mandibular Pull system | Mandibular Pull system | Mandibular Pull system
DTC Dental USA LTD | الولايات المتحدة الامريكية | United States | ME0000001251SFDAA00069 | Heat-activated Rectangle NITI arch wires | NITI arch wires | NITI arch wires
DTC Dental USA LTD | الولايات المتحدة الامريكية | United States | ME0000001251SFDAA00064 | Bondable Lingual Eyelets Rectangle mesh base | Lingual Eyelets | Lingual Eyelets
DTC Dental USA LTD | الولايات المتحدة الامريكية | United States | ME0000001251SFDAA00085 | Standard contoured regular non etched convertible | Bands | Bands
DTC Dental USA LTD | الولايات المتحدة الامريكية | United States | ME0000001251SFDAA00081 | Rectangle TMA arch wires | arch wires | arch wires
Gauthier Biomedical Inc. | الولايات المتحدة الامريكية | United States | ME0000005219SFDAA00008 | Extended Palm torque limiter handle | Extended Palm torque limiter handle | Orthopedic surgical instruments.
SKY DENT CORP | الولايات المتحدة الامريكية | United States | ME0000004361SFDAA00001 | SKY DENT Brackets | Ortho Brackets | Roth Ortho Brackets
SKY DENT CORP | الولايات المتحدة الامريكية | United States | ME0000004357SFDAA00007 | Sky Dent TEMPORARY FILLING | TEMPORARY FILLING | Temporary Filling Material
Covidien llc | الولايات المتحدة الامريكية | United States | ME0000001197SFDAA00129 | McGrath MAC Video Laryngoscope | Laryngoscope | Video Laryngoscope
GE Healthcare Coils | الولايات المتحدة الامريكية | United States | ME0000003343SFDAA00123 | Large Gride Breast Biopsy Plate | Biopsy Plate | Biopsy Plate
Abbott Medical | الولايات المتحدة الامريكية | United States | ME0000000810SFDAA00021 | CentriMag™ Motor Bracket | CentriMag™ Motor Bracket Transducer | CentriMag™ Motor Bracket Transducer
Trigg Laboratories, Inc | الولايات المتحدة الامريكية | United States | ME0000004195SFDAA00071 | WET® Original® Water Based Gel | Personal Lubricant | Personal Lubricant | مزلق شخصي
Advanced Sterilization Products | الولايات المتحدة الامريكية | United States | ME0000000743SFDAA00031 | Tyvek® Self Seal Pouch with STERRAD™ Chemical Indicator | Self Seal Pouch with Chemical Indicator | Self Seal Pouch with Chemical Indicator
Becton, Dickinson And Company | الولايات المتحدة الامريكية | United States | ME0000001874SFDAA00038 | BD Surgical Clipper | BD Surgical Clipper | Surgical hair clippers
Philips Oral Healthcare, LLC | الولايات المتحدة الامريكية | United States | ME0000004210SFDAA00002 | Philips Sonicare Power Flosser Replacement Nozzles | Water Jet Flosser, Replacement Nozzle | Water Jet Flosser, Replacement Nozzle | فيلبس سونيكير فوهة التنظيف بين الأسنان أف 1القياسية عدد 2 +أف 3 فوهة التدفق الرباعي فوهتان
O&M Halyard, Inc. | الولايات المتحدة الامريكية | United States | ME0000004605SFDAA00048 | SKYBREEZE* Powder-Free Nitrile Exam Gloves | Nitrile Gloves | Nitrile Exam Gloves
Becton, Dickinson And Company | الولايات المتحدة الامريكية | United States | ME0000001874SFDAA00033 | ClipVac™ Disposable Filter Assembly - BD Surgical Clipper | ClipVac™ Disposable Filter Assembly - BD Surgical Clipper | Surgical hair clippers suction system
Becton, Dickinson And Company | الولايات المتحدة الامريكية | United States | ME0000001874SFDAA00042 | BD Surgical Clipper Charging Adapter | BD Surgical Clipper Charging Adapter | Charging Adapter
NDS Surgical Imaging LLC. | الولايات المتحدة الامريكية | United States | ME0000003883SFDAA00002 | RADIANCE 27" MONITOR | RADIANCE 27" MONITOR | Image display monitor, colour.
Anatomical Concepts Inc. | الولايات المتحدة الامريكية | United States | ME0000007461SFDAA00002 | Custom KAFO Orthosis | Knee Ankle Foot Orthosis | Knee Ankle Foot Orthosis
SKY DENT Corp For Dental Trading | الولايات المتحدة الامريكية | United States | ME0000005062SFDAA00017 | HEDSTROM / K-FILE | HEDSTROM / K-FILE | Root Canal Instruments for Professional Dental Treatment.
Covidien llc | الولايات المتحدة الامريكية | United States | ME0000001197SFDAA00133 | TruClear | Instrument Tray | Sterilization tray
Dentsply Rinn | الولايات المتحدة الامريكية | United States | ME0000004433SFDAA00004 | RINN Crescent | Prophy Cup | Prophy Cup
Dentsply Caulk | الولايات المتحدة الامريكية | United States | ME0000004415SFDAA00007 | Visco Gel | Temporary Soft Denture Liner | Temporary Soft Denture Liner
Dentsply Rinn | الولايات المتحدة الامريكية | United States | ME0000004533SFDAA00014 | Snap-A-Ray® Xtra Film & Phosphor Plate Holder, 3-Pack | Film/Sensor Holding Instrument | Film/Sensor Holding Instrument
Becton, Dickinson And Company | الولايات المتحدة الامريكية | United States | ME0000001874SFDAA00032 | ClipVac™ Vacuum Unit | ClipVac™ Vacuum Unit | Surgical hair clippers suction system
Tiadent Inc | الولايات المتحدة الامريكية | United States | ME0000007160SFDAA00031 | VIOX AMALGAMATOR | VIOX AMALGAMATOR | A dental amalgamator is a device, usually AC-powered, intended to mix, by shaking, amalgam capsules containing mercury and dental alloy particles, such as silver, tin, zinc, and copper. The mixed dental amalgam material is intended for filling dental caries
TIDI PRODUCTS LLC. d/b/a | الولايات المتحدة الامريكية | United States | ME0000008194SFDAA00009 | Zero Gravity TM Monorail ZGCM-48/ 66 | Radiation Protection System | The Zero-GravityTM 48/66 Monorail systems are ceiling-mounted variants. Their ceiling-mounted monorail connects to a boom arm assembly that supports the attached protection shield in a similar fashion as for the Zero-GravityTM Floor Unit. | نظام الحماية من الإشعاع
WOLF X-RAY CORPORATION | الولايات المتحدة الامريكية | United States | ME0000011068SFDAA00029 | lead eye glasses | lead eye glasses | proactive eye glass shield
Advanced Sterilization Products Division of Ethicon, Inc. a Johnson & Johnson Company | الولايات المتحدة الامريكية | United States | ME0000018011SFDAA00003 | CIDEZYME® XTRA | CIDEZYME® XTRA | Multi Enzymatic Detergent
Advanced Sterilization Products Division of Ethicon, Inc. a Johnson & Johnson Company | الولايات المتحدة الامريكية | United States | ME0000017997SFDAA00003 | CIDEX® Instrument Tray System | CIDEX® Instrument Tray System | Instrument Tray
Invotec International, Inc. | الولايات المتحدة الامريكية | United States | ME0000006950SFDAA00015 | Bright Star ll | Bright Star ll | Led Headlight
Amerx Health Care Corporation | الولايات المتحدة الامريكية | United States | ME0000004713SFDAA00001 | Extremit-Ease | Lower Extremity Compression Garment | Lower Extremity Compression Garment
Olympus Medical system Corp. | اليابان | Japan | ME0000002757SFDAA00001 | VISERA ELITE II XENON LIGHT SOURCE | VISERA ELITE II XENON LIGHT SOURCE | XENON LIGHT SOURCE
Olympus Medical Systems Corp. | اليابان | Japan | ME0000002522SFDAA00007 | REMOTE CABLE MH-907 | MH-907, Remote Cable | REMOTE CABLE MH-907
Olympus Medical system Corp. | اليابان | Japan | ME0000002757SFDAA00002 | Visera Elite II Video System Center | Visera Elite II Video System Center | Visera Elite II Video System Center.
Olympus Medical Systems Corp. | اليابان | Japan | ME0000002522SFDAA00008 | HD 3cmos camera head | Olympus CH s200 XZEB HD 3cmos camera head | HD 3cmos camera head
Olympus Medical Systems Corp. | اليابان | Japan | ME0000002522SFDAA00009 | HD 3cmos autoclavable camera head | Olympus CH S200 XZ EA HD 3cmos autoclavable camera head | HD 3cmos autoclavable camera head
Olympus Medical Systems Corp. | اليابان | Japan | ME0000002522SFDAA00037 | EVIS-EUS IMAGE CABLE | EVIS-EUS IMAGE CABLE / EVIS-EUS MONITORKABEL | Endotherapy Devices
Olympus Medical Systems Corp. | اليابان | Japan | ME0000002522SFDAA00038 | EVIS-EUS KEYBOARD REMOTE CABLE | EVIS-EUS KEYBOARD REMOTE CABLE | Endotherapy Devices
Olympus Medical Systems Corp. | اليابان | Japan | ME0000002522SFDAA00039 | EVIS-EUS Connecting Cable D MAJ-1023 | MAJ-1023 EVIS-EUS VERBINDUNGSKABEL / MAJ-1023 EVIS-EUS CONNECTING CABLE | Endotherapy Devices
Olympus Medical Systems Corp. | اليابان | Japan | ME0000002522SFDAA00041 | HDTV MONITOR REMOTE CABLE MAJ-1161 | HDTV MONITOR REMOTE CABLE | Endotherapy Devices
Olympus Medical Systems Corp. | اليابان | Japan | ME0000002522SFDAA00043 | VIDEOSCOPE CABLE LUCERA MAJ-1154 | VIDEOSCOPE CABLE / VIDEOSKOPKABEL | Endotherapy Devices
Olympus Medical Systems Corp. | اليابان | Japan | ME0000002522SFDAA00044 | HDTV/SDTV MONITOR CABLE | HDTV/SDTV MONITOR CABLE | Endotherapy Devices
Olympus Medical Systems Corp. | اليابان | Japan | ME0000002522SFDAA00045 | LIGHT SOURCE CABLE | LIGHT SOURCE CABLE | Endotherapy Devices
Olympus Medical Systems Corp. | اليابان | Japan | ME0000002522SFDAA00046 | SDI CABLE 8.5M MAJ-1912 | SDI CABLE 8.5M | Endotherapy Devices
Olympus Medical Systems Corp. | اليابان | Japan | ME0000002522SFDAA00047 | VIDEOSCOPE CABLE EVIS LUCERA ELET MAJ-1911 | VIDEOSCOPE CABLE EVIS LUCERA ELET | Endotherapy Devices
Olympus Medical Systems Corp. | اليابان | Japan | ME0000002522SFDAA00048 | SDI CABLE MAJ-1464 | SDI CABLE | Endotherapy Devices
Olympus Medical Systems Corp. | اليابان | Japan | ME0000002522SFDAA00049 | Surgical Tissue Management System Communication Cable 0.25m MAJ-1871 | Surgical Tissue Management System Communication Cable 0.25m | Endotherapy Devices
Olympus Medical Systems Corp. | اليابان | Japan | ME0000002522SFDAA00050 | COMMUNICATION CABLE FOR SYSTEM CENTER 1.8M MAJ-1915 | COMMUNICATION CABLE FOR SYSTEM CENTER 1.8M | Endotherapy Devices
Olympus Medical Systems Corp. | اليابان | Japan | ME0000002522SFDAA00051 | LIGHT SOURCE CABLE WITH REMOTE10M MAJ-1913 | LIGHT SOURCE CABLE WITH REMOTE10M | Endotherapy Devices
Olympus Medical Systems Corp. | اليابان | Japan | ME0000002522SFDAA00052 | REMOTE CABLE FOR PERIPHERAL DEVICE 1.8M MAJ-1918 | REMOTE CABLE FOR PERIPHERAL DEVICE 1.8M | Endotherapy Devices
Olympus Medical Systems Corp. | اليابان | Japan | ME0000002522SFDAA00053 | EVIS-EUS CONNECTING CABLE E MAJ-1711 | EVIS-EUS CONNECTING CABLE E | Endotherapy Devices
Olympus Medical Systems Corp. | اليابان | Japan | ME0000002522SFDAA00054 | MULTI REMOTE CABLE 8.5M MAJ-1906 | MULTI REMOTE CABLE 8.5M | Endotherapy Devices
Olympus Medical Systems Corp. | اليابان | Japan | ME0000002522SFDAA00055 | LIGHT CONTROL CABLE MAJ-1567 | LIGHT CONTROL CABLE | Endotherapy Devices
Olympus Medical Systems Corp. | اليابان | Japan | ME0000002522SFDAA00056 | DIGITAL LIGHT SOURCE CABLE MAJ-1933 | DIGITAL LIGHT SOURCE CABLE | Endotherapy Devices
Olympus Medical Systems Corp. | اليابان | Japan | ME0000002522SFDAA00057 | COMMUNICATION CABLE 0.7M MAJ-1942 | COMMUNICATION CABLE 0.7M | Endotherapy Devices
Olympus Medical Systems Corp. | اليابان | Japan | ME0000002522SFDAA00078 | 4K CAMERA HEAD | 4K CAMERA HEAD | Camera head for endoscope system
Olympus Medical Systems Corp. | اليابان | Japan | ME0000002522SFDAA00079 | HD AUTOCLAVABLE CAMERA HEAD | HD AUTOCLAVABLE CAMERA HEAD | Camera head for endoscope system
Olympus Medical Systems Corp. | اليابان | Japan | ME0000002522SFDAA00080 | HD CAMERA HEAD Olympus CH-S190-08-LB | HD CAMERA HEAD Olympus CH-S190-08-LB | Camera head for endoscope system
Olympus Medical Systems Corp. | اليابان | Japan | ME0000002522SFDAA00082 | EOG CAP | EOG CAP | Endotherapy Devices
Olympus Medical Systems Corp. | اليابان | Japan | ME0000002522SFDAA00095 | DISTAL ATTACHMENT 5pcs. | DISTAL ATTACHMENT 5pcs. | Endotherapy Devices
Olympus Medical Systems Corp. | اليابان | Japan | ME0000002522SFDAA00098 | MECHANICAL LITHOTRIPTOR | MECHANICAL LITHOTRIPTOR | Lithotriptor used in conjunction with an endoscope to crush biliary calculi
Olympus Medical Systems Corp. | اليابان | Japan | ME0000002522SFDAA00100 | BIOPSY FORCEPS | BIOPSY FORCEPS | Forceps to be used in conjunction with endoscopes in order to remove tissue from the body.
Olympus Medical Systems Corp. | اليابان | Japan | ME0000002522SFDAA00103 | ROTATABLE GRASPING FORCEPS | ROTATABLE GRASPING FORCEPS | Endotherapy Devices
Olympus Medical Systems Corp. | اليابان | Japan | ME0000002522SFDAA00104 | INTERFACE FOR OLYMPUS RS-232C DEVICE | OLYMPUS RS232 SCHNITTSTELLE / OLYMPUS RS232 INTERFACE | Integrated Endosurgery Systems
Olympus Medical Systems Corp. | اليابان | Japan | ME0000002522SFDAA00105 | INTERFACE FOR OLYMPUS LINK DEVICE | INTERFACE FOR OLYMPUS LINK DEVICE | Integrated Endosurgery Systems
Olympus Medical Systems Corp. | اليابان | Japan | ME0000002522SFDAA00106 | IR INTERFACE FOR UCES-3 | IR INTERFACE FOR UCES-3 | Integrated Endosurgery Systems
Olympus Medical Systems Corp. | اليابان | Japan | ME0000002522SFDAA00107 | INTERFACE FOR ESU (VIO SERIES) | INTERFACE FOR ESU (VIO SERIES) | Integrated Endosurgery Systems
Olympus Medical Systems Corp. | اليابان | Japan | ME0000002522SFDAA00108 | UNIVERSAL INTERFACE | UNIVERSAL INTERFACE | Integrated Endosurgery Systems
Olympus Medical Systems Corp. | اليابان | Japan | ME0000002522SFDAA00114 | CHANNEL PLUG | CHANNEL PLUG / KANALSTOPFEN | Endotherapy Devices
Olympus Medical Systems Corp. | اليابان | Japan | ME0000002522SFDAA00308 | XENON LAMP | XENON LAMP | Xenon lamp used with endoscopic video system centres and other ancillary equipment
Olympus Medical Systems Corp. | اليابان | Japan | ME0000002522SFDAA00310 | VISERA 4K UHD CAMERA CONTROL UNIT OLYMPUS OTV-S400 | VISERA 4K UHD KAMERAKONTROLLEINHEIT OLYMPUS OTV-S400 / VISERA 4K UHD CAMERA CONTROL UNIT OLYMPUS OTV-S400 | Recorders for Endoscopy
Olympus Medical Systems Corp. | اليابان | Japan | ME0000002522SFDAA00317 | LIGHT GUIDE ADAPTER MAJ-900 | LIGHT GUIDE ADAPTER MAJ-900 | Endoscope Accessory
Olympus Medical Systems Corp. | اليابان | Japan | ME0000002522SFDAA00318 | LEAKAGE TESTER | LEAKAGE TESTER | Endoscope Accessory
Olympus Medical Systems Corp. | اليابان | Japan | ME0000002522SFDAA00320 | Balloon Applicator | Balloon Applicator | Accessory to an Ultrasound Diagnostic Imaging System
Olympus Medical Systems Corp. | اليابان | Japan | ME0000002522SFDAA00349 | IR Interface for UCES-4 MAJ-2252 | IR Interface for UCES-4 MAJ-2252 | Medical control unit for endosurgery
Olympus Medical Systems Corp. | اليابان | Japan | ME0000002522SFDAA00351 | Extension Unit for UCES-4 | Extension Unit for UCES-4 | Medical control unit for endosurgery
Olympus Medical Systems Corp. | اليابان | Japan | ME0000002522SFDAA00353 | Interface for Olympus Link Device MAJ-2268 | Interface for Olympus Link Device MAJ-2268 | Medical control unit for endosurgery
Olympus Medical Systems Corp. | اليابان | Japan | ME0000002522SFDAA00354 | Interface for ESU (Force Series) MAJ-2250 | Interface for ESU (Force Series) MAJ-2250 | Medical control unit for endosurgery
Olympus Medical Systems Corp. | اليابان | Japan | ME0000002522SFDAA00384 | ENDOALPHA STOP SWITCH FOR OR TABLE | STOP SCHALTER FÜR OP TISCH / STOP SWITCH FOR OR TABLE | Push to stop the IR output of the IR INTERFACE FOR UCES-3 (MAJ-1862) or the operating table control signal of the UNIVERSAL INTERFACE (MAJ-1834).
Olympus Medical Systems Corp. | اليابان | Japan | ME0000002522SFDAA00387 | RECORDER HOLDER MAJ-2033 | RECORDERHALTER MAJ-2033 / RECORDER HOLDER MAJ-2033 | Holds the recorder during the examination.
NIDEK Co, Ltd. | اليابان | Japan | ME0000004982SFDAA00001 | System Table | System Table ST-6100 | The ST-6100 is the system table on which the Nidek Refractor RT-6100, RT-3100, or a manually operated refractor such as the RT-600 or SLY-100 is installed. The system table allows chart presenting devices (SSC-370, CP-770, SC-1600 series), auto refractometers, lensmeters (LM-1800 series, LM-7 series), and slit lamp (SL-1800 TAKAGI 2ZL/4ZL) to be combined into an ophthalmic workstation. The system table consists of a refractor head lift arm equipped with a refractor head and a motorized main table.
Sony Global Manufacturing & Operations Corporation Kosai SIte | اليابان | Japan | ME0000004354SFDAA00001 | LCD MONITOR | LCD MONITOR | LCD Medical Monitors
Sony Global Manufacturing & Operations Corporation Kosai SIte | اليابان | Japan | ME0000004354SFDAA00002 | HD VIDEO RECORDER | HD VIDEO RECORDER | Medical HD Video Recorder
Sony Global Manufacturing & Operations Corporation Kosai SIte | اليابان | Japan | ME0000004354SFDAA00003 | Digital Color Printer | Digital Color Printer. | Medical Digital Color Printer.
OMRON Healthcare Co., Ltd. | اليابان | Japan | ME0000005433SFDAA00021 | AC Adapter | Basic power supply | Basic power supply | هذا الجهاز هو مهايئ تيار متردد مخصص للاستخدام مع الأجهزة المتوافقة من شركة OMRO
EIZO Corporation | اليابان | Japan | ME0000002221SFDAA00043 | EX2721 | medical grade monitor | medical grade monitor
Olympus Medical Systems Corp. | اليابان | Japan | ME0000002522SFDAA00396 | SUCTION CLEANING ADAPTER MH-856 | BIOPSY PORT CLEANING ADAPTER / BIOPSIEANSCHLUSSREINIGUNGSADAPTER | BIOPSY PORT CLEANING ADAPTER / BIOPSIEANSCHLUSSREINIGUNGSADAPTER
Olympus Medical Systems Corp. | اليابان | Japan | ME0000002522SFDAA00397 | AW CHANNEL CLEANING ADAPTER MH-948 | A/W CLEANING ADAPT/ A/W REINIGUNGSADAPTER | A/W CLEANING ADAPT/ A/W REINIGUNGSADAPTER
Olympus Medical Systems Corp. | اليابان | Japan | ME0000002522SFDAA00399 | WASHING TUBE MH-974 | FLUSHING TUBE / SPULROHRCHEN | FLUSHING TUBE / SPULROHRCHEN
Olympus Medical Systems Corp. | اليابان | Japan | ME0000002522SFDAA00400 | INSECTION TUBE MH-946 | INSECTION TUBE / EINFUHRROHRCHEN | INSECTION TUBE / EINFUHRROHRCHEN
Olympus Medical Systems Corp. | اليابان | Japan | ME0000002522SFDAA00402 | MOUTHPIECE (MOUTHPIECE MA-474) | MOUTHGUARD / MUNDSTUCK | MOUTHPIECE
Olympus Medical Systems Corp. | اليابان | Japan | ME0000002522SFDAA00403 | MOUTHPIECE (MOUTHPIECE MA-651) | MOUTHGUARD / MUNDSTUCK | MOUTHGUARD / MUNDSTUCK
Mani Inc. | اليابان | Japan | ME0000012084SFDAA00001 | MANI REAMERS | Dental Endodontic Instruments | MANI REAMERS
Mani Inc. | اليابان | Japan | ME0000012084SFDAA00002 | MANI SHORT BARBED BROACHES | Dental Endodontic Instruments | MANI SHORT BARBED BROACHES
Mani Inc. | اليابان | Japan | ME0000012084SFDAA00003 | MANI SPREADERS | Dental Endodontic Instruments | MANI SPREADERS
Mani Inc. | اليابان | Japan | ME0000012084SFDAA00005 | MANI | Endodontic Files | MANI H FILES
Mani Inc. | اليابان | Japan | ME0000012084SFDAA00006 | MANI | Endodontic Files | MANI K FILES
Paramount Bed Co Ltd | اليابان | Japan | ME0000000338SFDAA00005 | PK 8000 Series | Emergency Stretcher | Stretcher
Paramount Bed Co Ltd | اليابان | Japan | ME0000000338SFDAA00008 | PA 6000 Series | Electrical Hospital Bed | Hospital Bed
Olympus Medical Systems Corp. | اليابان | Japan | ME0000002522SFDAA00461 | PUMP REMOTE CABLE | PUMP REMOTE CABLE | Cable for connecting a Video System Centre to an Endoscopic Flushing Pump
Olympus Medical Systems Corp. | اليابان | Japan | ME0000002522SFDAA00472 | RGB INPUT CABLE | RGB INPUT CABLE | Cable for connecting a Video System Centre to an Ultrasound Centre
Olympus Medical Systems Corp. | اليابان | Japan | ME0000002522SFDAA00458 | RGB CABLE | RGB CABLE | Cable for connecting a Video Printer to an Ultrasound Centre
Olympus Medical Systems Corp. | اليابان | Japan | ME0000002522SFDAA00470 | CV INTERFACE CONVERTER | CV INTERFACE CONVERTER | Cable for connecting Video System Centre accessories to the Video System Centre
Olympus Medical Systems Corp. | اليابان | Japan | ME0000002522SFDAA00471 | HD MONITOR REMOTE CABLE | HD MONITOR REMOTE CABLE | Remote Cable used to connect monitors to the video system centre
Olympus Medical Systems Corp. | اليابان | Japan | ME0000002522SFDAA00464 | A CORD 1pc. | A CORD 1pc. | Cable for connecting the Electrosurgical Unit to Hot Biopsy Forceps
Olympus Medical Systems Corp. | اليابان | Japan | ME0000002522SFDAA00468 | Y/C VIDEO CABLE | Y/C VIDEO CABLE | Cable for connecting a Video monitor to a Video System Centre
Olympus Medical Systems Corp. | اليابان | Japan | ME0000002522SFDAA00469 | OEP CABLE | OEP CABLE | Cable connecting the Video System Centre to a Colour Video Printer
Olympus Medical Systems Corp. | اليابان | Japan | ME0000002522SFDAA00444 | DVI CABLE | DVI CABLE | Cable for connecting a Monitor to a Video System Centre
Olympus Medical Systems Corp. | اليابان | Japan | ME0000002522SFDAA00448 | LIGHT SOURCE CABLE WITH REMOTE 1.8M | LIGHT SOURCE CABLE WITH REMOTE 1.8M | Cable to connect a Medical Control Unit to a Video System Centre/Light Source
Olympus Medical Systems Corp. | اليابان | Japan | ME0000002522SFDAA00455 | IMH REMOTE CABLE FOR CV-170 2.5M | IMH REMOTE CABLE FOR CV-170 2.5M | Cable for connecting a Video Recorder to a Video System Centre
Olympus Medical Systems Corp. | اليابان | Japan | ME0000002522SFDAA00453 | LIGHT SOURCE CABLE | LIGHT SOURCE CABLE | Cable for connecting the Light Source to a Video System Centre
Olympus Medical Systems Corp. | اليابان | Japan | ME0000002522SFDAA00445 | COMMUNICATION CABLE 1.8M | COMMUNICATION CABLE 1.8M | Cable to connect a Medical Control Unit to a Video System Centre/Light Source
Olympus Medical Systems Corp. | اليابان | Japan | ME0000002522SFDAA00456 | VTR REMOTE CONTROL CABLE | VTR REMOTE CONTROL CABLE | Cable for connecting the Medical Control Unit to a Video Printer/DVD Recorder
Olympus Medical Systems Corp. | اليابان | Japan | ME0000002522SFDAA00447 | SDI CABLE 2.5M | SDI CABLE 2.5M | Cable for connecting a monitor to a Video System Centre
Olympus Medical Systems Corp. | اليابان | Japan | ME0000002522SFDAA00457 | DATA TRANSFER CABLE | DATA TRANSFER CABLE | Cable for connecting a Video System Centre to an Endoscope Position Detecting Unit
Olympus Medical Systems Corp. | اليابان | Japan | ME0000002522SFDAA00450 | MULTI REMOTE CABLE | MULTI REMOTE CABLE | Cable for connecting a Video System Centre to Video System Accessories
Olympus Medical Systems Corp. | اليابان | Japan | ME0000002522SFDAA00465 | RGB VIDEO CABLE | RGB VIDEO CABLE | Cable for connecting a Video Printer to an Ultrasound Centre
Olympus Medical Systems Corp. | اليابان | Japan | ME0000002522SFDAA00459 | REMOTE CABLE | REMOTE CABLE | Cable used for connecting Video Printers to the Video System Centre
Olympus Medical Systems Corp. | اليابان | Japan | ME0000002522SFDAA00462 | BNC CABLE | BNC CABLE | Cable for connecting the Video Input Terminal to the Video Monitor
Olympus Medical Systems Corp. | اليابان | Japan | ME0000002522SFDAA00474 | GRASPING FORCEPS | GRASPING FORCEPS | Endotherapy Devices
Olympus Medical Systems Corp. | اليابان | Japan | ME0000002522SFDAA00486 | AUTOCLAVABLE CAMERA HEAD | AUTOCLAVABLE CAMERA HEAD | Camera head for endoscope system
Olympus Medical Systems Corp. | اليابان | Japan | ME0000002522SFDAA00443 | REMOTE CABLE MAJ-1021 | REMOTE CABLE / FERNBEDIENUNGSKABEL | Endotherapy Devices
Rexxam Co, Ltd. | اليابان | Japan | ME0000008492SFDAA00006 | LCD CHART | LCD CHART | This product aims to exam an examinee’s visual acuity by presenting characters and graphics etc. on the LCD display.
Olympus Medical system Corp. | اليابان | Japan | ME0000002757SFDAA00003 | CAP CHAIN | CAP CHAIN | Endotherapy Devices
Olympus Medical system Corp. | اليابان | Japan | ME0000002757SFDAA00005 | AUXILIARY WATER INLET CAP | AUXILIARY WATER INLET CAP | Endotherapy Devices
Olympus Medical system Corp. | اليابان | Japan | ME0000002757SFDAA00009 | WATER RESISTANT CAP | WATER RESISTANT CAP | Water cap for use with endoscopes to prevent water penetration
Olympus Medical Systems Corp Hinode Plant | اليابان | Japan | ME0000002523SFDAA00001 | Single Use Single-ended Cleaning Brush BW-403B | Single Use Single-ended Cleaning Brush BW-403B | Respiratory Endoscopy
Olympus Medical system Corp. | اليابان | Japan | ME0000002757SFDAA00014 | LED LIGHT SOURCE | LED LIGHT SOURCE | LED LIGHT SOURCE
Olympus Medical system Corp. | اليابان | Japan | ME0000002757SFDAA00019 | NARROW BAND IMAGING UNIT | NARROW BAND IMAGING UNIT | NARROW BAND IMAGING UNIT
Olympus Medical Systems Corp. | اليابان | Japan | ME0000002522SFDAA00483 | CAMERA HEAD | CAMERA HEAD | Camera head for endoscope system
Olympus Medical system Corp. | اليابان | Japan | ME0000002757SFDAA00004 | AFI COLOR BALANCE CAP | AFI COLOR BALANCE CAP | Endotherapy Devices
Olympus Medical system Corp. | اليابان | Japan | ME0000002757SFDAA00023 | RECORDER REMOTE CABLE 3P | RECORDER REMOTE CABLE 3P | RECORDER REMOTE CABLE 3P
Olympus Medical system Corp. | اليابان | Japan | ME0000002757SFDAA00024 | POWER CORD GB | POWER CORD GB | POWER CORD GB
Olympus Medical system Corp. | اليابان | Japan | ME0000002757SFDAA00018 | BLUE LIGHT IMAGING UNIT | BLUE LIGHT IMAGING UNIT | BLUE LIGHT IMAGING UNIT
Olympus Medical system Corp. | اليابان | Japan | ME0000002757SFDAA00007 | EOG CAP | EOG CAP | Endotherapy Devices
Olympus Medical system Corp. | اليابان | Japan | ME0000002757SFDAA00012 | Cleaning brush | Cleaning brush | SONOSURG CLEANING BRUSHES
Olympus Medical Systems Corp Hinode Plant | اليابان | Japan | ME0000002523SFDAA00005 | Endocapsule WORKSTATION OLYMPUS WS-10 | Endocapsule Software 10 Upgrade Package | Endocapsule Software 10 Upgrade Package
Olympus Medical system Corp. | اليابان | Japan | ME0000002757SFDAA00020 | INFRARED FILTER UNIT | INFRARED FILTER UNIT | INFRARED FILTER UNIT
Olympus Medical system Corp. | اليابان | Japan | ME0000002757SFDAA00021 | INFRARED AND BLUE LIGHT FILTER UNIT | INFRARED AND BLUE LIGHT FILTER UNIT | INFRARED AND BLUE LIGHT FILTER UNIT
Olympus Medical system Corp. | اليابان | Japan | ME0000002757SFDAA00015 | FOOT SWITCH | FOOT SWITCH | FOOT SWITCH
Olympus Medical Systems Corp Hinode Plant | اليابان | Japan | ME0000002523SFDAA00002 | A Cord 1pc | A Cord 1pc | Endotherapy Accessory
Olympus Medical system Corp. | اليابان | Japan | ME0000002757SFDAA00010 | CHAIN FOR WATER-RESISTANT CAP | CHAIN FOR WATER-RESISTANT CAP | Chain for connecting a water cap to an endoscope
Olympus Medical system Corp. | اليابان | Japan | ME0000002757SFDAA00006 | WHITE CAP HOLDER | WHITE CAP HOLDER | Endotherapy Devices
Olympus Medical Systems Corp Hinode Plant | اليابان | Japan | ME0000002523SFDAA00003 | Distal-End Flushing Adapter MAJ-2319 | Distal-End Flushing Adapter MAJ-2319 | Endotherapy Accessory
Olympus Medical system Corp. | اليابان | Japan | ME0000002757SFDAA00011 | WHITE CAP SET | WHITE CAP SET | For use with an endoscope for adjusting the white balance level before each use
Olympus Medical system Corp. | اليابان | Japan | ME0000002757SFDAA00008 | WHITE CAP | WHITE CAP | Endotherapy Devices
Olympus Medical system Corp. | اليابان | Japan | ME0000002757SFDAA00013 | ORBEYE SURGICAL MICROSCOPE | ORBEYE SURGICAL MICROSCOPE | ORBEYE SURGICAL MICROSCOPE
Olympus Medical system Corp. | اليابان | Japan | ME0000002757SFDAA00016 | AUTO FOCUS UNIT | AUTO FOCUS UNIT | AUTO FOCUS UNIT
Olympus Medical system Corp. | اليابان | Japan | ME0000002757SFDAA00017 | INFRARED IMAGING UNIT | INFRARED IMAGING UNIT | INFRARED IMAGING UNIT
Olympus Medical system Corp. | اليابان | Japan | ME0000002757SFDAA00022 | 4K COMBINED CABLE 10M | 4K COMBINED CABLE 10M | 4K COMBINED CABLE 10M
Olympus Medical Systems Corp. | اليابان | Japan | ME0000002523SFDAA00004 | US Connector Cap MAJ-2295 | US Connector Cap MAJ-2295 | Endotherapy Accessory
Hoya Corporation | اليابان | Japan | ME0000001890SFDAA00003 | Pentax Medical Smart Assistant System | Pentax Medical Smart Assistant System | Endoscopic Video Image Interpretive System
Hoya Corporation | اليابان | Japan | ME0000001890SFDAA00003 | Pentax Medical Smart Assistant System | Pentax Medical Smart Assistant System | Endoscopic Video Image Interpretive System
Olympus Medical system Corp. | اليابان | Japan | ME0000002757SFDAA00025 | Output Verification Adapter for USG-410 | Output Verification Adapter for USG-410 | Output Adapter
Olympus Medical Systems Corp. | اليابان | Japan | ME0000002522SFDAA00528 | SONICBEAT Footswitch Connector | SONICBEAT Footswitch Connector | Foot Switch
Olympus Medical Systems Corp. | اليابان | Japan | ME0000002522SFDAA00534 | 4K UHD LCD MONITOR | 4K UHD LCD MONITOR | LCD Monitor
Olympus Medical Systems Corp. | اليابان | Japan | ME0000002522SFDAA00539 | 3G-SDI cable | 3G-SDI cable | Holder
Olympus Medical Systems Corp. | اليابان | Japan | ME0000002519SFDAA00647 | CV interface converter 2 | CV interface converter 2 | Converter
Olympus Medical Systems Corp. | اليابان | Japan | ME0000002522SFDAA00542 | Activation connector | Activation connector | Connector
Olympus Medical Systems Corp. | اليابان | Japan | ME0000002522SFDAA00543 | 12G-SDI cable | 12G-SDI cable | Cable
Olympus Medical Systems Corp. | اليابان | Japan | ME0000002522SFDAA00540 | Foot Holder | Foot Holder | Holder
Olympus Medical Systems Corp. | اليابان | Japan | ME0000002522SFDAA00541 | FootSwitch Conversion cable | FootSwitch Conversion cable | Foot Cable
Olympus Medical Systems Corp. | اليابان | Japan | ME0000002522SFDAA00567 | Distal cover | Distal cover | cover.
Olympus Medical Systems Corp. | اليابان | Japan | ME0000002522SFDAA00569 | EXERA Ⅲ /LUCERA ELITE Connection Set | EXERA Ⅲ /LUCERA ELITE Connection Set | Connection Set
HOYA Corporation | اليابان | Japan | ME0000002896SFDAA00129 | Leakage Tester | Leakage Tester | Leakage Tester
HOYA Corporation | اليابان | Japan | ME0000002896SFDAA00128 | VIVIDEO Add on camera | Endoscopes video processors and accessories | VIVIDEO Add on Camera
HOYA Corporation | اليابان | Japan | ME0000002896SFDAA00130 | LED Light Soruce (Battery Type) | Light Sources | LED Light Soruce (Battery Type): BS/RBS-FNL
Sony Corporation | اليابان | Japan | ME0000005632SFDAA00008 | Color Printing Pack | Color Printing Pack | Colour media for reference.
Ikegami Tsushinki Co Ltd | اليابان | Japan | ME0000009010SFDAA00002 | Color LCD Display | Monitor | Color Monitor
FUJIFILM Corporation | اليابان | Japan | ME0000003983SFDAA00001 | Forceps Valve | Forceps Valve | Air leak or backflow Volve
HOYA Corporation | اليابان | Japan | ME0000002896SFDAA00131 | Pentax Medical Camera Head PVK-J10 | Camera Head | Pentax Medical Camera Head PVK-J10
Nidek Co. Ltd. | اليابان | Japan | ME0000004854SFDAA00009 | Tabletop Refraction System | Ophthalmic refractor Visual acuity chart | Tabletop Refraction System
Nidek Co. Ltd. | اليابان | Japan | ME0000004854SFDAA00007 | SPACE SAVING CHART | Visual acuity chart | SPACE SAVING CHART
Nidek Co. Ltd. | اليابان | Japan | ME0000004854SFDAA00005 | Refractor | Ophthalmic Refractor | Refractor
Nidek Co. Ltd. | اليابان | Japan | ME0000004854SFDAA00008 | System chart | Visual acuity chart | System chart
Olympus Medical Systems Corp. | اليابان | Japan | ME0000002522SFDAA00589 | Endoscopy CAD system | Computer Aided Diagnosis/Detection | Computer Aided Diagnosis/Detection
TAKAGI SEIKO.,LTD | اليابان | Japan | ME0000004900SFDAA00003 | OM-6 | Operating Microscope | Operating Microscope
TAKAGI SEIKO.,LTD | اليابان | Japan | ME0000004900SFDAA00009 | SN-500 | SN-500 | STANDOPHTHALMIC STAND
TAKAGI SEIKO.,LTD | اليابان | Japan | ME0000004900SFDAA00010 | OPERATING MICROSCOPE | OPERATING MICROSCOPE | Operating microscope
FUJIFILM Corporation | اليابان | Japan | ME0000015139SFDAA00013 | Tube Kit | Tube Kit | tube kit used in combination with our balloon controller
Sony Corporation | اليابان | Japan | ME0000005009SFDAA00002 | LCD monitor | Monitor | Medical Monitor
Nidek Co. Ltd. | اليابان | Japan | ME0000004854SFDAA00011 | CHART PROJECTOR | Optical Chart Projector | CHART PROJECTOR
Paramount Bed Co., Ltd | اليابان | Japan | ME0000014571SFDAA00001 | Stretcher Trolley | Stretcher Trolley | Patiant Transfer Stretcher
HOYA Corporation | اليابان | Japan | ME0000002896SFDAA00140 | Bite Block | Bite Block | Bite block, autoclavable.
HOYA Corporation | اليابان | Japan | ME0000002896SFDAA00141 | Adapter for Ultrasound Endoscope | Adapter for Ultrasound Endoscope | Injection Tube for Ultrasoundscopes.
HOYA Corporation | اليابان | Japan | ME0000002896SFDAA00142 | Cleaning Brush | Cleaning Brush | Endoscope cleaning brush, single-use.
Terumo Corporation | اليابان | Japan | ME0000000974SFDAA00367 | CAPIOX CABLE | Thermistor Cable | Thermistor Cable
Terumo Corporation | اليابان | Japan | ME0000000974SFDAA00369 | CAPIOX SX HOLDER | Capiox Holder | Capiox Holder
Terumo Corporation | اليابان | Japan | ME0000000974SFDAA00370 | CAPIOX RX05 HOLDER BABY RX | Capiox Holder | Capiox Holder
Terumo Corporation | اليابان | Japan | ME0000000974SFDAA00371 | CAPIOX RX HOLDER | Capiox Holder | Capiox Holder
Terumo Corporation | اليابان | Japan | ME0000000974SFDAA00372 | CAPIOX FX HOLDER | Capiox Holder | Capiox Holder
Terumo Corporation | اليابان | Japan | ME0000000974SFDAA00373 | CAPIOX HEMOCONCENTRATOR HOLDER | Capiox Holder | Capiox Holder
Terumo Corporation | اليابان | Japan | ME0000000974SFDAA00374 | CAPIOX CARDIOPLEGIA HOLDER | Capiox Holder | Capiox Holder
Terumo Corporation | اليابان | Japan | ME0000000974SFDAA00375 | CAPIOX BT05/15 AF02 HOLDER | Capiox Holder | Capiox Holder
Machida Endoscope Co., Ltd. | اليابان | Japan | ME0000004684SFDAA00002 | Portable LED Light Source RLED-30 | Endoscopic light source, battery-powered | It is intended for observing patients’ conditions,
Machida Endoscope Co., Ltd. | اليابان | Japan | ME0000004684SFDAA00001 | Flexible Nasopharyngo Laryngoscope | Flexible fibreoptic nasopharyngoscope | it is intended to provide images for observation
NIDEK CO., LTD. | اليابان | Japan | ME0000004677SFDAA00040 | SLIT LAMP | Slit lamp | Slit Lamp
Hoya corporation | اليابان | Japan | ME0000000302SFDAA00005 | Light Source Adapter AL-SL | Light Source Adapter | Light source adapter.
Ugaiya Bio-Sciences Co., Ltd | اليابان | Japan | ME0000002731SFDAA00002 | UGAIYA Rapid Readout Biological Indicator | UGAIYA Rapid Readout Biological Indicator | Used for routine monitoring, qualification and load monitoring of a steam sterilizer. Biological indicators are designed to demonstrate whether the conditions during a steam (autoclave) cycle were adequate to achieve a defined level of microbial inactivation
Olympus Medical Systems Corp. | اليابان | Japan | ME0000002522SFDAA00618 | Mouthpiece | Mouthpiece | Mouthpiece
Olympus Medical Systems Corp. | اليابان | Japan | ME0000002522SFDAA00617 | Single Use Single-ended Cleaning Brush BW-403B | Single Use Single-ended Cleaning Brush BW-403B | Cleaning Brush
FUJIFILM Corporation | اليابان | Japan | ME0000000626SFDAA00001 | Air Water Chennel Cleaning Adapter | Adapter | Channel Cleaning Adapter
FUJIFILM Corporation | اليابان | Japan | ME0000000626SFDAA00002 | Air Leak Tester | Air Leak Tester | Air Leak Tester
FUJIFILM Corporation | اليابان | Japan | ME0000000626SFDAA00003 | Mouthpiece | Mouthpiece | Mouthpiece
FUJIFILM Corporation | اليابان | Japan | ME0000000626SFDAA00004 | Setting Tool | Setting Tool | Setting Tool
FUJIFILM Corporation | اليابان | Japan | ME0000000626SFDAA00005 | Processor | Processor | Processor
Olympus Medical Systems Corp. | اليابان | Japan | ME0000002522SFDAA00623 | HD CAMERA HEAD | HD CAMERA HEAD | HD CAMERA HEAD
Olympus Medical Systems Corp. | اليابان | Japan | ME0000002522SFDAA00636 | WHITE CAP SET | WHITE CAP SET | WHITE CAP
Olympus Medical Systems Corp. | اليابان | Japan | ME0000002522SFDAA00633 | Visera Elite III LED Light source | Visera Elite III LED Light source Olympus CLL-S700 | Visera Elite III LED Light source Olympus CLL-S700
Olympus Medical Systems Corp. | اليابان | Japan | ME0000002522SFDAA00629 | INFRARED AND BLUE LIGHT FILTER UNIT | INFRARED AND BLUE LIGHT FILTER UNIT | INFRARED AND BLUE LIGHT FILTER UNIT
Olympus Medical Systems Corp. | اليابان | Japan | ME0000002522SFDAA00643 | PROBE HOLDER | SONDENHALTER / PROBE HOLDER | SONDENHALTER / PROBE HOLDER
Olympus Medical Systems Corp. | اليابان | Japan | ME0000002522SFDAA00640 | POWER CORD GB MAJ-2323 | POWER CORD GB | POWER CORD GB
Olympus Medical Systems Corp. | اليابان | Japan | ME0000002522SFDAA00637 | WHITE CAP | WHITE CAP | WHITE CAP
Olympus Medical Systems Corp. | اليابان | Japan | ME0000002522SFDAA00634 | 4K Camera Head | 4K Camera Head Olympus CH-S700-XZ-EA | 4K Camera Head Olympus CH-S700-XZ-EA
Olympus Medical Systems Corp. | اليابان | Japan | ME0000002522SFDAA00630 | VISERA Elite III Video System Center | VISERA Elite III Video System Center Olympus OTV-S700 | VISERA Elite III Video System Center Olympus OTV-S700
Olympus Medical Systems Corp. | اليابان | Japan | ME0000002522SFDAA00627 | CHANNEL PLUG | CHANNEL PLUG / KANALSTOPFEN | Endotherapy Devices
Olympus Medical Systems Corp. | اليابان | Japan | ME0000002522SFDAA00641 | LED LIGHT SOURCE OME-L200 | LED LIGHT SOURCE | LED LIGHT SOURCE
Olympus Medical Systems Corp. | اليابان | Japan | ME0000002522SFDAA00626 | 4K COMBINED CABLE 10M | 4K COMBINED CABLE 10M | COMBINED CABLE
Olympus Medical Systems Corp. | اليابان | Japan | ME0000002522SFDAA00624 | NARROW BAND IMAGING UNIT | NARROW BAND IMAGING UNIT | NARROW BAND IMAGING UNIT
Olympus Medical Systems Corp. | اليابان | Japan | ME0000002522SFDAA00635 | INFRARED FILTER UNIT | INFRARED UNIT | INFRARED UNIT
Olympus Medical Systems Corp. | اليابان | Japan | ME0000002522SFDAA00638 | WHITE CAP SET MAJ-941 | WHITE CAP SET | WHITE CAP SET
Olympus Medical Systems Corp. | اليابان | Japan | ME0000002522SFDAA00642 | ORBEYE SURGICAL MICROSCOPE OME-V200 | ORBEYE SURGICAL MICROSCOPE | ORBEYE SURGICAL MICROSCOPE
Olympus Medical Systems Corp. | اليابان | Japan | ME0000002522SFDAA00625 | BLUE LIGHT IMAGING UNIT | BLUE LIGHT IMAGING UNIT | BLUE LIGHT IMAGING UNIT
Olympus Medical Systems Corp. | اليابان | Japan | ME0000002522SFDAA00628 | RECORDER REMOTE CABLE 3P | RECORDER REMOTE CABLE 3P | RECORDER REMOTE CABLE
Olympus Medical Systems Corp. | اليابان | Japan | ME0000002522SFDAA00632 | OTV-S700 UPGRADE PACK IR | OTV-S700 UPGRADE PACK IR MAJ-2512 | OTV-S700 UPGRADE PACK IR MAJ-2512
Olympus Medical Systems Corp. | اليابان | Japan | ME0000002522SFDAA00639 | WHITE CAP HOLDER MAJ-960 | WHITE CAP HOLDER | WHITE CAP HOLDER
Olympus Medical Systems Corp. | اليابان | Japan | ME0000002522SFDAA00631 | OTV-S700 UPGRADE PACK 3D | OTV-S700 UPGRADE PACK 3D MAJ-2511 | OTV-S700 UPGRADE PACK 3D MAJ-2511
HOYA Corporation | اليابان | Japan | ME0000002896SFDAA00118 | WATER JET IRRIGATIONTUBE | WATER JET IRRIGATIONTUBE | Endoscopes, video processors and accessories
HOYA Corporation | اليابان | Japan | ME0000002896SFDAA00119 | LEAKAGE TESTER | LEAKAGE TESTER | Endoscopes, video processors and accessories
Canon inc | اليابان | Japan | ME0000004004SFDAA00001 | Digital Retinal Camera | Digital Retinal Camera | Digital Retinal Camera
Mizuho Corporation | اليابان | Japan | ME0000009165SFDAA00037 | Armboard for prone position | Armboard for prone position | Armboard for prone position
Mizuho Corporation | اليابان | Japan | ME0000009165SFDAA00053 | Knee crutches | Knee crutches | Knee crutches
TAKAYAMA INSTRUMENT INC. | اليابان | Japan | ME0000009166SFDAA00020 | TAKAYAMA Sterilization Tray | Tray, surgical, instruments | Tray Surgical Instruments
Canon Electron Tubes&Devices Co., Ltd. | اليابان | Japan | ME0000017603SFDAA00001 | X-ray tube unit | X-ray tube | X-ray tube
MIZUHO Corporation | اليابان | Japan | ME0000009399SFDAA00028 | MST-7300 | MST-7300 | Operating tables and accessories and operating chairs and accessories.
MIZUHO Corporation | اليابان | Japan | ME0000009399SFDAA00027 | Accessory Cart for Traction Device | Accessory Cart for Traction Device | Cart to store accessories for orthopedics department.
MIZUHO Corporation | اليابان | Japan | ME0000009399SFDAA00029 | Kidney Bridge with Pad | Kidney Bridge with Pad | Kidney Pad
Allm Inc | اليابان | Japan | ME0000002569SFDAA00001 | JOIN | Software Communication App | Join is a Communication app, used among medical professionals to share patient information
SHIODA DENTAL CORPORATION | اليابان | Japan | ME0000007336SFDAA00001 | Dental Instrument Plier | Plier | Stainless Steel Dental Instrument Plier
NIKON CORPORATION | اليابان | Japan | ME0000001054SFDAA00001 | ECLIPSE | Inverted Microscope | Inverted Microscope
NIKON CORPORATION | اليابان | Japan | ME0000001054SFDAA00002 | NIKON MICROSCOPE | Research Stereo Microscope | Research Stereo Microscope
Asahi Lite Optical | اليابان | Japan | ME0000003615SFDAA00143 | CLEAR, Trivex BluLoc | SEMI FINISHED OPTICAL LENSES | Semi Finished Optical lenses used for eye sight correction | عدسات
NIDEK CO., LTD. | اليابان | Japan | ME0000004677SFDAA00036 | SLIT LAMP | Ophthalmic device | SLIT LAMP
Nidek Co. Ltd. | اليابان | Japan | ME0000004854SFDAA00003 | Chart Projector CP-9 | Projector, eye, visual acuity | Chart Projector CP-9
NIDEK Co, Ltd. | اليابان | Japan | ME0000004982SFDAA00002 | Refractor | Refractor RT 6100 | The RT-6100 is a motorized refractor for subjective refraction designed to be connected with other Nidek products such as the Auto Refractometer and/or Lensmeter to import their measurement data. Measurement of refractive errors (spherical power, cylindrical power, and cylinder axis) and binocular visual function testing are performed according to the patient’s response.
Sony Corporation | اليابان | Japan | ME0000005632SFDAA00003 | Blue Thermal Film | Blue Thermal Film | BLACK & WHITE PRINTING FOR DIAGNOSIS
Sony Corporation | اليابان | Japan | ME0000005632SFDAA00003 | Blue Thermal Film | Blue Thermal Film | BLACK & WHITE PRINTING FOR DIAGNOSIS
Rexxam Co, Ltd. | اليابان | Japan | ME0000008492SFDAA00002 | LED SLIT LAMP | SLIT LAMP | XL-1 is LED Slit Lamp of the handheld type that adopts high luminance white LED for the first source of light in the world. It is unnecessary of the troublesome lamp exchange and the life of the light became long.
Rexxam Co, Ltd. | اليابان | Japan | ME0000008492SFDAA00002 | LED SLIT LAMP | SLIT LAMP | XL-1 is LED Slit Lamp of the handheld type that adopts high luminance white LED for the first source of light in the world. It is unnecessary of the troublesome lamp exchange and the life of the light became long.
Rexxam Co, Ltd. | اليابان | Japan | ME0000008492SFDAA00002 | LED SLIT LAMP | SLIT LAMP | XL-1 is LED Slit Lamp of the handheld type that adopts high luminance white LED for the first source of light in the world. It is unnecessary of the troublesome lamp exchange and the life of the light became long.
KAWAMOTO CORPORATION | اليابان | Japan | ME0000009655SFDAA00001 | Eye Patch | Adhesive Pad | for strabismal and weaksighted therapy
KAWAMOTO CORPORATION | اليابان | Japan | ME0000009655SFDAA00001 | Eye Patch | Adhesive Pad | for strabismal and weaksighted therapy
Ohira Co,Ltd | اليابان | Japan | ME0000008492SFDAA00005 | Slit Lamp SL-102/203/500 | Slit Lamp | This device used to observe and examine the eye. It is also used for measurement of pressure within the eye, i.e. tonometry, and measurement of corneal thickness and anterior chamber depth. The device provides a narrow slit of light which is projected into the eye, and reflections from this are detected obliquely with a travelling microscope to observe and/or measure the position of the reflecting surfaces.
Aichi Nikon Co.,LTD | اليابان | Japan | ME0000001229SFDAA00001 | Nikon | Nikon Ophthalmic Lenses | finished ophthalmic lenses | عدسات جاهزة للقص للنظارات الطبية
TOWA MEDICAL INSRUMENTS CO.,LTD | اليابان | Japan | ME0000010496SFDAA00001 | SHIN-NIPPON Trial Frame and Trial Lens Set | Trial Frame and Trial Lens Set | Equipment for holding an optometric lens in front of you at refraction inspection
Nihon Kohden Corporation | اليابان | Japan | ME0000001174SFDAA00001 | Defibrillation Pads | Defibrillation Pads | Defibrillation Pads
NIHON KOHDEN CORPORATION | اليابان | Japan | ME0000015279SFDAA00007 | Disposable Pads | Disposable Pads | defibrillators to deliver defibrillation shocks to the patient.
KAMEMIZU CHEMICAL IND.CO.,LTD. | اليابان | Japan | ME0000020197SFDAA00001 | DIL | impression lining material | Dynamic impression lining material
Nidek Co. Ltd. | اليابان | Japan | ME0000004854SFDAA00004 | Auto Lensmeter | Lensmeter | Auto Lensmeter
Nidek Co. Ltd. | اليابان | Japan | ME0000004854SFDAA00006 | Refractor | Ophthalmic Refractor | REFRACTOR
TAKAGI SEIKO.,LTD | اليابان | Japan | ME0000004900SFDAA00001 | View Tester | View Tester | This instrument is for subjective refraction tests and enables the easier exchange of lenses.
Asahi Lite Optical Co. LTD | اليابان | Japan | ME0000001587SFDAA00006 | Asahi Lite Lenses | PLASTIC LENS | Corrective eyeglass lenses used by customers needed vision correction | عدسات تستخدم لتصحيح قصر و بعد النظر
TOWA Medical Instrument Co,Ltd | اليابان | Japan | ME0000008537SFDAA00001 | Trial Frame | Universal Trial Frame | Universal Trial Frame
Kowa Company, Ltd. Chofu Factory. | اليابان | Japan | ME0000004725SFDAA00001 | KOWA SL-17 | portable slit-lamp | KOWA SL-17
Kowa Company, Ltd. Chofu Factory. | اليابان | Japan | ME0000004725SFDAA00003 | KOWA AP-7000 | Automatic perimeter | KOWA AP-7000
Alcare Co., Ltd. | اليابان | Japan | ME0000005555SFDAA00002 | MOLDCARE RI II | MOLDCARE RI II | A customized patient immobilizing brace. | وسادة لتثبيت المريض
SANPO CHEMICAL CO., LTD | اليابان | Japan | ME0000018665SFDAA00001 | Nahdi Joint Pain Heat Patches | Heat Therapy Patch | This product is designed to relieve muscular aches and pains, joint stiffness, backache, strain & sprains.Therapeutic heat from the patch is effective for relief from joint pain. | تم تصميم هذا المنتج لتخفيف آلام العضلات ، وتيبس المفاصل ، وآلام الظهر ، والإجهاد والالتواء. الحرارة العلاجية من التصحيح فعالة في تخفيف آلام المفاصل.
SANPO CHEMICAL CO., LTD | اليابان | Japan | ME0000018665SFDAA00002 | Nahdi Mini Patch for Women | Heat Patches Pain Relief for Women | This product is designed to relieve muscular aches and pains, joint stiffness, backache, strain & sprains. Therapeutic heat from the patch is effective for relief for women | تم تصميم هذا المنتج للتخفيف من آلام العضلات وآلام ، تصلب المفاصل ، آلام الظهر ، الإجهاد والالتواء. الحرارة العلاجية من اللصقة فعالة للتخفيف عن النساء
Olympus Medical Systems Corp. | اليابان | Japan | ME0000002522SFDAA00001 | US Connector Cap | US Connector Cap
Olympus Medical Systems Corp. | اليابان | Japan | ME0000002522SFDAA00002 | A cord | A cord
Olympus Medical Systems Corp. | اليابان | Japan | ME0000002522SFDAA00003 | BALLOON | BALLOON / BALLON
Olympus Medical Systems Corp. | اليابان | Japan | ME0000002522SFDAA00004 | SUCTION VALVE | SUCTION VALVE
Olympus Medical Systems Corp. | اليابان | Japan | ME0000002522SFDAA00005 | KEYBOARD | KEYBOARD
Olympus Medical Systems Corp. | اليابان | Japan | ME0000002522SFDAA00006 | MAJ-860 E A CORD | MAJ-860 E A CORD
Olympus Medical Systems Corp. | اليابان | Japan | ME0000002522SFDAA00010 | Video System | Video System
Olympus Medical Systems Corp. | اليابان | Japan | ME0000002522SFDAA00373 | Energy Cart | ENERGY CART / GERÄTEWAGEN
Olympus Medical Systems Corp. | اليابان | Japan | ME0000002522SFDAA00374 | 3D VISUALIZATION UNIT OLYMPUS 3DV-190 | 3D VISUALIZATION UNIT / 3D VISUALISUALISIERUNGSEINHEIT
Olympus Medical Systems Corp. | اليابان | Japan | ME0000002522SFDAA00375 | HIGH DEFINITION LCD MONITOR | LCD MONITOR / LCD BILDSCHIRM
Olympus Medical Systems Corp. | اليابان | Japan | ME0000002522SFDAA00376 | VISERA ELITE VIDE SYSTEM CENTER OLYMPUS OTV-S190 | VISERA ELITE VIDE SYSTEM CENTER / VISERA ELITE VIDEO SYSTEM CENTER
Olympus Medical Systems Corp. | اليابان | Japan | ME0000002522SFDAA00377 | VISERA ELITE XENON LIGHT SOURCE OLYMPUS CLV-S190 | VISERA ELITE XENON LIGHT SOURCE OLYMPUS / VISERA ELITE XENON LICHTQUELLE
Olympus Medical Systems Corp. | اليابان | Japan | ME0000002522SFDAA00378 | VISERA 4K UHD XENON LIGHT SOURCE OLYMPUS CLV-S400 | VISERA 4K UHD XENONLICHTQUELLE OLYMPUS CLV-S400 / VISERA 4K UHD XENON LIGHT SOURCE OLYMPUS CLV-S400
Olympus Medical Systems Corp. | اليابان | Japan | ME0000002522SFDAA00379 | HALOGEN LIGHT SOURCE | 150W HALOGENLICHTQUELLE / 150W Halogen Light Source
Olympus Medical Systems Corp. | اليابان | Japan | ME0000002522SFDAA00380 | Surgical Tissue Management System Adapter for UHI-2/3 | ADAPTER FUR CHIRUGISCHES GEWEBEMANAGEMENT FUR UHI-2/3 MAJ-1873 / Surgical Tissue Management System Adapter for UHI-2/3 MAJ-1873
Olympus Medical Systems Corp. | اليابان | Japan | ME0000002522SFDAA00381 | Surgical Tissue Management System Footswitch for THUNDERBEAT | Surgical Tissue Management System Footswitch for THUNDERBEAT
Olympus Medical Systems Corp. | اليابان | Japan | ME0000002522SFDAA00382 | FG HANDLE 1pc. | FG HANDLE / FG HANDSTÜCK
Olympus Medical Systems Corp. | اليابان | Japan | ME0000002522SFDAA00383 | Surgical Tissue Management System Docking fixture | STMS DOCKING FIXTURE / STMS DOCKING HALTERUNG
Olympus Medical Systems Corp. | اليابان | Japan | ME0000002522SFDAA00385 | SMOKE EVACUATION FOOT SWITCH | SMOKE EVACUATION F- SWITCH / ENTRAUCHUNGSSCHALTER
Olympus Medical Systems Corp. | اليابان | Japan | ME0000002522SFDAA00386 | ANTENNA UNIT | ANTENNENEINHEIT MAJ-2031 / ANTENNA UNIT MAJ-2031
Olympus Medical Systems Corp. | اليابان | Japan | ME0000002522SFDAA00388 | ANTENNA UNIT HOLDER | ANTENNENEINHEITSHALTER MAJ-2034 / ANTENNA UNIT HOLDER MAJ-2034
Olympus Medical Systems Corp. | اليابان | Japan | ME0000002522SFDAA00389 | BML Handle V 1pc. | BML GRIFF V 1 STK. / BML Handle V 1pc.
Olympus Medical Systems Corp. | اليابان | Japan | ME0000002522SFDAA00390 | PROBE HOLDER | SONDENHALTER / PROBE HOLDER
Olympus Medical Systems Corp. | اليابان | Japan | ME0000002522SFDAA00391 | SD HANDLE 1pc. | SD HANDLE / SD GRIFF
Olympus Medical Systems Corp. | اليابان | Japan | ME0000002522SFDAA00392 | Surgical Tissue Management System Footswitch for SONICBEAT | FOOTSWITCH FOR SONICBEAT / FUSSSCHALTER FUR SONICBEAT
Takagi Seiko Co., Ltd. | اليابان | Japan | ME0000006942SFDAA00003 | UN-15 | Ophthalmic Chair UN-15
Takagi Seiko Co., Ltd. | اليابان | Japan | ME0000006942SFDAA00005 | ST-50 | smart Table
Takagi Seiko Co., Ltd. | اليابان | Japan | ME0000006942SFDAA00006 | 2ZL | SLIT LAMP MICROSCOPE 2ZL
Takagi Seiko Co., Ltd. | اليابان | Japan | ME0000006942SFDAA00007 | 4ZL | SLIT LAMP MICROSCOPE 4ZL
EIZO Corporation | اليابان | Japan | ME0000002221SFDAA00030 | EX2620-3D | medical grade monitor
EIZO Corporation | اليابان | Japan | ME0000002221SFDAA00031 | EX3220-3D | medical grade monitor
EIZO Corporation | اليابان | Japan | ME0000002221SFDAA00032 | EX3140 | medical grade monitor
EIZO Corporation | اليابان | Japan | ME0000002221SFDAA00033 | EX3141 | medical grade monitor
Ikegami Tsushinki Co Ltd | اليابان | Japan | ME0000009010SFDAA00001 | Color LCD Display | Monitor
Stryker Medtech K.K. | اليابان | Japan | ME0000009169SFDAA00001 | Torque Wrench | Torque Wrench
Mizuho Corporation | اليابان | Japan | ME0000009165SFDAA00150 | Micro Needle Holder | Micro Needle Holder
Mizuho Corporation | اليابان | Japan | ME0000009165SFDAA00151 | Micro Grasping Forceps | Micro Grasping Forceps
Mizuho Corporation | اليابان | Japan | ME0000009165SFDAA00152 | Evans Rotatable Instruments - Tray | Evans Rotatable Instruments - Tray
Mizuho Corporation | اليابان | Japan | ME0000009165SFDAA00153 | Micro Spoon Forceps | Micro Spoon Forceps
Mizuho Corporation | اليابان | Japan | ME0000009165SFDAA00154 | Micro Scissors | Micro Scissors
Mizuho Corporation | اليابان | Japan | ME0000009165SFDAA00155 | Smart Fix Stopper Sleeve | Smart Fix Stopper Sleeve
Olympus Medical Systems Corp. | اليابان | Japan | ME0000002522SFDAA00393 | VIDEO ADAPTER | EYEPIECE ADAPROR / OKULAR ADAPTOR
Olympus Medical Systems Corp. | اليابان | Japan | ME0000002522SFDAA00394 | Air/Water Channel cleaning Adapter | LUFT/WASSER ADAPTER / AIR/WATER ADAPTOR | During precleaning, the air/water channel cleaning adapter is connected to the air/water cylinder. When the adapter is depressed, water is fed through the air/water channel.
Olympus Medical Systems Corp. | اليابان | Japan | ME0000002522SFDAA00395 | MONITOR ADAPTER | ADAPTER / ADAPTOR
Olympus Medical Systems Corp. | اليابان | Japan | ME0000002522SFDAA00398 | CHANNEL CLEANING BRUSH BW-20T | CLEANING BRUSH / REINIGUNGSBURSTE
Olympus Medical Systems Corp. | اليابان | Japan | ME0000002522SFDAA00401 | SINGLE USE SOFT BRUSH MAJ-1888 | MAJ-1888 SANFTE EINWEGBURSTE/ MAJ-1888 SPU SOFT BRUSH
Olympus Medical Systems Corp. | اليابان | Japan | ME0000002522SFDAA00404 | Semi-disposable Biopsy Valve MAJ-853 | BIOPSY VALVE / BIOPSIEVENTIL
Olympus Medical Systems Corp. | اليابان | Japan | ME0000002522SFDAA00405 | BIOPSY VALVE | BIOPSY VALVE / BIOPSIEVENTEL
Olympus Medical Systems Corp. | اليابان | Japan | ME0000002522SFDAA00406 | Endocapsule Workstation Olympus WS-10 | ENDOCAPSULE SOFTWARE 10 / ENDOCAPSULE SOFTWARE 10
Olympus Medical Systems Corp. | اليابان | Japan | ME0000002522SFDAA00407 | BIOPSY FORCEPS | BIOPSY FORCEPS / BIOPSOEZANGE
Olympus Medical Systems Corp. | اليابان | Japan | ME0000002522SFDAA00408 | GRASPING FORCEPS | GRASPING FORCEPS / GREIFZANGE
Olympus Medical Systems Corp. | اليابان | Japan | ME0000002522SFDAA00409 | LOOP CUTTER | LOOP CUTTER / SCHLEIFENSCHEIDER
Olympus Medical Systems Corp. | اليابان | Japan | ME0000002522SFDAA00410 | Coil Sheath | COIL SHEATH / WENDELUBERZUG
Olympus Medical Systems Corp. | اليابان | Japan | ME0000002522SFDAA00411 | Single Use Combination Cleaning Brush | CLEANING BRUSH / REINIGUNGSBURSTE
Olympus Medical Systems Corp. | اليابان | Japan | ME0000002522SFDAA00412 | Single Use Single-Ended Cleaning Brush | Single Use Single-Ended Cleaning Brush
Olympus Medical Systems Corp. | اليابان | Japan | ME0000002522SFDAA00413 | Single Use Dual-Ended Cleaning Brush | BW-421B Single Use combination cleaning brush
KAI INDUSTRIES CO.,LTD | اليابان | Japan | ME0000009710SFDAA00001 | PREP RAZOR - DOUBLE EDGE PREP RAZOR - SINGLE EDGE | DISPOSABLE PREP RAZOR
Kai industries co., ltd. | اليابان | Japan | ME0000011753SFDAA00001 | PREP RAZOR | Disposable Prep Razor
Mani Inc. | اليابان | Japan | ME0000012084SFDAA00004 | MANI | Endodontic Pluggers
J. MORITA MFG. CORP. | اليابان | Japan | ME0000002261SFDAA00011 | Lubrina 2 | Dental Handpiece Maintenance Unit
DENTECH CORPORATION | اليابان | Japan | ME0000005557SFDAA00002 | DENTAL DAM | RUBBER DAM TECHNIC SET AND ACCESORRIES
Terumo Corporation | اليابان | Japan | ME0000000974SFDAA00368 | CAPIOX RED CABLE | Thermistor Cable
NIHON KOHDEN CORPORATION | اليابان | Japan | ME0000000330SFDAA00033 | Paste For ECG CARDIO CREAM | Paste For ECG CARDIO CREAM
NIHON KOHDEN CORPORATION | اليابان | Japan | ME0000000330SFDAA00046 | Airway Adapter | Airway Adapter
NIHON KOHDEN CORPORATION | اليابان | Japan | ME0000000330SFDAA00047 | Pediatric Airway Adapter | Pediatric Airway Adapter
NIHON KOHDEN CORPORATION | اليابان | Japan | ME0000000330SFDAA00048 | T PIECE S STRAIGHT | T PIECE S STRAIGHT
FUJIFILM Corporation | اليابان | Japan | ME0000000626SFDAA00006 | Processor | Processor
FUJIFILM Corporation | اليابان | Japan | ME0000000626SFDAA00007 | Processor | Processor
Sony Global Manufacturing & Operations Corporation Kosai SIte | اليابان | Japan | ME0000004354SFDAA00004 | HD VIDEO CAMERA | HD VIDEO CAMERA
Sony Global Manufacturing & Operations Corporation Kosai SIte | اليابان | Japan | ME0000004354SFDAA00005 | COLOR VIDEO PRINTER | COLOR VIDEO PRINTER
LIBATAPE PHARMACEUTICAL CO LTD | اليابان | Japan | ME0000009197SFDAA00002 | Phmcoplast Adhesive Bandage Plaster | Adhesive Bandage |  | يستخدم في حالة الجروح والخدوش
LIBATAPE PHARMACEUTICAL CO LTD | اليابان | Japan | ME0000009197SFDAA00004 | Phmcoplast Adhesive Bandage Plaster | Adhesive Bandage Plaster |  | يستخدم في حالة الجروح و الخدوش
LIBATAPE PHARMACEUTICAL CO LTD | اليابان | Japan | ME0000009197SFDAA00005 | Phmcoplast | Adhesive Bandage |  | يستخدم في حالة الجروح والخدوش
NIHON KOHDEN CORPORATION | اليابان | Japan | ME0000000330SFDAA00001 | Disposable Pads | Disposable Pads
NIHON KOHDEN CORPORATION | اليابان | Japan | ME0000000330SFDAA00002 | cap ONE Mask | Oxygen Masks
NIHON KOHDEN CORPORATION | اليابان | Japan | ME0000000330SFDAA00003 | Nasal Adapter | Nasal Adapter
NIHON KOHDEN CORPORATION | اليابان | Japan | ME0000000330SFDAA00004 | NIBP Cuff | NIBP Cuff
NIHON KOHDEN CORPORATION | اليابان | Japan | ME0000000330SFDAA00005 | Battery Pack | Battery Pack
NIHON KOHDEN CORPORATION | اليابان | Japan | ME0000000330SFDAA00006 | T-Piece | T-Piece
NIHON KOHDEN CORPORATION | اليابان | Japan | ME0000000330SFDAA00007 | Airway Adapter | Airway Adapter
NIHON KOHDEN CORPORATION | اليابان | Japan | ME0000000330SFDAA00013 | NIBP Cuff | NIBP Cuff
NIHON KOHDEN CORPORATION | اليابان | Japan | ME0000000330SFDAA00018 | CPR assist | CPR assist
NIHON KOHDEN CORPORATION | اليابان | Japan | ME0000000330SFDAA00021 | T PIECE E ELBOW | T PIECE E ELBOW
NIHON KOHDEN CORPORATION | اليابان | Japan | ME0000000330SFDAA00023 | Battery Pack | Battery Pack
NIHON KOHDEN CORPORATION | اليابان | Japan | ME0000000330SFDAA00024 | LITHIUM ION BATTERY | LITHIUM ION BATTERY
NIHON KOHDEN CORPORATION | اليابان | Japan | ME0000000330SFDAA00025 | RY 910PA | RY 910PA
NIHON KOHDEN CORPORATION | اليابان | Japan | ME0000000330SFDAA00027 | Nasal Adapter | Nasal Adapter
NIHON KOHDEN CORPORATION | اليابان | Japan | ME0000000330SFDAA00028 | AC DC Module | AC DC Module
NIHON KOHDEN CORPORATION | اليابان | Japan | ME0000000330SFDAA00029 | SpO2 connection cord | SpO2 connection cord
NIHON KOHDEN CORPORATION | اليابان | Japan | ME0000000330SFDAA00030 | QI 832V | Bluetooth Module
NIHON KOHDEN CORPORATION | اليابان | Japan | ME0000000330SFDAA00031 | QI 120A | Camera Capture Unit
NIHON KOHDEN CORPORATION | اليابان | Japan | ME0000000330SFDAA00032 | IBP Connection Cord | lBP connection cord
NIHON KOHDEN CORPORATION | اليابان | Japan | ME0000000330SFDAA00034 | Airway Adapter | Airway Adapter
NIHON KOHDEN CORPORATION | اليابان | Japan | ME0000000330SFDAA00035 | Additional Alarm Indicator Unit | Additional Alarm Indicator Unit
NIHON KOHDEN CORPORATION | اليابان | Japan | ME0000000330SFDAA00036 | ARM | ARM
NIHON KOHDEN CORPORATION | اليابان | Japan | ME0000000330SFDAA00037 | AC Cardle | AC Cardle
NIHON KOHDEN CORPORATION | اليابان | Japan | ME0000000330SFDAA00038 | MINI FLAT JUNCTION BOX | MINI FLAT JUNCTION BOX
NIHON KOHDEN CORPORATION | اليابان | Japan | ME0000000330SFDAA00039 | NEONATAL DISPOSABLE CUFF | NEONATAL DISPOSABLE CUFF
NIHON KOHDEN CORPORATION | اليابان | Japan | ME0000000330SFDAA00040 | Cap ONE MASK | Cap ONE MASK
NIHON KOHDEN CORPORATION | اليابان | Japan | ME0000000330SFDAA00042 | Disposable Cuff | Disposable Cuff
NIHON KOHDEN CORPORATION | اليابان | Japan | ME0000000330SFDAA00043 | ACCESSORY SET | ACCESSORY SET
NIHON KOHDEN CORPORATION | اليابان | Japan | ME0000000330SFDAA00044 | Skin Pure Skin Preparation Gel | Skin Pure Skin Preparation Gel
NIHON KOHDEN CORPORATION | اليابان | Japan | ME0000000330SFDAA00045 | Air Hose | Air Hose
NIHON KOHDEN CORPORATION | اليابان | Japan | ME0000000330SFDAA00049 | Disposal Pads For Infant | Disposal Pads For Infant
DENTECH CORPORATION | اليابان | Japan | ME0000005557SFDAA00001 | KSK DENTECH | Rubber damp calmp and accessories
GE Healthcare Japan Corporation | اليابان | Japan | ME0000003350SFDAA00037 | ERB7 /ERB Biopsy Attachment | Ultrasound Guided Biopsy
GE Healthcare Japan Corporation | اليابان | Japan | ME0000003350SFDAA00038 | MTZ Biopsy Guide Attachment | Ultrasound Guided Biopsy
Mizuho Corporation | اليابان | Japan | ME0000009165SFDAA00001 | Cart | Accessory cart for traction device
Mizuho Corporation | اليابان | Japan | ME0000009165SFDAA00003 | Cart | Accessory Cart
Mizuho Corporation | اليابان | Japan | ME0000009165SFDAA00004 | Accessory Cart | Accessory Cart
Mizuho Corporation | اليابان | Japan | ME0000009165SFDAA00005 | Cart | Table cart for 5700 series
Mizuho Corporation | اليابان | Japan | ME0000009165SFDAA00012 | Operating Table MOT1602BW | Operating Table MOT1602BW
Mizuho Corporation | اليابان | Japan | ME0000009165SFDAA00014 | Radiographic Tops | Radiographic Tops
Mizuho Corporation | اليابان | Japan | ME0000009165SFDAA00028 | Operating Table MOT VS600 | Operating Table MOT VS600
Mizuho Corporation | اليابان | Japan | ME0000009165SFDAA00029 | Operating Table MOT VS600 | Operating Table MOT VS600
Mizuho Corporation | اليابان | Japan | ME0000009165SFDAA00030 | Operating Table MOT VS600 | Operating Table MOT VS600
Mizuho Corporation | اليابان | Japan | ME0000009165SFDAA00040 | Pad for back section board attachment for pediatric | Pad for back section board attachment for pediatric
Mizuho Corporation | اليابان | Japan | ME0000009165SFDAA00041 | Pad for Double Axis Armboard | Pad for Double Axis Armboard
Mizuho Corporation | اليابان | Japan | ME0000009165SFDAA00042 | Double Axis Armboard | Double Axis Armboard
Mizuho Corporation | اليابان | Japan | ME0000009165SFDAA00045 | Radiolucent top for back section board attachment for pediatric | Radiolucent top for back section board attachment for pediatric
Mizuho Corporation | اليابان | Japan | ME0000009165SFDAA00048 | Radiographic chest and waist support | Radiographic chest and waist support
Mizuho Corporation | اليابان | Japan | ME0000009165SFDAA00052 | Radiographic chest and waist support with clamp | Radiographic chest and waist support with clamp
Mizuho Corporation | اليابان | Japan | ME0000009165SFDAA00055 | Pediatric knee crutches with clamps | Pediatric knee crutches with clamps
Mizuho Corporation | اليابان | Japan | ME0000009165SFDAA00060 | Radiographic tops for knee rests | Radiographic tops for knee rests
Mizuho Corporation | اليابان | Japan | ME0000009165SFDAA00063 | Adapter for carbon fiber extension | Adapter for carbon fiber extension
Mizuho Corporation | اليابان | Japan | ME0000009165SFDAA00066 | Radiographic top for head extension | Radiographic top for head extension
Mizuho Corporation | اليابان | Japan | ME0000009165SFDAA00068 | Pad for leg extension for 5700 series | Pad for leg extension for 5700 series
Mizuho Corporation | اليابان | Japan | ME0000009165SFDAA00069 | Radiographic top for leg extension for 5700 series | Radiographic top for leg extension for 5700 series
Mizuho Corporation | اليابان | Japan | ME0000009165SFDAA00070 | Pad for seat extension 350mm | Pad for seat extension 350mm
Mizuho Corporation | اليابان | Japan | ME0000009165SFDAA00073 | Radiographic top for seat extension 350mm | Radiographic top for seat extension 350mm
Mizuho Corporation | اليابان | Japan | ME0000009165SFDAA00074 | Radiographic top for seat extension for 5701 | Radiographic top for seat extension for 5701
Mizuho Corporation | اليابان | Japan | ME0000009165SFDAA00076 | Leg plate | Leg plate
Mizuho Corporation | اليابان | Japan | ME0000009165SFDAA00096 | Lower armboard with clamp | Lower armboard with clamp
Mizuho Corporation | اليابان | Japan | ME0000009165SFDAA00099 | Side rail extension | Side rail extension
Mizuho Corporation | اليابان | Japan | ME0000009165SFDAA00100 | Side rail adaptor long for carbon fiber board | Side rail adaptor long for carbon fiber board
Mizuho Corporation | اليابان | Japan | ME0000009165SFDAA00101 | Side rail adaptor short for carbon fiber board | Side rail adaptor short for carbon fiber board
Mizuho Corporation | اليابان | Japan | ME0000009165SFDAA00107 | Instrument tray with clamp | Instrument tray with clamp
Mizuho Corporation | اليابان | Japan | ME0000009165SFDAA00109 | Multi clamp | Multi clamp
Mizuho Corporation | اليابان | Japan | ME0000009165SFDAA00114 | Four point spinal frame | Four point spinal frame
Mizuho Corporation | اليابان | Japan | ME0000009165SFDAA00115 | Radiolucent carbon fiber four point spinal frame | Radiolucent carbon fiber four point spinal frame
Mizuho Corporation | اليابان | Japan | ME0000009165SFDAA00119 | Arm surgery board | Arm surgery board
Mizuho Corporation | اليابان | Japan | ME0000009165SFDAA00124 | Pad for arm shield | Pad for arm shield
Mizuho Corporation | اليابان | Japan | ME0000009165SFDAA00126 | Adjustable cassette tray | Adjustable cassette tray
Mizuho Corporation | اليابان | Japan | ME0000009165SFDAA00128 | Uro drain tray set for 1602BW 6300 and 6700 series | Uro drain tray set for 1602BW 6300 and 6700 series
Mizuho Corporation | اليابان | Japan | ME0000009165SFDAA00129 | Radiographic table top for MOT1602BW | Radiographic table top for MOT1602BW
Mizuho Corporation | اليابان | Japan | ME0000009165SFDAA00131 | Radiographic table top for MOT5701 | Radiographic table top for MOT5701
Takeuchi Manufacturing Co Ltd | اليابان | Japan | ME0000000340SFDAA00039 | TS 145 Series | Operating Table
Takeuchi Manufacturing Co Ltd | اليابان | Japan | ME0000000340SFDAA00040 | Operating Table | Operating Table
Paramount Bed Co Ltd | اليابان | Japan | ME0000000338SFDAA00006 | Bassinet Cart | Bassinet Cart
Paramount Bed Co Ltd | اليابان | Japan | ME0000000338SFDAA00007 | Pediatric Bed | Pediatric Bed
NIHON KOHDEN CORPORATION | اليابان | Japan | ME0000000330SFDAA00010 | ACCESSORY KIT | ACCESSORY KIT
NIHON KOHDEN CORPORATION | اليابان | Japan | ME0000000330SFDAA00011 | CABLE | CABLE
NIHON KOHDEN CORPORATION | اليابان | Japan | ME0000000330SFDAA00012 | CART | CART
NIHON KOHDEN CORPORATION | اليابان | Japan | ME0000000330SFDAA00014 | ELEFIX | ELEFIX
NIHON KOHDEN CORPORATION | اليابان | Japan | ME0000000330SFDAA00015 | Gelaid | Gelaid
NIHON KOHDEN CORPORATION | اليابان | Japan | ME0000000330SFDAA00016 | Adult cap-One Biteblock | Adult cap-One Biteblock
NIHON KOHDEN CORPORATION | اليابان | Japan | ME0000000330SFDAA00017 | chest lead | Chest Lead
NIHON KOHDEN CORPORATION | اليابان | Japan | ME0000000330SFDAA00019 | ELECTRODE LEAD | ELECTRODE LEAD
NIHON KOHDEN CORPORATION | اليابان | Japan | ME0000000330SFDAA00020 | CENTRAL MONITOR PROCESSING UNIT | CENTRAL MONITOR PROCESSING UNIT
NIHON KOHDEN CORPORATION | اليابان | Japan | ME0000000330SFDAA00022 | EEG ELECTRODE LEAD | EEG ELECTRODE LEAD
NIHON KOHDEN CORPORATION | اليابان | Japan | ME0000000330SFDAA00026 | ELECTRODE | ELECTRODE
NIHON KOHDEN CORPORATION | اليابان | Japan | ME0000000330SFDAA00041 | ACCESSORY SET | ACCESSORY SET
Mizuho Corporation | اليابان | Japan | ME0000009165SFDAA00006 | Sugita Titanium Clips II Half Case | Sugita Titanium Clips II Half Case
Mizuho Corporation | اليابان | Japan | ME0000009165SFDAA00007 | Sugita Titanium Clips II Case EA | Sugita Titanium Clips II Case EA
Mizuho Corporation | اليابان | Japan | ME0000009165SFDAA00008 | Sugita Titanium Clip II Case A for Applier | Sugita Titanium Clip II Case A for Applier
Mizuho Corporation | اليابان | Japan | ME0000009165SFDAA00009 | Sugita Titanium Clip II Case B for Mini, Temporary and Standard Clips | Sugita Titanium Clip II Case B for Mini, Temporary and Standard Clips
Mizuho Corporation | اليابان | Japan | ME0000009165SFDAA00010 | Sugita Titanium Clip II Case C for Standard Clips | Sugita Titanium Clip II Case C for Standard Clips
Mizuho Corporation | اليابان | Japan | ME0000009165SFDAA00011 | Sugita Titanium Clip II Case D for Fenestrated Clips | Sugita Titanium Clip II Case D for Fenestrated Clips
TAKAYAMA INSTRUMENT INC. | اليابان | Japan | ME0000009166SFDAA00001 | Kamiyama Micro Dilator Straight | Kamiyama Micro Dilator Straight
TAKAYAMA INSTRUMENT INC. | اليابان | Japan | ME0000009166SFDAA00002 | Kamiyama Microdissector degree cutting edge | Kamiyama Microdissector degree cutting edge
TAKAYAMA INSTRUMENT INC. | اليابان | Japan | ME0000009166SFDAA00003 | Kamiyama Needle Holder | Kamiyama Needle Holder
TAKAYAMA INSTRUMENT INC. | اليابان | Japan | ME0000009166SFDAA00004 | Kamiyama Micro Rongeur K-Bayonet | Kamiyama Micro Rongeur K-Bayonet
TAKAYAMA INSTRUMENT INC. | اليابان | Japan | ME0000009166SFDAA00005 | Premium Kamiyama Microforceps K-Bayonet | Premium Kamiyama Microforceps K-Bayonet
TAKAYAMA INSTRUMENT INC. | اليابان | Japan | ME0000009166SFDAA00006 | Kamiyama Microforceps K-Bayonet | Kamiyama Microforceps K-Bayonet
TAKAYAMA INSTRUMENT INC. | اليابان | Japan | ME0000009166SFDAA00007 | Kamiyama Microscissors, Bayonet | Kamiyama Microscissors, Bayonet
Mizuho Corporation | اليابان | Japan | ME0000009165SFDAA00032 | Sugita Titanium Clip II Case E for Standard, Fenestrated and Long Clips | Sugita Titanium Clip II Case E for Standard, Fenestrated and Long Clips
TAKAYAMA INSTRUMENT INC. | اليابان | Japan | ME0000009166SFDAA00008 | Kamiyama Microscissors [MURAMASA] Straight | Kamiyama Microscissors [MURAMASA] Straight
TAKAYAMA INSTRUMENT INC. | اليابان | Japan | ME0000009166SFDAA00009 | Kamiyama Microforceps Straight | Kamiyama Microforceps Straight
TAKAYAMA INSTRUMENT INC. | اليابان | Japan | ME0000009166SFDAA00010 | Kamiyama Microscissors Straight | Kamiyama Microscissors Straight
TAKAYAMA INSTRUMENT INC. | اليابان | Japan | ME0000009166SFDAA00011 | SuperBypass Microforceps Bayonet | SuperBypass Microforceps Bayonet
TAKAYAMA INSTRUMENT INC. | اليابان | Japan | ME0000009166SFDAA00012 | SuperBypass Needle Holder Bayonet | SuperBypass Needle Holder Bayonet
TAKAYAMA INSTRUMENT INC. | اليابان | Japan | ME0000009166SFDAA00013 | Super-Bypass Needle Holder Scissors | Super-Bypass Needle Holder Scissors
TAKAYAMA INSTRUMENT INC. | اليابان | Japan | ME0000009166SFDAA00014 | Super-Bypass Micro Forceps | Super-Bypass Micro Forceps
TAKAYAMA INSTRUMENT INC. | اليابان | Japan | ME0000009166SFDAA00015 | Kamiyama-Tsuboi Micro Rongeur K-Bayonet | Kamiyama-Tsuboi Micro Rongeur K-Bayonet
TAKAYAMA INSTRUMENT INC. | اليابان | Japan | ME0000009166SFDAA00016 | Kamiyama Microscissors Straight | Kamiyama Microscissors Straight
TAKAYAMA INSTRUMENT INC. | اليابان | Japan | ME0000009166SFDAA00017 | Super-Bypass Micro Needle Holder | Super-Bypass Micro Needle Holder
TAKAYAMA INSTRUMENT INC. | اليابان | Japan | ME0000009166SFDAA00018 | Super-Bypass Micro Forceps | Super-Bypass Micro Forceps
Younger MFG Co | اليابان | Japan | ME0000009567SFDAA00001 | CLEAR | SPECTACLE LENSES-SEMI-FINISHED OPTICAL LENSES
Sakura Finetek USA Inc | اليابان | Japan | ME0000001395SFDAA00001 | Tissue Tek Genie Advanced Stainer | Automated Slide Stainer
Takagi Seiko Co., Ltd. | اليابان | Japan | ME0000006942SFDAA00001 | OM-9 | Operating Microscope | Operating Microscope
Takagi Seiko Co., Ltd. | اليابان | Japan | ME0000006942SFDAA00002 | 700GL | Slit lamp Microscope | Ophthalmic Slit lamp Microscope
Takagi Seiko Co., Ltd. | اليابان | Japan | ME0000006942SFDAA00004 | UN-21 | Full Reclining Chair | Ophthalmic Chair
GE Healthcare Japan Corporation | اليابان | Japan | ME0000003350SFDAA00036 | E8C Reusable Guide Attachment | Ultrasound Guided Biopsy | Ultrasound Guided Biopsy
Mizuho Corporation | اليابان | Japan | ME0000009165SFDAA00002 | Cart | Cart | Cart
Mizuho Corporation | اليابان | Japan | ME0000009165SFDAA00013 | Operating Table MOT VACB 3006B | Operating Table MOT VACB 3006B | Operating Table MOT VACB 3006B
Mizuho Corporation | اليابان | Japan | ME0000009165SFDAA00015 | Cervical Spine Frame | Cervical Spine Frame | Cervical Spine Frame
Mizuho Corporation | اليابان | Japan | ME0000009165SFDAA00016 | Anesthesia frame with clamp | Anesthesia frame with clamp | Anesthesia frame with clamp
Mizuho Corporation | اليابان | Japan | ME0000009165SFDAA00017 | Anesthesia screen with wing type | Anesthesia screen with wing type | Anesthesia screen with wing type
Mizuho Corporation | اليابان | Japan | ME0000009165SFDAA00018 | Anesthesia screen extension with clamp | Anesthesia screen extension with clamp | Anesthesia Frame with Clamp
Mizuho Corporation | اليابان | Japan | ME0000009165SFDAA00019 | Anesthesia screen L type with clamp | Anesthesia screen L type with clamp | Anesthesia screen L type with clamp
Mizuho Corporation | اليابان | Japan | ME0000009165SFDAA00020 | Clamp for round bar | Clamp for round bar | Clamp for round bar
Mizuho Corporation | اليابان | Japan | ME0000009165SFDAA00021 | Upper arm support | Upper arm support | Upper arm support
Mizuho Corporation | اليابان | Japan | ME0000009165SFDAA00022 | Pad for armboard | Pad for armboard | Pad for armboard
Mizuho Corporation | اليابان | Japan | ME0000009165SFDAA00023 | Standard armboard with pad | Standard armboard with pad | Standard armboard with pad
Mizuho Corporation | اليابان | Japan | ME0000009165SFDAA00024 | Pad for imaging arm board | Pad for imaging arm board | Pad for imaging arm board
Mizuho Corporation | اليابان | Japan | ME0000009165SFDAA00025 | Imaging arm board | Imaging arm board | Imaging arm board
Mizuho Corporation | اليابان | Japan | ME0000009165SFDAA00026 | Operating Table MOT 5602BW | Operating Table MOT 5602BW | Operating Table MOT 5602BW
Mizuho Corporation | اليابان | Japan | ME0000009165SFDAA00027 | Operating Table MOT VS600 | Operating Table MOT VS600 | Operating Table MOT VS600
Mizuho Corporation | اليابان | Japan | ME0000009165SFDAA00031 | Power Cord | Operating Table MOT VS600 | Operating Table MOT VS600
Mizuho Corporation | اليابان | Japan | ME0000009165SFDAA00033 | Lower limb support clamp | Lower limb support clamp | Lower limb support clamp
Mizuho Corporation | اليابان | Japan | ME0000009165SFDAA00034 | Operating Table MOT VS600 | Operating Table MOT VS600 | MOT VS600 DHKe
Mizuho Corporation | اليابان | Japan | ME0000009165SFDAA00035 | Raised armboard | Raised armboard | Raised armboard
Mizuho Corporation | اليابان | Japan | ME0000009165SFDAA00036 | Universal clamp for round bar | Universal clamp for round bar | Universal clamp for round bar
Mizuho Corporation | اليابان | Japan | ME0000009165SFDAA00038 | Shoulder support | Shoulder support | Shoulder support
Mizuho Corporation | اليابان | Japan | ME0000009165SFDAA00039 | Back section board attachment for pediatric | Back section board attachment for pediatric | Back section board attachment for pediatric
Mizuho Corporation | اليابان | Japan | ME0000009165SFDAA00043 | Locking type armboard | Locking type armboard | Locking type armboard
Mizuho Corporation | اليابان | Japan | ME0000009165SFDAA00044 | IVR ARMBOARD | IVR ARMBOARD | IVR ARMBOARD
Mizuho Corporation | اليابان | Japan | ME0000009165SFDAA00046 | Chest and waist support | Chest and waist support | Chest and waist support
Mizuho Corporation | اليابان | Japan | ME0000009165SFDAA00047 | Clamp for flat bar | Clamp for flat bar | Clamp for flat bar
Mizuho Corporation | اليابان | Japan | ME0000009165SFDAA00049 | Universal clamp for flat bar | Universal clamp for flat bar | Universal clamp for flat bar
Mizuho Corporation | اليابان | Japan | ME0000009165SFDAA00050 | Lateral support | Lateral support | Lateral support
Mizuho Corporation | اليابان | Japan | ME0000009165SFDAA00051 | Chest and waist support with clamp | Chest and waist support with clamp | Chest and waist support with clamp
Mizuho Corporation | اليابان | Japan | ME0000009165SFDAA00054 | Urethane pad for knee crutches | Urethane pad for knee crutches | Urethane pad for knee crutches
Mizuho Corporation | اليابان | Japan | ME0000009165SFDAA00056 | Pediatric knee crutches | Pediatric knee crutches | Pediatric knee crutches
Mizuho Corporation | اليابان | Japan | ME0000009165SFDAA00057 | Foot rests 320mm | Foot rests 320mm | Foot rests 320mm
Mizuho Corporation | اليابان | Japan | ME0000009165SFDAA00058 | Foot rests with clamps | Foot rests with clamps | Foot rests with clamps
Mizuho Corporation | اليابان | Japan | ME0000009165SFDAA00059 | Knee rests | Knee rests | Knee rests
Mizuho Corporation | اليابان | Japan | ME0000009165SFDAA00061 | Head supporter | Head supporter | Head supporter
Mizuho Corporation | اليابان | Japan | ME0000009165SFDAA00062 | Attachment for Mayfield head support | Attachment for Mayfield head support | Attachment for Mayfield head support
Mizuho Corporation | اليابان | Japan | ME0000009165SFDAA00064 | 70 mm pad for head extension | 70 mm pad for head extension | 70 mm pad for head extension
Mizuho Corporation | اليابان | Japan | ME0000009165SFDAA00065 | Head extension for 5701 | Head extension for 5701 | Head extension for 5701
Mizuho Corporation | اليابان | Japan | ME0000009165SFDAA00067 | Leg extension for 5700 series | Leg extension for 5700 series | Leg extension for 5700 series
Mizuho Corporation | اليابان | Japan | ME0000009165SFDAA00071 | Seat extension 350mm | Seat extension 350mm | Seat extension 350mm
Mizuho Corporation | اليابان | Japan | ME0000009165SFDAA00072 | Pad for seat extension for 5701 | Pad for seat extension for 5701 | Pad for seat extension for 5701
Mizuho Corporation | اليابان | Japan | ME0000009165SFDAA00075 | Seat extension for 5701 | Seat extension for 5701 | Seat extension for 5701
Mizuho Corporation | اليابان | Japan | ME0000009165SFDAA00077 | Wrist strap 240mm | Wrist strap 240mm | Wrist strap 240mm
Mizuho Corporation | اليابان | Japan | ME0000009165SFDAA00078 | Wrist strap 390mm | Wrist strap 390mm | Wrist Strap
Mizuho Corporation | اليابان | Japan | ME0000009165SFDAA00079 | Adjustable body support with clamp | Adjustable body support with clamp | Adjustable body support with clamp
Mizuho Corporation | اليابان | Japan | ME0000009165SFDAA00080 | Leg strap | Leg strap | Leg strap
Mizuho Corporation | اليابان | Japan | ME0000009165SFDAA00081 | Body strap 2500 mm | Body strap 2500 mm | Body strap 2500 mm
Mizuho Corporation | اليابان | Japan | ME0000009165SFDAA00082 | Body strap 1700 mm | Body strap 1700 mm | Body strap 1700 mm
Mizuho Corporation | اليابان | Japan | ME0000009165SFDAA00083 | V attachment for 5602SRMB and 5701 series with tops | V attachment for 5602SRMB and 5701 series with tops | V attachment for 5602SRMB and 5701 series with tops
Mizuho Corporation | اليابان | Japan | ME0000009165SFDAA00084 | Pad for inner thigh column | Pad for inner thigh column | Pad for inner thigh column
Mizuho Corporation | اليابان | Japan | ME0000009165SFDAA00085 | Traction device arm | Traction device arm | Traction device arm
Mizuho Corporation | اليابان | Japan | ME0000009165SFDAA00086 | Traction device right left | Traction device right left | Traction device right left
Mizuho Corporation | اليابان | Japan | ME0000009165SFDAA00087 | Traction pulley | Traction pulley | Traction pulley
Mizuho Corporation | اليابان | Japan | ME0000009165SFDAA00088 | Traction shoe right/left | Traction shoe right/left | Traction shoe right/left
Mizuho Corporation | اليابان | Japan | ME0000009165SFDAA00089 | Wide pelvic support | Wide pelvic support | Wide pelvic support
Mizuho Corporation | اليابان | Japan | ME0000009165SFDAA00090 | Radiographic Table Tops | Radiographic Table Tops | Radiographic Table Tops
Mizuho Corporation | اليابان | Japan | ME0000009165SFDAA00091 | 70mm Pads for Knee Rests | 70mm Pads for Knee Rests | 70mm Pads for Knee Rests
Mizuho Corporation | اليابان | Japan | ME0000009165SFDAA00092 | Radiolucent Head Extension for VACB with Pad | Radiolucent Head Extension for VACB with Pad | Radiolucent Head Extension for VACB with Pad
Mizuho Corporation | اليابان | Japan | ME0000009165SFDAA00093 | Catheter Tray for Imaging Table with Clamp | Catheter Tray for Imaging Table with Clamp | Catheter Tray for Imaging Table with Clamp
Mizuho Corporation | اليابان | Japan | ME0000009165SFDAA00094 | Head Extension for VACB with Pad | Head Extension for VACB with Pad | Head Extension for VACB with Pad
Mizuho Corporation | اليابان | Japan | ME0000009165SFDAA00095 | Locking Type Armboard | Locking Type Armboard | Locking Type Armboard
Mizuho Corporation | اليابان | Japan | ME0000009165SFDAA00097 | Lateral cassette holder with clamp | Lateral cassette holder with clamp | Lateral cassette holder with clamp
Mizuho Corporation | اليابان | Japan | ME0000009165SFDAA00098 | Pubis support with clamp | Pubis support with clamp | Pubis support with clamp
Mizuho Corporation | اليابان | Japan | ME0000009165SFDAA00102 | Side rail adaptor II long for carbon fiber board | Side rail adaptor II long for carbon fiber board | Side rail adaptor II long for carbon fiber board
Mizuho Corporation | اليابان | Japan | ME0000009165SFDAA00103 | Side rail adaptor II short for carbon fiber board | Side rail adaptor II short for carbon fiber board | Side rail adaptor II short for carbon fiber board
Mizuho Corporation | اليابان | Japan | ME0000009165SFDAA00104 | Adjustable instrument tray with clamps | Adjustable instrument tray with clamps | Adjustable instrument tray with clamps
Mizuho Corporation | اليابان | Japan | ME0000009165SFDAA00105 | Uro drain tray set for 5602SRMB | Uro drain tray set for 5602SRMB | Uro drain tray set for 5602SRMB
Mizuho Corporation | اليابان | Japan | ME0000009165SFDAA00106 | Uro drain tray set for 5701 | Uro drain tray set for 5701 | Uro drain tray set for 5701
Mizuho Corporation | اليابان | Japan | ME0000009165SFDAA00108 | Instrument tray | Instrument tray | Instrument tray
Mizuho Corporation | اليابان | Japan | ME0000009165SFDAA00110 | Standard armboard C1 | Standard armboard C1 | Standard armboard C1
Mizuho Corporation | اليابان | Japan | ME0000009165SFDAA00111 | Standard armboard C2 | Standard armboard C2 | Satndard armboard
Mizuho Corporation | اليابان | Japan | ME0000009165SFDAA00112 | Pad for armboard C1 C2 | Pad for armboard C1 C2 | Pad for armboard
Mizuho Corporation | اليابان | Japan | ME0000009165SFDAA00113 | V attachment side rail type | V attachment side rail type | V attachment side rail type
Mizuho Corporation | اليابان | Japan | ME0000009165SFDAA00116 | Radiolucent acrylic armboard | Radiolucent acrylic armboard | Radiolucent acrylic armboard
Mizuho Corporation | اليابان | Japan | ME0000009165SFDAA00117 | Arm strap | Arm strap | Arm strap
Mizuho Corporation | اليابان | Japan | ME0000009165SFDAA00118 | Arm surgery board with support rod | Arm surgery board with support rod | Arm surgery board with support rod
Mizuho Corporation | اليابان | Japan | ME0000009165SFDAA00120 | Arm surgery board with side rail mount | Arm surgery board with side rail mount | Arm surgery board with side rail mount
Mizuho Corporation | اليابان | Japan | ME0000009165SFDAA00121 | Pad for table side extension | Pad for table side extension | Pad for table side extension
Mizuho Corporation | اليابان | Japan | ME0000009165SFDAA00122 | Table side extension | Table side extension | Table side extension
Mizuho Corporation | اليابان | Japan | ME0000009165SFDAA00123 | Arm shield with pad | Arm shield with pad | Arm shield with pad
Mizuho Corporation | اليابان | Japan | ME0000009165SFDAA00125 | Universal cassettes holders with built in clamp | Universal cassettes holders with built in clamp | Universal cassettes holders with built in clamp
Mizuho Corporation | اليابان | Japan | ME0000009165SFDAA00127 | Cassette tray | Cassette tray | Cassette tray
Mizuho Corporation | اليابان | Japan | ME0000009165SFDAA00130 | Radiographic table top for MOT5602SRMB | Radiographic table top for MOT5602SRMB | Radiographic table top for MOT5602SRMB
Mizuho Corporation | اليابان | Japan | ME0000009165SFDAA00132 | Lower limb support | Lower limb support | Lower limb support
Mizuho Corporation | اليابان | Japan | ME0000009165SFDAA00133 | Arm for head rest and face rest | Arm for head rest and face rest | Arm for head rest and face rest
Mizuho Corporation | اليابان | Japan | ME0000009165SFDAA00134 | Pelvic support board | Pelvic support board | Pelvic support board
Mizuho Corporation | اليابان | Japan | ME0000009165SFDAA00135 | Pelvic support for pediatric | Pelvic support for pediatric | Pelvic support for pediatric
Mizuho Corporation | اليابان | Japan | ME0000009165SFDAA00136 | Radiolucent head rest | Radiolucent head rest | Radiolucent head rest
Mizuho Corporation | اليابان | Japan | ME0000009165SFDAA00137 | Support rods | Support rods | Support rods
Mizuho Corporation | اليابان | Japan | ME0000009165SFDAA00138 | Carbon fiber L shaped kneed rest with pad | Carbon fiber L shaped knee rest with pad | Carbon fiber L shaped knee rest with pad
Mizuho Corporation | اليابان | Japan | ME0000009165SFDAA00139 | Direct traction device | Direct traction device | Direct traction device
Mizuho Corporation | اليابان | Japan | ME0000009165SFDAA00140 | Direct traction device for Borshards | Direct traction device for Borshards | Direct traction device for Borshards
Mizuho Corporation | اليابان | Japan | ME0000009165SFDAA00141 | Direct traction hook attachment | Direct traction hook attachment | Direct traction hook attachment
Mizuho Corporation | اليابان | Japan | ME0000009165SFDAA00142 | Extension arm right left | Extension arm right left | Extension arm right left
Mizuho Corporation | اليابان | Japan | ME0000009165SFDAA00143 | Face rest | Face rest | Face rest
Mizuho Corporation | اليابان | Japan | ME0000009165SFDAA00144 | Inner thigh column | Inner thigh column | Inner thigh column
Mizuho Corporation | اليابان | Japan | ME0000009165SFDAA00145 | Inner thigh column with pad | Inner thigh column with pad | Inner thigh column with pad
Mizuho Corporation | اليابان | Japan | ME0000009165SFDAA00146 | Inner thigh support with pad for traction in lateral posture | Inner thigh support with pad for traction in lateral posture | Inner thigh support with pad for traction in lateral posture
Mizuho Corporation | اليابان | Japan | ME0000009165SFDAA00147 | Lower thigh support for traction in lateral posture | Lower thigh support for traction in lateral posture | Lower thigh support for traction in lateral posture
Mizuho Corporation | اليابان | Japan | ME0000009165SFDAA00148 | L shaped knee rest with pad | L shaped knee rest with pad | L shaped knee rest with pad
Mizuho Corporation | اليابان | Japan | ME0000009165SFDAA00149 | Movable pelvic support | Movable pelvic support | Movable pelvic support
LIBATAPE PHARMACEUTICAL CO LTD | اليابان | Japan | ME0000009197SFDAA00001 | Phmcoplast | ADHESIVE BANDAGE | Phmcoplast Adhesive Bandage | يستخدم في حالة الجروح والخدوش
LIBATAPE PHARMACEUTICAL CO LTD | اليابان | Japan | ME0000009197SFDAA00003 | Phmcoplast Adhesive Bandage Plaster | Adhesive Bandage | Adhesive Bandage | يستخدم في حالة الجروح والخدوش
Mani Inc. | اليابان | Japan | ME0000012084SFDAA00007 | MANI | Endodontic Files | MANI D FINDERS
Mizuho Corporation | اليابان | Japan | ME0000009165SFDAA00156 | 70mm Mizuho Original Pad for 100cm Carbon Fiber Extension | 70mm Mizuho Original Pad for 100cm Carbon Fiber Extension | 70mm Mizuho Original Pad for 100cm Carbon Fiber Extension
MIZUHO Corporation | اليابان | Japan | ME0000009399SFDAA00022 | MIZUHO 08-068-22 Shoulder Positioner without Pad | MIZUHO 08-068-22 Shoulder Positioner without Pad | Shoulder Positioner
DENTECH CORPORATION | اليابان | Japan | ME0000005557SFDAA00003 | RUBBER DAM CLAMP | RUBBER DAM TECHNIC SET AND ACCESORRIES | A spring like Metal piece
NIHON KOHDEN CORPORATION | اليابان | Japan | ME0000000330SFDAA00050 | Carrying Bag For AED | Carrying Bag For AED | The YC-310v carring bag is for the AED-3100 automated external defibrillator The AED/CPR rescue kit and spare disposable pads can be stored in the pocket to carry them with the AED in an emergency
KONICA MINOLTA, INC. | اليابان | Japan | ME0000009876SFDAA00005 | Medical Imaging Film SD-S | X-ray Films | Medical Imaging Film
Sony Corporation | اليابان | Japan | ME0000005632SFDAA00004 | Thermal Print Media | Thermal Print Media | BLACK & WHITE PRINTING FOR REFERENCE
KONICA MINOLTA, INC. | اليابان | Japan | ME0000009876SFDAA00003 | Drypro Laser Imager | Laser Imager | Medical Printers
KONICA MINOLTA, INC. | اليابان | Japan | ME0000009876SFDAA00002 | Laser Imager Drypro Sigma2 | Laser Imagers | Medical Printers
Sony Corporation | اليابان | Japan | ME0000005632SFDAA00002 | Hybrid Graphic Printer | Hybrid Graphic Printer | Sony Hybrid Graphic Printer
NEITZ INSTRUMENTS Co.,Ltd. | اليابان | Japan | ME0000010510SFDAA00002 | Streak Retinoscope | Retinoscope | hand-eld battery powered medical device containing bulb for illumination and viewing of optic
NEITZ INSTRUMENTS Co.,Ltd. | اليابان | Japan | ME0000010510SFDAA00002 | Streak Retinoscope | Retinoscope | hand-eld battery powered medical device containing bulb for illumination and viewing of optic
NEITZ INSTRUMENTS Co.,Ltd. | اليابان | Japan | ME0000010510SFDAA00001 | Ophthalmoscope | Ophthalmoscope | is an ac or battery powered device containing illumination and viewing optics to examine the cornea, aqueous, lens, vitreous, and the retina of the eye
NEITZ INSTRUMENTS Co.,Ltd. | اليابان | Japan | ME0000010510SFDAA00001 | Ophthalmoscope | Ophthalmoscope | is an ac or battery powered device containing illumination and viewing optics to examine the cornea, aqueous, lens, vitreous, and the retina of the eye
Neitz Instruments Co. Ltd | اليابان | Japan | ME0000006760SFDAA00001 | Binocular Indirect Ophthalmoscope | ophthalmoscope | is an optical instrument worn on the examiner's head, and sometimes attached to spectacles, that is used to inspect the fundus or back of the eye
NEITZ INSTRUMENTS Co.,Ltd. | اليابان | Japan | ME0000010510SFDAA00003 | Streak Retinoscope | Retinoscope | hand-eld battery powered medical device containing bulb for illumination and viewing of optic
Neitz Instruments Co. Ltd | اليابان | Japan | ME0000006760SFDAA00007 | Binocular Indirect Ophthalmoscope | Ophthalmoscope | IO-α and IO-α LED is intended to be used for illumination and viewing optics intended to examine the media (cornea, aqueous, lens and vitreous) and fundus of the eye.
KONICA MINOLTA, INC. | اليابان | Japan | ME0000009876SFDAA00001 | Laser Imager Drypro Sigma | Laser Imagers | Medical Printer
Neitz Instruments Co. Ltd | اليابان | Japan | ME0000006760SFDAA00008 | Spot Illuminator | Headlight | To be worn on the user’s (a medical professional) head to provide illumination to aid visualization during surgical, diagnostic, or therapeutic procedures.
Neitz Instruments Co. Ltd | اليابان | Japan | ME0000006760SFDAA00009 | Binocular Surgical Loupes | Surgical binoculars, reusable | To magnify the user’s view of the affected site for medical purposes such as examination and treatment.
Neitz Instruments Co. Ltd | اليابان | Japan | ME0000006760SFDAA00010 | Fiber Otoscope | Otoscope, indirect | otoscope with rotating lens with magnification in-depth and observation of ear canal and nostril by anti-reflection ear tip
NIHON KOHDEN CORPORATION | اليابان | Japan | ME0000015279SFDAA00009 | Patient Cable | Patient Cable | The patient cable is intended for connecting the electrocardiograph and electrodes to transmit electrophysiological signals collected from the human body surface.
Sony Corporation | اليابان | Japan | ME0000005632SFDAA00009 | 3D Eye Shield | Eye Shield | 3D Eye Shield
KAMEMIZU CHEMICAL INDUSTRY CO., LTD | اليابان | Japan | ME0000020196SFDAA00001 | DENTURE SOFT Ⅱ | Tissue Conditioner | Durable Tissue conditioner & Functional Impression material
MIZUHO Corporation | اليابان | Japan | ME0000009399SFDAA00030 | MOT-VS500 | MOT-VS500 | Operation Table
Nihon Kohden Corporation | اليابان | Japan | ME0000015105SFDAA00003 | Battery Pack | Battery Pack | Rechargeable Li-ion Battery
MIZUHO Corporation | اليابان | Japan | ME0000009399SFDAA00031 | MOT-VS500 | MOT-VS500 | Operation Table
Yasui Co.,Ltd | اليابان | Japan | ME0000022681SFDAA00001 | KopLight Illiminated Surgical Retractor | KopLight Illiminated Surgical Retractor | Illiminated Surgical Retractor
MIZUHO Corporation | اليابان | Japan | ME0000009399SFDAA00032 | IR Remote Hand Controller for VS500 | IR Remote Hand Controller | IR Remote Hand Controller for VS500
Aichi Nikon Co., Ltd | اليابان | Japan | ME0000003406SFDAA00015 | Nikon Lite 3 AS 160 | Spectacle Lense | Spectacle lens to be mounted on spectacle frame
Aichi Nikon Co.,LTD | اليابان | Japan | ME0000001229SFDAA00004 | Nikon Lite AS 150 | Spectacle Lens | Spectacle lens to be mounted on spectacle frame.
Aichi Nikon Co.,LTD | اليابان | Japan | ME0000001229SFDAA00002 | Nikon Lite 3 AS 160 | Spectacle Lens | Spectacle lens to be mounted on spectacle frame.
Aichi Nikon Co.,LTD | اليابان | Japan | ME0000001229SFDAA00006 | Myopsee 167 | Spectacle Lens | Spectacle lens to be mounted on spectacle frame.
Aichi Nikon Co.,LTD | اليابان | Japan | ME0000001229SFDAA00005 | Myopsee 160 | Spectacle Lens | Spectacle lens to be mounted on spectacle frame.
Aichi Nikon Co.,LTD | اليابان | Japan | ME0000001229SFDAA00003 | Nikon Lite 4 AS 167 | Spectacle Lens | Spectacle lens to be mounted on spectacle frame.
Aichi Nikon Co.,LTD | اليابان | Japan | ME0000001229SFDAA00007 | Nikon Lite SP 150 | Spectacle Lens | Spectacle lens to be mounted on spectacle frame.
MIZUHO Corporation | اليابان | Japan | ME0000009399SFDAA00034 | OPERATING TABLE MOT-VS700 | OPERATING TABLE | OPERATING TABLE MOT-VS700
MIZUHO Corporation | اليابان | Japan | ME0000009399SFDAA00033 | OPERATING TABLE MOT-VE100 | OPERATING TABLE | OPERATING TABLE MOT-VE100
TEAC Corporation | اليابان | Japan | ME0000005450SFDAA00001 | Digital Video Recorder | Digital Video Recorder | This product is a video recorder for use in medical facilities. It is intended to be used for backup recording of examinations and operations in combination with surgical microscopes, endoscope cameras, medical displays and similar devices. This product is not intended to be used for diagnoses.
TAKAGI SEIKO CO., LTD | اليابان | Japan | ME0000004906SFDAA00001 | MOTORIZED PATIENT CHAIR | MOTORIZED PATIENT CHAIR | Motorized Patint Chair
TAKAGI SEIKO.,LTD | اليابان | Japan | ME0000004900SFDAA00011 | Projection Perimeter | Projection Perimeter | flicker visual field Device
Daito Electric Machine Industry co.,Ltd | اليابان | Japan | ME0000005837SFDAA00003 | Thrive | Handy Massager | Personal hand massager for home use, lightweight and easy to use, multi-speed, it relieves chronic muscle pain resulting from daily stress in all parts of the body and stimulate blood circulation. | جھاز تدلیك یدوي شخصي للاستخدام المنزلي خفیف الوزن وسھل الاستخدام متعدد السرعات یعمل على تخفیف الام العضلات المزمنة الناتجه من الاجھاد الیومي في جمیع اجزاء الجسم وتنشیط الدورة الدمویة.
YDM CORPORATION | اليابان | Japan | ME0000005444SFDAA00012 | Net Tray | Net Tray | Net Tray
YDM CORPORATION | اليابان | Japan | ME0000005462SFDAA00001 | Cement Filling Instrument | Cement Filling Instrument | Cement Filling Instrument
YDM CORPORATION | اليابان | Japan | ME0000005467SFDAA00281 | Stieglitz Root Forceps | Stieglitz Root Forceps | Stieglitz Root Forceps
YDM CORPORATION | اليابان | Japan | ME0000005370SFDAA00004 | Excavator | Excavator | Excavator
YDM CORPORATION | اليابان | Japan | ME0000005375SFDAA00010 | Young Frame | Young Frame | Young Frame
YDM CORPORATION | اليابان | Japan | ME0000005379SFDAA00020 | Endodontic Tweezers | Endodontic Tweezers | Endodontic Tweezers
YDM CORPORATION | اليابان | Japan | ME0000005437SFDAA00130 | Extracting Forceps | Extracting Forceps | Extracting Forceps
YDM CORPORATION | اليابان | Japan | ME0000005385SFDAA00021 | Matrix Retainer | Matrix Retainer | Matrix Retainer
YDM CORPORATION | اليابان | Japan | ME0000005431SFDAA00023 | Bone File | Bone File | Bone File
YDM CORPORATION | اليابان | Japan | ME0000005472SFDAA00022 | Mouth Mirror | Mouth Mirror | Mouth Mirror
YDM CORPORATION | اليابان | Japan | ME0000005470SFDAA00001 | Cement Spatula | Cement Spatula | Cement Spatula
YDM CORPORATION | اليابان | Japan | ME0000005440SFDAA00001 | Root Forceps | Root Forceps | Root Forceps
YDM CORPORATION | اليابان | Japan | ME0000005465SFDAA00002 | Amalgam Carver | Amalgam Carver | Amalgam Carver
YDM CORPORATION | اليابان | Japan | ME0000005447SFDAA00450 | Hemostatic Forceps | Hemostatic Forceps | Hemostatic Forceps
YDM CORPORATION | اليابان | Japan | ME0000005476SFDAA00005 | Scalpel Handle | Scalpel Handle | Scalpel Handle
YDM CORPORATION | اليابان | Japan | ME0000005434SFDAA00001 | Elevator | Elevator | Elevator
YDM CORPORATION | اليابان | Japan | ME0000005426SFDAA00003 | Injection Cartridge Syringe | Injection Cartridge Syringe | Injection Cartridge Syringe
YDM CORPORATION | اليابان | Japan | ME0000005373SFDAA00182 | Composite Filling Instrument | Composite Filling Instrument | Composite Filling Instrument
YDM CORPORATION | اليابان | Japan | ME0000005377SFDAA00020 | Periodontal Probe | Periodontal Probe | Periodontal Probe
YDM CORPORATION | اليابان | Japan | ME0000005382SFDAA00003 | Mirror Handle | Mirror Handle | Mirror Handle
YDM CORPORATION | اليابان | Japan | ME0000005477SFDAA00005 | Dissector | Dissector | Dissector
YDM CORPORATION | اليابان | Japan | ME0000005433SFDAA00017 | Mouth Prop | Mouth Prop | Mouth Prop
YDM CORPORATION | اليابان | Japan | ME0000005386SFDAA00001 | Surplus Cement Remover | Surplus Cement Remover | Surplus Cement Remover
YDM CORPORATION | اليابان | Japan | ME0000005381SFDAA00001 | Gingival Cord Packer | Gingival Cord Packer | Gingival Cord Packer
YDM CORPORATION | اليابان | Japan | ME0000005376SFDAA00002 | Rubber Dam Clamp | Rubber Dam Clamp | Rubber Dam Clamp
YDM CORPORATION | اليابان | Japan | ME0000005371SFDAA00001 | Plastic Filling Instrument | Plastic Filling Instrument | Plastic Filling Instrument
YDM CORPORATION | اليابان | Japan | ME0000005474SFDAA00003 | Handy Torch | Handy Torch | Handy Torch
YDM CORPORATION | اليابان | Japan | ME0000005468SFDAA00001 | Rubber Dam Kit | Rubber Dam Kit | Rubber Dam Kit
YDM CORPORATION | اليابان | Japan | ME0000005464SFDAA00002 | Amalgam Burnisher | Amalgam Burnisher | Amalgam Burnisher
YDM CORPORATION | اليابان | Japan | ME0000005445SFDAA00001 | Cheek Retractor | Cheek Retractor | Cheek Retractor
YDM CORPORATION | اليابان | Japan | ME0000005438SFDAA00001 | Pediatric Extracting Forceps | Pediatric Extracting Forceps | Pediatric Extracting Forceps
YDM CORPORATION | اليابان | Japan | ME0000005448SFDAA00001 | Temporary Filling Remover | Temporary Filling Remover | Temporary Filling Remover
YDM CORPORATION | اليابان | Japan | ME0000005374SFDAA00005 | Root Canal Plugger | Root Canal Plugger | Root Canal Plugger
YDM CORPORATION | اليابان | Japan | ME0000005471SFDAA00004 | Alginate Spatula | Alginate Spatula | Alginate Spatula
YDM CORPORATION | اليابان | Japan | ME0000005378SFDAA00001 | Gram Probe | Gram Probe | Gram Probe
YDM CORPORATION | اليابان | Japan | ME0000005441SFDAA00001 | Impression Tray | Impression Tray | Impression Tray
YDM CORPORATION | اليابان | Japan | ME0000005466SFDAA00009 | Heat Cutter | Heat Cutter | Heat Cutter
YDM CORPORATION | اليابان | Japan | ME0000005384SFDAA00001 | Separator | Separator | Separator
YDM CORPORATION | اليابان | Japan | ME0000005473SFDAA00002 | Automatic Crown Remover Set | Automatic Crown Remover Set | Automatic Crown Remover Set
YDM CORPORATION | اليابان | Japan | ME0000005369SFDAA00001 | Explorer | Explorer | Explorer
YDM CORPORATION | اليابان | Japan | ME0000005436SFDAA00001 | Extraction Forceps | Extraction Forceps | Extraction Forceps
YDM CORPORATION | اليابان | Japan | ME0000005428SFDAA00041 | Curette | Curette | Curette
YDM CORPORATION | اليابان | Japan | ME0000005442SFDAA00001 | Color Tray | Color Tray | Color Tray
SHOFU INC. | اليابان | Japan | ME0000000746SFDAA00093 | DirectDia Paste | Diamond Impregnated polishing paste | Diamond Impregnated polishing paste
Nakamura Dental Mfg. Co., Ltd. | اليابان | Japan | ME0000006555SFDAA00001 | Airmotor | Airmotor | Airmotor
Nakamura Dental Mfg. Co., Ltd. | اليابان | Japan | ME0000006555SFDAA00002 | Contra Angle Handpiece | Handpiece | Contra Angle Handpiece
YDM CORPORATION | اليابان | Japan | ME0000005462SFDAA00005 | Finger Ruler | Finger Ruler | Finger Ruler
TAKAYAMA Instrument, Inc. | اليابان | Japan | ME0000009393SFDAA00001 | YUKIMURA Micro Needle Holder, Straight, 160mm | YUKIMURA Micro Needle Holder, Straight, 160mm | YUKIMURA Micro Needle Holder, Straight, 160mm
Sony Corporation | اليابان | Japan | ME0000005632SFDAA00011 | Digital Color Printer | Digital Color Printer | medical grade color printer | طابعة الوان
TAKAGI SEIKO CO., LTD | اليابان | Japan | ME0000004906SFDAA00002 | Electric Instrument Table | Electric Instrument Table | ophthalmic examination instruments
TAKAGI SEIKO.,LTD | اليابان | Japan | ME0000004900SFDAA00032 | Hydraulic Medical Chair | Hydraulic Medical Chair | Hydraulic Medical Chair
Libatape Pharmaceutical Co., Ltd. | اليابان | Japan | ME0000011727SFDAA00006 | Hi-Mediplast | Adhesive Bandages | Adhesive Bandages Hi-Mediplast
Libatape Pharmaceutical Co., Ltd. | اليابان | Japan | ME0000011727SFDAA00006 | Hi-Mediplast | Adhesive Bandages | Adhesive Bandages Hi-Mediplast
Aichi Nikon Co.,LTD | اليابان | Japan | ME0000001229SFDAA00009 | Nikon Light AS | Spectacle Lens | Spectacle lens to be mounted on spectacle frames
Aichi Nikon Co.,LTD | اليابان | Japan | ME0000001229SFDAA00008 | Nikon Lite 4 AS | Spectacle Lens | Spectacle lens to be mounted on spectacle frame
EIZO Corporation | اليابان | Japan | ME0000002221SFDAA00052 | Color LCD Monitor | Color LCD Monitor | Endoscopic video image display monitor.
Aichi Nikon Co.,LTD | اليابان | Japan | ME0000001229SFDAA00010 | Nikon Lite SP | Spectacle Lens | Spectacle lens to be mounted on spectacle frame
Aichi Nikon Co., Ltd | اليابان | Japan | ME0000003406SFDAA00027 | Nikon Lite 3 AS | Spectacle Lens | Spectacle lens to be mounted on spectacle frame
Sony Corporation | اليابان | Japan | ME0000005632SFDAA00014 | LCD MONITOR | Endoscopic video display monitor | Endoscopic video display monitor
Dia pharmaceutical co.LTD | اليابان | Japan | ME0000004673SFDAA00008 | Pigeon fever cool plaster | Pigeon fever cool plaster | cooling plaster of babies
Intermed S. A. | اليونان | Greece | ME0000000339SFDAA00006 | EVA Restore | Vaginal Ovules | Vaginal Ovules | تحاميل مهبلية
Intermed S. A. | اليونان | Greece | ME0000000339SFDAA00002 | EVA Lactic Gel | Vaginal gel | Vaginal gel with lactic acid & glycogen. | جل مهبلي
Intermed S. A. | اليونان | Greece | ME0000000339SFDAA00003 | EVA Medival | Anti-Itch Vulval Cream-Gel | Anti-Itch Vulval Cream-Gel | هلام مضاد للحكة لمنطقة الفرج
ANATOMIC HELP S.A | اليونان | Greece | ME0000001073SFDAA00102 | Taylor Torso Narthex | Taylor And Sides | Back Support to keep the Spine Straight
ANATOMIC HELP S.A | اليونان | Greece | ME0000001073SFDAA00103 | GOLD Waist Belt | Waist Belt | Waist Belt
Intermed S. A. | اليونان | Greece | ME0000000339SFDAA00004 | EVA Moist Long Acting | Moisturizing Vaginal Gel | Moisturizing Vaginal Gel enriched with Hyaluronic Acid | ﺟﻝ ﻣﻬﺑﻠﻲ ﻣﺭﻁﺏ ﻏﻧﻲ ﺑﺣﻣﺽ ﺍﻟﻬﻳﺎﻟﻭﺭﻭﻧﻳﻙ ﻟﺗﺄﺛﻳﺭ ﻁﻭﻳﻝ ﺍﻷمد.
MEDALKAN TECHNIKI EMPORIKI STAVRIDIS LTD | اليونان | Greece | ME0000017652SFDAA00001 | Medaklan NOSOZYM | Medical disinfectant | Enzymatic cleaner for surgical instruments and endoscopess
MEDALKAN TECHNIKI EMPORIKI STAVRIDIS LTD | اليونان | Greece | ME0000017652SFDAA00001 | Medaklan NOSOZYM | Medical disinfectant | Enzymatic cleaner for surgical instruments and endoscopess
MEDIFORM S.A. | اليونان | Greece | ME0000012829SFDAA00004 | PREMIER ADULT DIAPERS | PREMIER ADULT DIAPERS | ADULT DIAPERS | بريمييرحفاظات لمرضى سلس البول
MEDIFORM S.A. | اليونان | Greece | ME0000012829SFDAA00004 | PREMIER ADULT DIAPERS | PREMIER ADULT DIAPERS | ADULT DIAPERS | بريمييرحفاظات لمرضى سلس البول
MEDALKAN TECHNIKI EMPORIKI STAVRIDIS LTD | اليونان | Greece | ME0000017650SFDAA00003 | Medaklan NOSOCLEAR | Medical disinfectant | Rinse aid for the automated reprocessing of surgical instruments and equipment
MEDALKAN TECHNIKI EMPORIKI STAVRIDIS LTD | اليونان | Greece | ME0000017654SFDAA00003 | Medalkan NOSOZYM 6 PLUS | Medical disinfectant | Multi-enzymatic cleaner for surgical instruments and endoscopes
MEDALKAN TECHNIKI EMPORIKI STAVRIDIS LTD | اليونان | Greece | ME0000017647SFDAA00003 | Medalkan NOSOCLEAN | Medical disinfectant | Alkaline detergent for the reprocessing of surgical instruments & equipment
DMP Dental Industry S.A. | اليونان | Greece | ME0000019105SFDAA00001 | BONASIL | BONASIL | Impression materials are used to make an accurate replica or mold of the hard and soft oral tissues.
MEDIFORM S.A. | اليونان | Greece | ME0000012829SFDAA00006 | PREMIER ADULT BRIEFS | PREMIER ADULT BRIEFS | ADULT BRIEFS (pull-up pants) | بريمييركيلوت لمرضى سلس البول
MEDIFORM S.A. | اليونان | Greece | ME0000012829SFDAA00007 | PREMIER UNDERPADS | PREMIER UNDERPADS | UNDERPADS | بريمييرمفارش صحية
Dental Line LTD | اليونان | Greece | ME0000011705SFDAA00001 | Dentplus | dentplus | polysiloxane condensation silicone dental impression material
Dental Line LTD | اليونان | Greece | ME0000011705SFDAA00003 | Dentorans | condensation silicone of light body consistency impression material | impression material for dental lab
Dental Line LTD | اليونان | Greece | ME0000011705SFDAA00002 | Dentflex | condensation silicone of light body consistency impression material | impression material for dental lab
Dental Line LTD | اليونان | Greece | ME0000011705SFDAA00005 | Dentoprint | Dentoprint | rapid dust free alginate impression material
Dental Line LTD | اليونان | Greece | ME0000011705SFDAA00006 | Algikrom | Alginate impression material | dental alginate impression material
Dental Line LTD | اليونان | Greece | ME0000011705SFDAA00004 | Dentalgin | Dentalgin | Alginate impression material ,normal setting
Dental Line LTD | اليونان | Greece | ME0000011705SFDAA00007 | Activator gel | Activator gel | for dental laboratory use Catalyst paste. Combines with silicone Dentplus by hand mixing
MEDIFORM S.A. | اليونان | Greece | ME0000012829SFDAA00008 | PREMIER GOLDEN | PREMIER GOLDEN ADULT BRIEFS | ADULT BRIEFS ( PULL-UP PANTS ) | بريميير كيلوت لمرضى سلس البول
Mediform SA | اليونان | Greece | ME0000010001SFDAA00001 | Perfect Slip Adult Diapers | Perfect Slip Adult Diapers |  | حفاضات الكبار
Mediform SA | اليونان | Greece | ME0000010001SFDAA00002 | Medipad Underpads | Medipad Underpads |  | شراشف السرير
Mediform SA | اليونان | Greece | ME0000010001SFDAA00003 | SMC PREMIER | UNDERPADS |  | مفارش صحية
MEDIFORM S.A. | اليونان | Greece | ME0000012789SFDAA00001 | SMC LENA | UNDERPADS |  | مفارش صحية
Mega Disposables S.A. | اليونان | Greece | ME0000001219SFDAA00001 | Lifree | Diapers |  | تعتبر حفائض كبار السن مناشف تعمل على امتصاص البول عن طريق الحشوة الداخلية وعائق بين تسرب البول الى الملابس وذالك عن طريق سطح تم صنعه لامتصاص البلل
PERSONAL CARE SA | اليونان | Greece | ME0000001692SFDAA00005 | STROMA Pad | Under Pads | Product addressed to adult People suffering from incontinence problems
PERSONAL CARE SA | اليونان | Greece | ME0000001692SFDAA00006 | SLIPAD | Under Pads | Product addressed to adult People suffering from incontinence problems
PERSONAL CARE SA | اليونان | Greece | ME0000001693SFDAA00001 | SLIPAD | PULL UP DIAPERS -PANTS | Product addressed to adult People suffering from incontinence problems
MEDALKAN TECHNIKI EMPORIKI STAVRIDIS LTD | اليونان | Greece | ME0000017652SFDAA00004 | Medalkan MEDAZYM | Medical disinfectant | Tri-enzymatic cleaner for medical and surgical instruments
Mega Disposables S.A. | اليونان | Greece | ML0000000318SFDAA00006 | JOLY ADULT PANTS MEDIUM | ADULT PANTS MEDIUM | ADULT PANTS (Diapers) MEDIUM
Mega Disposables S.A. | اليونان | Greece | ML0000000318SFDAA00008 | JOLY ADULT PANTS EXTRA LARGE | ADULT PANTS EXTRA LARGE | ADULT PANTS (Diapers) EXTRA LARGE | كلوت (حفاضات) للكبار
Mega Disposables S.A. | اليونان | Greece | ML0000000318SFDAA00009 | JOLY Underpad | Underpad | Underpad | مفارش
Mega Disposables S.A. | اليونان | Greece | ML0000000318SFDAA00010 | JOLY ADULT PANTS LARGE | ADULT PANTS LARGE | ADULT PANTS (Diapers) LARGE | كلوت (حفاضات) للكبار
MEDIFORM S.A. | اليونان | Greece | ME0000012789SFDAA00005 | Confianza Pullups ( Medium Large XLarge) | ADULT Diapers Pullups | ADULT Diapers | حفاضات كبار السن
MEDIFORM S.A. | اليونان | Greece | ME0000012789SFDAA00007 | Confianza Pads | Underpads | Underpads | مفارش طبية
MEDIFORM S.A. | اليونان | Greece | ME0000012789SFDAA00006 | Confianza Diapers ( Medium Large XLarge) | ADULT Diapers | Adult Diapers | حفاضات كبار السن
ANATOMIC HELP S.A | اليونان | Greece | ME0000001073SFDAA00106 | Knee Supports, | Elastic Supports, For Knee Joint | Elastic Supports for joint
Mega Disposables S.A. | اليونان | Greece | ML0000000318SFDAA00011 | fine active adult underwear | fine active adult pants | adult pants for all age | سراويل الكبار لجميع الأعمار
PERSONAL CARE SA | اليونان | Greece | ME0000001692SFDAA00007 | SLIPAD Open Diapers | SLIPAD Open Diapers | SLIPAD Open Diapers | حفاضات كبار
PERSONAL CARE SA | اليونان | Greece | ME0000001692SFDAA00008 | SLIPAD Pull Up Pants | SLIPAD Pull Up Pants | SLIPAD Pull Up Pants | حفاضات كبار
MEDIFORM S.A. | اليونان | Greece | ME0000012789SFDAA00003 | Underpads | Underpads | Underpads | اندرباد
MEDIFORM S.A. | اليونان | Greece | ME0000012789SFDAA00002 | Perfect Slip Adult Diapers | Perfect Slip Adult Diapers | Perfect Slip Adult Diapers | حفاضات لكبار السن
E. SAMIOTIS – N. PETALAS O.E. “ORTHOLIFE” | اليونان | Greece | ME0000002965SFDAA00002 | High Definition Silicone Prosthesis | Silicone Prosthesis | used in providing aesthetic appearance to amputees so as to build up their confidence and to bring joy and happiness to their loved ones.
PERSONAL CARE S.A | اليونان | Greece | ME0000003326SFDAA00003 | CARE PAD Open Diapers | CARE PAD Open Diapers | Used to adult people suffering from incontinence problems
PERSONAL CARE S.A | اليونان | Greece | ME0000003327SFDAA00008 | CARE PAD Pull Up Pants | CARE PAD Pull Up Pants | Used to adult people suffering from incontinence problems
MEDIFORM S.A. | اليونان | Greece | ME0000012789SFDAA00008 | Premier Adult Diapers | Premier Adult Diapers | disposable products for people suffering moderate or severe in continence | حفاضات تستعمل للكبار
PERSONAL CARE SA | اليونان | Greece | ME0000001692SFDAA00004 | SLIPAD | OPEN DIAPERS | Product addressed to adult People suffering from incontinence problems
SOADCO, S.L. | اندورا | Andorra | ME0000007049SFDAA00012 | PMMA TEMPORARY ABUTMENT | PMMA TEMPORARY ABUTMENT | PMMA TEMPORARY ABUTMENT
SOADCO, S.L. | اندورا | Andorra | ME0000007049SFDAA00004 | MANUAL REVERSING DRILL | MANUAL REVERSING DRILL | MANUAL REVERSING DRILL
SOADCO, S.L. | اندورا | Andorra | ME0000007049SFDAA00008 | NV TRANSFER | NV TRANSFER | NV TRANSFER
SOADCO, S.L. | اندورا | Andorra | ME0000007049SFDAA00014 | Ti-BASE PILLAR SCAN ABUTMENT | Ti-BASE PILLAR SCAN ABUTMENT | Ti-BASE PILLAR SCAN ABUTMENT
SOADCO, S.L. | اندورا | Andorra | ME0000007049SFDAA00011 | RV TRANSFER | RV TRANSFER | RV TRANSFER
SOADCO, S.L. | اندورا | Andorra | ME0000007049SFDAA00010 | MV TRANSFER | MV TRANSFER | MV TRANSFER
SOADCO, S.L. | اندورا | Andorra | ME0000007049SFDAA00007 | ANALOG | ANALOG | ANALOG
SOADCO, S.L. | اندورا | Andorra | ME0000007049SFDAA00005 | M1 8 MANUAL TAP | M1 8 MANUAL TAP | M1 8 MANUAL TAP
SOADCO, S.L. | اندورا | Andorra | ME0000007049SFDAA00003 | PROSTHETIC BOX | PROSTHETIC BOX [EMPTY] | Prosthetic box
SOADCO, S.L. | اندورا | Andorra | ME0000007049SFDAA00006 | ABUTMENT ADAPTER | ABUTMENT ADAPTER | ABUTMENT ADAPTER
SOADCO, S.L. | اندورا | Andorra | ME0000007049SFDAA00013 | CASTABLE FOR STRAIGHT ABUTMENT | CASTABLE FOR STRAIGHT ABUTMENT | CASTABLE FOR STRAIGHT ABUTMENT
SOADCO, S.L. | اندورا | Andorra | ME0000007049SFDAA00009 | PERMANENT ABUTMENT | PERMANENT ABUTMENT | PERMANENT ABUTMENT
SOADCO, S.L. | اندورا | Andorra | ME0000007049SFDAA00001 | Scan abutments | Scan abutments | Scan abutments
SOADCO, S.L. | اندورا | Andorra | ME0000007049SFDAA00002 | TORQUE WRENCH | TORQUE WRENCH | TORQUE WRENCH
PT. MEDISAFE TECHNOLOGIES | اندونيسيا | Indonesia | ME0000005588SFDAA00001 | BLOSSOM | Powder Free Polychloroprene Light Weight Examination Gloves Green. Blue and Pink
PT.MAJA AGUNG LATEXINDO | اندونيسيا | Indonesia | ME0000007259SFDAA00001 | shamrock | powder free latex examination gloves
PT Shamroc Manufacturing Corpora | اندونيسيا | Indonesia | ME0000015693SFDAA00001 | Shamrock Latex Examination Gloves | Shamrock Latex Examination Gloves | Latex Examination Gloves
PT Shamroc Manufacturing Corpora | اندونيسيا | Indonesia | ME0000015693SFDAA00004 | Shamrock latex gloves | Shamrock latex gloves | Latex examination gloves
PT SUGIH INSTRUMENDO ABADI | اندونيسيا | Indonesia | ME0000007378SFDAA00001 | ABN™ CLASSIC OPTIMA | Stethoscope | سماعة طبية ذات غشاء مزدوج قابل للضبط
PT SUGIH INSTRUMENDO ABADI | اندونيسيا | Indonesia | ME0000007378SFDAA00002 | ABN™ CLASSIC | Stethoscope | Professional Stethoscope with Rugged Durability and High Acoustic Response Adult / SS-021-XX Infant / SS-023-XX Child / SS-025-XX
PT.Paramount Bed Indonesia | اندونيسيا | Indonesia | ME0000014570SFDAA00002 | Hospital Bed Manual | Manual Hospital Bed | Manual Hospital Bed
PT. MEGA ANDALAN KALASAN | اندونيسيا | Indonesia | ME0000003633SFDAA00001 | PREMIUM COUCH 3 SECTIONS | PREMIUM COUCH 3 SECTIONS | Examination couch multi sections
PT. Pigeon Indonesia | اندونيسيا | Indonesia | ME0000002529SFDAA00003 | GOMINI-ELECTRICAL BREAST PUMP SINGLE | BREAST PUMP | A sophisticated milk expressing device that is tailored for today’s breastfeeding mothers.
B+D KERVIEW S.A. | اورغواي | Uruguay | ME0000022453SFDAA00001 | B+D Readers | Reading glasses
Toros Group | اوكرانيا | Ukraine | ME0000020796SFDAA00001 | net tubular fixation BANDAGE | medical tubular net bandages | tubular net bandages
Cantel (U.K.) Ltd. | اوكرانيا | Ukraine | ME0000008988SFDAA00001 | ValveBasket | ValveBasket
Science & engineering center “ Scaner” | اوكرانيا | Ukraine | ME0000013324SFDAA00001 | MICROSCOPE | Science & engineering center “ Scaner”
DePuy (Ireland) | ايرلندا | Ireland | ME0000000727SFDAA00060 | ATTUNE™ FEMORAL TRIAL POSTERIOR STABILIZED | Surgical Instruments | The instruments used to implant orthopaedic prostheses do not have an indefinite function life. All reusable instruments are subjected to repeated stresses related to bone contact, impaction and routing, cleaning and sterilization process. It is essential that the surgeon and operating theatre staff are fully conversant with the appropriate surgical technique for the instruments and associated implant, if any.
DePuy (Ireland) | ايرلندا | Ireland | ME0000000727SFDAA00051 | ATTUNE™ CONVENTIONAL MEDIALIZED ANATOMIC PATELLA TRIAL | Surgical Instruments | The instruments used to implant orthopaedic prostheses do not have an indefinite function life. All reusable instruments are subjected to repeated stresses related to bone contact, impaction and routing, cleaning and sterilization process. It is essential that the surgeon and operating theatre staff are fully conversant with the appropriate surgical technique for the instruments and associated implant, if any.
DePuy (Ireland) | ايرلندا | Ireland | ME0000000727SFDAA00056 | ATTUNE™ ARTICULATION SURFACE FIXED BEARING CRUCIATE RETAINING | Surgical Instruments | The instruments used to implant orthopaedic prostheses do not have an indefinite function life. All reusable instruments are subjected to repeated stresses related to bone contact, impaction and routing, cleaning and sterilization process. It is essential that the surgeon and operating theatre staff are fully conversant with the appropriate surgical technique for the instruments and associated implant, if any.
DePuy (Ireland) | ايرلندا | Ireland | ME0000000727SFDAA00059 | ATTUNE™ FB PS ARTICULATION SURFACE | Surgical Instruments | The instruments used to implant orthopaedic prostheses do not have an indefinite function life. All reusable instruments are subjected to repeated stresses related to bone contact, impaction and routing, cleaning and sterilization process. It is essential that the surgeon and operating theatre staff are fully conversant with the appropriate surgical technique for the instruments and associated implant, if any.
DePuy (Ireland) | ايرلندا | Ireland | ME0000000727SFDAA00055 | ATTUNE™ FEMORAL TEMPLATE | Surgical Instruments | The instruments used to implant orthopaedic prostheses do not have an indefinite function life. All reusable instruments are subjected to repeated stresses related to bone contact, impaction and routing, cleaning and sterilization process. It is essential that the surgeon and operating theatre staff are fully conversant with the appropriate surgical technique for the instruments and associated implant, if any.
DePuy (Ireland) | ايرلندا | Ireland | ME0000000727SFDAA00052 | ATTUNE SHIM | Surgical Instruments | Surgical Instrument | Surgical Instrument
DePuy (Ireland) | ايرلندا | Ireland | ME0000000871SFDAA00001 | ATTUNE™ ANATOMIC PATELLA DRILL TRIAL | Surgical Instruments | The instruments used to implant orthopaedic prostheses do not have an indefinite function life. All reusable instruments are subjected to repeated stresses related to bone contact, impaction and routing, cleaning and sterilization process. It is essential that the surgeon and operating theatre staff are fully conversant with the appropriate surgical technique for the instruments and associated implant, if any.
DePuy (Ireland) | ايرلندا | Ireland | ME0000000727SFDAA00057 | ATTUNE™ ARTICULATION SURFACE ROTATING PLATFORM CRUCIATE RETAINING | Surgical Instruments | The instruments used to implant orthopaedic prostheses do not have an indefinite function life. All reusable instruments are subjected to repeated stresses related to bone contact, impaction and routing, cleaning and sterilization process. It is essential that the surgeon and operating theatre staff are fully conversant with the appropriate surgical technique for the instruments and associated implant, if any.
DePuy (Ireland) | ايرلندا | Ireland | ME0000000727SFDAA00053 | ATTUNE™ FEMORAL TRIAL CRUCIATE RETAINING | Surgical Instruments | The instruments used to implant orthopaedic prostheses do not have an indefinite function life. All reusable instruments are subjected to repeated stresses related to bone contact, impaction and routing, cleaning and sterilization process. It is essential that the surgeon and operating theatre staff are fully conversant with the appropriate surgical technique for the instruments and associated implant, if any.
DePuy (Ireland) | ايرلندا | Ireland | ME0000000727SFDAA00072 | ATTUNE® RP PS ARTICULATION SURFACE | Surgical Instruments | The instruments used to implant orthopaedic prostheses do not have an indefinite function life. All reusable instruments are subjected to repeated stresses related to bone contact, impaction and routing, cleaning and sterilization process. It is essential that the surgeon and operating theatre staff are fully conversant with the appropriate surgical technique for the instruments and associated implant, if any.
DePuy (Ireland) | ايرلندا | Ireland | ME0000000727SFDAA00073 | ATTUNE FEMORAL FINISHING GUIDE | Surgical Instruments | Surgical Instrument | Surgical Instrument
DePuy (Ireland) | ايرلندا | Ireland | ME0000000727SFDAA00064 | ATTUNE™ BALANCED SIZER CR FOOT | Surgical Instrument | Surgical Instrument | Surgical Instrument
DePuy (Ireland) | ايرلندا | Ireland | ME0000000727SFDAA00062 | ATTUNE™ BALANCED SIZER IM ROD | Surgical Instrument | Surgical Instrument | Surgical Instrument
DePuy (Ireland) | ايرلندا | Ireland | ME0000000727SFDAA00068 | ATTUNE BALANCED INTERPRETER | Surgical Instruments | Surgical Instrument | Surgical Instrument
DePuy (Ireland) | ايرلندا | Ireland | ME0000000727SFDAA00067 | ATTUNE™ BALANCED SIZER DISTRACTOR | Surgical Instruments | Surgical Instrument | Surgical Instrument
DePuy (Ireland) | ايرلندا | Ireland | ME0000000727SFDAA00065 | ATTUNE™ BALANCED SIZER PS FOOT | Surgical Instruments | Surgical Instrument | Surgical Instrument
DePuy (Ireland) | ايرلندا | Ireland | ME0000000727SFDAA00066 | ATTUNE™ BALANCED FEMORAL SIZER | Surgical Instruments | Surgical Instrument | Surgical Instrument
DePuy (Ireland) | ايرلندا | Ireland | ME0000000727SFDAA00058 | ATTUNE® RP PS ARTICULATION SURFACE | Surgical Instruments | Reusable instruments are subjected to repeated stresses related to bone contact, impaction and routing, cleaning and sterilization process. It is essential that the surgeon and operating theatre staff are fully conversant with the appropriate surgical technique for the instruments and associated implant, if any.
DePuy (Ireland) | ايرلندا | Ireland | ME0000000727SFDAA00063 | ATTUNE BALANCED IM ROD HANDLE | Surgical Instrument | Surgical Instrument | Surgical Instrument
TRULIFE | ايرلندا | Ireland | ME0000005952SFDAA00014 | Sublime Aris | External breast prothesis cover | Breast form | سبلايم اريس
TRULIFE | ايرلندا | Ireland | ME0000005952SFDAA00016 | Silk Triangle | External breast prothesis cover | BREAST FORM | سيلك تراينجل
TRULIFE | ايرلندا | Ireland | ME0000005952SFDAA00017 | Tri-Leisureform | External breast prothesis cover | BREAST FORM | تراي ليشر فورم
TRULIFE | ايرلندا | Ireland | ME0000005952SFDAA00018 | Tri Featherweight | External breast prothesis cover | BREAST FORM | تراي فيزرويت
Stafford-Miller (Ireland) Limited, | ايرلندا | Ireland | ME0000000089SFDAA00001 | Corega Denture Fixative Cream Ultra | Denture Fixative Cream | Denture adhesive Cream intended to improve denture retention and comfort. They are specially formulated to form a seal and provide a firm hold for dentures. The product enable the consumer to chew food with ease and comfort. | كريم مثبت لأطقم الأسنان, صمم خصيصا لتوفير الشعور بالراحة والثبات للمرضى المستخدمين لأطقم الأسنان وتمكينهم من مضغ الطعام براحة وسهولة.
Stafford-Miller (Ireland) Limited, | ايرلندا | Ireland | ME0000000096SFDAA00001 | Corega Denture Fixative Cream Super Taste Free | Denture Fixative Cream | Denture adhesive Cream intended to improve denture retention and comfort. They are specially formulated to form a seal and provide a firm hold for dentures. The product enable the consumer to chew food with ease and comfort. | كريم مثبت لأطقم الأسنان, صمم خصيصا لتوفير الشعور بالراحة والثبات للمرضى المستخدمين لأطقم الأسنان وتمكينهم من مضغ الطعام براحة وسهولة.
DePuy (Ireland) | ايرلندا | Ireland | ME0000000727SFDAA00088 | ATTUNE NOTCH GUIDE | Surgical instrument | Surgical Instrument | Surgical Instrument
DePuy (Ireland) | ايرلندا | Ireland | ME0000000727SFDAA00089 | ATTUNE® KNEE SYSTEM PINNED TIBIAL BASE TRIAL | Surgical instrument | The instruments used to implant orthopaedic prostheses do not have an indefinite function life. All reusable instruments are subjected to repeated stresses related to bone contact, impaction and routing, cleaning and sterilization process. It is essential that the surgeon and operating theatre staff are fully conversant with the appropriate surgical technique for the instruments and associated implant, if any.
DePuy (Ireland) | ايرلندا | Ireland | ME0000000727SFDAA00086 | ATTUNE™ KEEL PUNCH | Surgical instrument | The instruments used to implant orthopaedic prostheses do not have an indefinite function life. All reusable instruments are subjected to repeated stresses related to bone contact, impaction and routing, cleaning and sterilization process. It is essential that the surgeon and operating theatre staff are fully conversant with the appropriate surgical technique for the instruments and associated implant, if any.
DePuy (Ireland) | ايرلندا | Ireland | ME0000000727SFDAA00084 | ATTUNE™ TIBIAL DRILL STOP | Surgical instrument | Surgical Instrument | Surgical Instrument
DePuy (Ireland) | ايرلندا | Ireland | ME0000000727SFDAA00087 | ATTUNE A-P CHAMFER BLOCK | Surgical instrument | The instruments used to implant orthopaedic prostheses do not have an indefinite function life. All reusable instruments are subjected to repeated stresses related to bone contact, impaction and routing, cleaning and sterilization process. It is essential that the surgeon and operating theatre staff are fully conversant with the appropriate surgical technique for the instruments and associated implant, if any.
DePuy (Ireland) | ايرلندا | Ireland | ME0000000871SFDAA00019 | ATTUNE SAW CAPTURE | Surgical instrument | The instruments used to implant orthopaedic prostheses do not have an indefinite function life. All reusable instruments are subjected to repeated stresses related to bone contact, impaction and routing, cleaning and sterilization process. It is essential that the surgeon and operating theatre staff are fully conversant with the appropriate surgical technique for the instruments and associated implant, if any.
DePuy (Ireland) | ايرلندا | Ireland | ME0000000727SFDAA00083 | PINNACLE® UTILITY CASE | Surgical instrument | The instruments used to implant orthopaedic prostheses do not have an indefinite function life. All reusable instruments are subjected to repeated stresses related to bone contact, impaction and routing, cleaning and sterilization process. It is essential that the surgeon and operating theatre staff are fully conversant with the appropriate surgical technique for the instruments and associated implant, if any.
DePuy (Ireland) | ايرلندا | Ireland | ME0000000727SFDAA00085 | ATTUNE® KNEE SYSTEM KEEL PUNCH LINE TO LINE | Surgical instrument | The instruments used to implant orthopaedic prostheses do not have an indefinite function life. All reusable instruments are subjected to repeated stresses related to bone contact, impaction and routing, cleaning and sterilization process. It is essential that the surgeon and operating theatre staff are fully conversant with the appropriate surgical technique for the instruments and associated implant, if any.
Chefaro Ireland Designated Activity Company | ايرلندا | Ireland | ME0000002266SFDAA00008 | Prevalin | Nasal air filter | Nasal Spray | بخاخ انفي
Abbott Ireland Diagnostics Division | ايرلندا | Ireland | ME0000002989SFDAA00176 | flexitainer | enteral feeding bag | clear plastic contained | وعاء
CMC Hygea LTD | ايرلندا | Ireland | ME0000021633SFDAA00001 | pathAguard Luca | Luca | PathAguard LUCA System is intended to aid the cleaning and treating of Lower Limb Ulcers and Wounds whilst inhibiting the opportunity for cross contamination by reducing the opportunity for pathogens to grow | يهدف نظام PathAguard LUCA إلى المساعدة في تنظيف وعلاج الأطراف السفلية القرحة والجروح مع منع فرصة انتقال التلوث عن طريق تقليل فرصة نمو مسببات الأمراض
Integra LifeSciences (Ireland) Ltd. | ايرلندا | Ireland | ME0000002331SFDAA00019 | MLX 300W Light Source | Integra® | XENON LIGHT SOURCE.
Integra LifeSciences (Ireland) Ltd. | ايرلندا | Ireland | ME0000002331SFDAA00020 | UltraLite® Headband with Bifurcated Cable | Integra® | UltraLite® Headband with Bifurcated Cable, Module and Extended Linkage.
Hollister Incorporated | ايرلندا | Ireland | ME0000000940SFDAA00001 | Moderma Flex Closed Ostomy Pouch | Moderma Flex Closed Ostomy Pouch | Flex Closed Ostomy Pouch | فليكس- كيس مغلق
CF Pharma Ireland Ltd.. | ايرلندا | Ireland | ME0000017399SFDAA00002 | Effigerm Nappy Care | Effigerm Nappy Care | The primary effectiveness of Nappy Care Hydrogel is the cleaning and removal of key causative factors of nappy rash – facecal matter and urine – thus preventing infection. | أفيجرم الجل المائي للعناية بالتهاب الحفاضات،
TRULIFE | ايرلندا | Ireland | ME0000005952SFDAA00007 | Pectus Carinatum Orthosis | Pectus Carinatum Orthosis | Device used for Reduction or correction of an abnormal deformation of the chest
TRULIFE | ايرلندا | Ireland | ME0000005952SFDAA00009 | FAST WRAP Semi Pendulous Support | FAST WRAP Semi Pendulous Support | Semi-Pendulous Lumbosacral Support | سيمي بندلوس
TRULIFE | ايرلندا | Ireland | ME0000005952SFDAA00010 | Lenox Hill Swedish Knee Cage | Lenox Hill Swedish Knee Cage | The Swedish Knee Cage is a non articulating knee brace
Integra Lifesciences (Ireland) Ltd. | ايرلندا | Ireland | ME0000001789SFDAA00019 | Fiber Optic Cables | Integra® | Integra Fiber Optic Cables.
DePuy (Ireland) | ايرلندا | Ireland | ME0000015024SFDAA00002 | ATTUNE® KNEE SYSTEM TIBIAL DRILL CEMENTED LINE TO LINE | Surgical Instruments | Surgical Instruments
DePuy (Ireland) | ايرلندا | Ireland | ME0000015024SFDAA00005 | SIGMA® HP REVISION INSTRUMENTS SCREWDRIVER SHANK | Surgical Instruments | Surgical Instruments
DePuy (Ireland) | ايرلندا | Ireland | ME0000015024SFDAA00003 | Ml INSTRUMENTS Ml CALCAR REAMER SHAFT | Surgical Instruments | Surgical Instruments
DePuy (Ireland) | ايرلندا | Ireland | ME0000015024SFDAA00004 | SIGMA®HP REVISION INSTRUMENTS REMOVABLE ADAPTOR SHAFT LONG | Surgical Instruments | Surgical Instruments
DePuy (Ireland) | ايرلندا | Ireland | ME0000015024SFDAA00001 | RECLAIM ® CLEAR OUT REAMER | Surgical Instruments | Surgical Instruments
DePuy (Ireland) | ايرلندا | Ireland | ME0000015024SFDAA00006 | Modular Calcar Planer | Surgical Instruments | Surgical Instruments
Integra LifeSciences (Ireland) Ltd. | ايرلندا | Ireland | ME0000002331SFDAA00001 | DUO LED Headlight | LED Headlight | DUO Headlight
Integra Lifesciences (Ireland) Ltd. | ايرلندا | Ireland | ME0000001789SFDAA00018 | Integra® Luxtec® | CAMERA | The surgical headlight camera is intended to provide remote viewing of the surgical procedure
Procter & Gamble Manufacturing Ireland Ltd | ايرلندا | Ireland | ME0000007705SFDAA00002 | Oral B | Power Brush | Oral B Power Brush PULSER (OM065 - 81685772 Type 2066 / OM066 -81685771 - 81685773 Type 2066) | أورال بي فرشاة أسنان كهرباء و خيط أسنان
MAPAEX HEALTH & PERSONAL CARE IRELAND PRIVATE LIMITED | ايرلندا | Ireland | ME0000002280SFDAA00025 | Oral B | Oral B Floss ( Essential 50m 80700738 / Satin Tape 25m 80700739 / Super Floss 50s 80696786 ) | Oral B Floss ( Essential 50m 80700738 / Satin Tape 25m 80700739 / Super Floss 50s 80696786 ) | خيط أسنان أورال بي
DePuy (Ireland) | ايرلندا | Ireland | ME0000000727SFDAA00034 | ATTUNE KNEE SYSTEM KEEL PUNCH CEMENTED LINE TO LINE | Surgical Instruments | Surgical Instruments
TRULIFE | ايرلندا | Ireland | ME0000005952SFDAA00005 | EL900 Oasis Elite Lateral Positioner | Elite
AQZ Limited | ايرلندا | Ireland | ME0000012676SFDAA00001 | Cornea care | Eye film protection dressing for closing the eyes
TRULIFE | ايرلندا | Ireland | ME0000005952SFDAA00015 | Silk Teardrop | External breast prothesis cover | Breast Form | سيلك تيردروب
Allergan Pharmaceuticals International Limited | ايرلندا | Ireland | ME0000000363SFDAA00001 | SKIN MARKING GRID | Skin Marking Grid
AMRAY MEDICAL RADIATION PROTECTION | ايرلندا | Ireland | ME0000006839SFDAA00002 | Drop Off Apron | Drop Off Apron
AMRAY MEDICAL RADIATION PROTECTION | ايرلندا | Ireland | ME0000006839SFDAA00003 | Orthopantomogram Cape | Orthopantomogram Cape
AMRAY MEDICAL RADIATION PROTECTION | ايرلندا | Ireland | ME0000006839SFDAA00004 | Special Procedure 50/25 | Special Procedure 50/25
AMRAY MEDICAL RADIATION PROTECTION | ايرلندا | Ireland | ME0000006839SFDAA00005 | Double Sided Apron | Double Sided Apron
AMRAY MEDICAL RADIATION PROTECTION | ايرلندا | Ireland | ME0000006839SFDAA00007 | Childrens Aprons | Childrens Aprons
Fleming Medical Ltd. | ايرلندا | Ireland | ME0000010136SFDAA00002 | Holflex Calf Support | Holflex Calf Support | Calf Support | مصمم ليمنح أقصى درجات الراحة دون تقييد الحركة
Armstrong Medical Limited | ايرلندا | Ireland | ME0000009157SFDAA00001 | AMSORB® PLUS | carbon dioxide (CO2) absorbent
TRULIFE | ايرلندا | Ireland | ME0000005952SFDAA00006 | Titan LSO TLSO | Orthosis Truncal Orthosis Limb
TRULIFE | ايرلندا | Ireland | ME0000005952SFDAA00008 | Bonded Pylon 16 Inch All | Bonded Pylon 16 Inch All
TRULIFE | ايرلندا | Ireland | ME0000005952SFDAA00011 | Matrix Max | Matrix Max
TRULIFE | ايرلندا | Ireland | ME0000005952SFDAA00012 | Swede O Ankel Lok | Swede O Ankel Lok
TRULIFE | ايرلندا | Ireland | ME0000005952SFDAA00013 | True Clear Contracture Boot | True Clear Contracture Boot
DePuy (Ireland) | ايرلندا | Ireland | ME0000000727SFDAA00001 | LATERALISED BROACH HANDLE | Surgical Instruments | Surgical Instruments
DePuy (Ireland) | ايرلندا | Ireland | ME0000000727SFDAA00002 | MODULAR BONE IMPACTOR | Surgical Instruments | Surgical Instruments
DePuy (Ireland) | ايرلندا | Ireland | ME0000000727SFDAA00003 | CANAL EXPLORER | Surgical Instruments | Surgical Instruments
DePuy (Ireland) | ايرلندا | Ireland | ME0000000727SFDAA00004 | CORAIL AMT NECK SEGMENT | Surgical Instruments | Surgical Instruments
DePuy (Ireland) | ايرلندا | Ireland | ME0000000727SFDAA00005 | CORAIL SZ 6 TRAY | Surgical Instruments | Surgical Instruments
DePuy (Ireland) | ايرلندا | Ireland | ME0000000727SFDAA00006 | CORAIL SZ 6 TRAY COVER | Surgical Instruments | Surgical Instruments
DePuy (Ireland) | ايرلندا | Ireland | ME0000000727SFDAA00007 | CORAIL AMT DYSPLASIA COLLARED MONOLITHIC BROACH | Surgical Instruments | Surgical Instruments
DePuy (Ireland) | ايرلندا | Ireland | ME0000000727SFDAA00008 | CORAIL AMT DYSPLASIA COLLARLESS MONOLITHIC BROACH | Surgical Instruments | Surgical Instruments
DePuy (Ireland) | ايرلندا | Ireland | ME0000000727SFDAA00009 | CORAIL AMT DYSPLASIA COLLARLESS TRIAL STEM | Surgical Instruments | Surgical Instruments
DePuy (Ireland) | ايرلندا | Ireland | ME0000000727SFDAA00010 | CORAIL AMT DYSPLASIA COLLARED TRIAL STEM | Surgical Instruments | Surgical Instruments
DePuy (Ireland) | ايرلندا | Ireland | ME0000000727SFDAA00011 | ATTUNE® KNEE SYSTEM REVISION FEMORAL BOX TRIAL LEFT | Surgical Instruments | The instruments used to implant orthopaedic prostheses do not have an indefinite function life. All reusable instruments are subjected to repeated stresses related to bone contact, impaction and routing, cleaning, and sterilization process. It is essential that the surgeon and operating theatre staff are fully conversant with the appropriate surgical technique for the instruments and associated implant, if any.
DePuy (Ireland) | ايرلندا | Ireland | ME0000000727SFDAA00012 | ATTUNE® KNEE SYSTEM REVISION FEMORAL CTT TRIAL RIGHT | Surgical Instruments | The instruments used to implant orthopaedic prostheses do not have an indefinite function life. All reusable instruments are subjected to repeated stresses related to bone contact, impaction and routing, cleaning, and sterilization process. It is essential that the surgeon and operating theatre staff are fully conversant with the appropriate surgical technique for the instruments and associated implant, if any.
DePuy (Ireland) | ايرلندا | Ireland | ME0000000727SFDAA00013 | CORAIL AMT BROACH HANDLE | Surgical Instruments | Surgical Instruments
DePuy (Ireland) | ايرلندا | Ireland | ME0000000727SFDAA00014 | CORAIL AMT STRAIGHT BROACH HANDLE | Surgical Instruments | Surgical Instruments
DePuy (Ireland) | ايرلندا | Ireland | ME0000000727SFDAA00015 | ATTUNE® KNEE SYSTEM REVISION BOX CUT PLATFORM | Surgical Instruments | Surgical Instrument | Surgical Instrument
DePuy (Ireland) | ايرلندا | Ireland | ME0000000727SFDAA00016 | ATTUNE® KNEE SYSTEM REVISION FEMORAL CTT TRIAL LEFT | Surgical Instruments | The instruments used to implant orthopaedic prostheses do not have an indefinite function life. All reusable instruments are subjected to repeated stresses related to bone contact, impaction and routing, cleaning, and sterilization process. It is essential that the surgeon and operating theatre staff are fully conversant with the appropriate surgical technique for the instruments and associated implant, if any.
DePuy (Ireland) | ايرلندا | Ireland | ME0000000727SFDAA00017 | ATTUNE® KNEE SYSTEM REVISION FEMORAL IM CONNECTOR LEFT | Surgical Instruments | The instruments used to implant orthopaedic prostheses do not have an indefinite function life. All reusable instruments are subjected to repeated stresses related to bone contact, impaction and routing, cleaning, and sterilization process. It is essential that the surgeon and operating theatre staff are fully conversant with the appropriate surgical technique for the instruments and associated implant, if any.
DePuy (Ireland) | ايرلندا | Ireland | ME0000000727SFDAA00018 | PINNACLE® CERAMIC LINER INSERTER OUTER CASE | Surgical Instruments | These instruments used during orthopedic surgery with DePuy prostheses and use in a health care facility setting
DePuy (Ireland) | ايرلندا | Ireland | ME0000000727SFDAA00019 | ATTUNE® KNEE SYSTEM REVISION FE POSTERIOR STABILIZING SPACER | Surgical Instruments | Surgical Instruments
DePuy (Ireland) | ايرلندا | Ireland | ME0000000727SFDAA00020 | ATTUNE® KNEE SYSTEM REVISION FEMORAL BROACH CADDY | Surgical Instruments | These instruments used during orthopedic surgery with DePuy prostheses and use in a health care facility setting
DePuy (Ireland) | ايرلندا | Ireland | ME0000000727SFDAA00021 | ATTUNE® KNEE SYSTEM REVISION FEMORAL STRAIGHT STEM WRENCH | Surgical Instruments | These instruments used during orthopedic surgery with DePuy prostheses and use in a health care facility setting
DePuy (Ireland) | ايرلندا | Ireland | ME0000000727SFDAA00022 | ATTUNE® KNEE SYSTEM REVISION TAPER SEPARATOR HEX WRENCH | Surgical Instruments | These instruments used during orthopedic surgery with DePuy prostheses and use in a health care facility setting
DePuy (Ireland) | ايرلندا | Ireland | ME0000000727SFDAA00023 | ATTUNE® KNEE SYSTEM REVISION TAPER SEPARATOR ROD | Surgical Instruments | These instruments used during orthopedic surgery with DePuy prostheses and use in a health care facility setting
DePuy (Ireland) | ايرلندا | Ireland | ME0000000727SFDAA00024 | ATTUNE® KNEE SYSTEM REVISION TIBIAL SLEEVE SEPARATOR- DRIVER | Surgical Instruments | These instruments used during orthopedic surgery with DePuy prostheses and use in a health care facility setting
DePuy (Ireland) | ايرلندا | Ireland | ME0000000727SFDAA00025 | ATTUNE® KNEE SYSTEM REVISION TIBIAL SLEEVE SEPARATOR - BASE ATTACHMENT | Surgical Instruments | Surgical Instruments | Surgical Instruments
DePuy (Ireland) | ايرلندا | Ireland | ME0000000727SFDAA00026 | ATTUNE® KNEE SYSTEM REVISION TIBIAL SLEEVE SEPARATOR - ATTUNE SLEEVE WEDGE | Surgical Instruments | Surgical Instruments | Surgical Instruments
DePuy (Ireland) | ايرلندا | Ireland | ME0000000727SFDAA00027 | PINNACLE® CERAMIC LINER INSERTER PUSHER | Surgical Instruments | Surgical Instruments
DePuy (Ireland) | ايرلندا | Ireland | ME0000000727SFDAA00028 | PINNACLE® LARGE GRATER / SHELL TRIAL CASE | Surgical Instruments | These instruments used during orthopedic surgery with DePuy prostheses and use in a health care facility setting
DePuy (Ireland) | ايرلندا | Ireland | ME0000000727SFDAA00029 | PINNACLE® LARGE POLY TRIAL CASE | Surgical Instruments | These instruments used during orthopedic surgery with DePuy prostheses and use in a health care facility setting
DePuy (Ireland) | ايرلندا | Ireland | ME0000000727SFDAA00030 | PINNACLE® REVISION SHELL TRIAL CASE | Surgical Instruments | These instruments used during orthopedic surgery with DePuy prostheses and use in a health care facility setting
DePuy (Ireland) | ايرلندا | Ireland | ME0000000727SFDAA00031 | ATTUNE TIBIAL DRILL TOWER | Surgical Instruments | Surgical Instruments | Surgical Instruments
DePuy (Ireland) | ايرلندا | Ireland | ME0000000727SFDAA00032 | ATTUNE KEEL PUNCH L2L | Surgical Instruments | Surgical Instruments | Surgical Instruments
DePuy (Ireland) | ايرلندا | Ireland | ME0000000727SFDAA00033 | ATTUNE EVALUATION BULLET NO SPIKE | Surgical Instruments | Surgical Instruments
DePuy (Ireland) | ايرلندا | Ireland | ME0000000727SFDAA00035 | ATTUNE® KNEE SYSTEM REVISION FE GUIDE PREP CASE | Surgical Instruments | These instruments used during orthopedic surgery with DePuy prostheses and use in a health care facility setting
DePuy (Ireland) | ايرلندا | Ireland | ME0000000727SFDAA00036 | ATTUNE® KNEE SYSTEM REVISION BROACH MOUNT | Surgical Instruments | Surgical Instruments
DePuy (Ireland) | ايرلندا | Ireland | ME0000000727SFDAA00037 | ATTUNE® KNEE SYSTEM REVISION TIBIAL AUGMENT CADDY | Surgical Instruments | These instruments used during orthopedic surgery with DePuy prostheses and use in a health care facility setting
DePuy (Ireland) | ايرلندا | Ireland | ME0000000727SFDAA00038 | ATTUNE® KNEE SYSTEM REVISION FB INSERT IMPACTOR | Surgical Instruments | Surgical Instruments | Surgical Instruments
DePuy (Ireland) | ايرلندا | Ireland | ME0000000727SFDAA00039 | ATTUNE® KNEE SYSTEM REVISION FEMORAL TRIAL EXTRACTOR | Surgical Instruments | Surgical Instruments | Surgical Instruments
DePuy (Ireland) | ايرلندا | Ireland | ME0000000727SFDAA00040 | ATTUNE® KNEE SYSTEM REVISION FEMORAL AUGMENT CADDY | Surgical Instruments | These instruments used during orthopedic surgery with DePuy prostheses and use in a health care facility setting
DePuy (Ireland) | ايرلندا | Ireland | ME0000000727SFDAA00041 | PINNACLE® CERAMIC LINER INSERTER GRIPPER | Surgical Instruments | Surgical Instruments
DePuy (Ireland) | ايرلندا | Ireland | ME0000000727SFDAA00042 | PINNACLE® CERAMIC LINER INSERTER TRAY INSERT | Surgical Instruments | These instruments used during orthopedic surgery with DePuy prostheses and use in a health care facility setting
DePuy (Ireland) | ايرلندا | Ireland | ME0000000727SFDAA00043 | ATTUNE® KNEE SYSTEM REVISION DISASSEMBLY CASE | Surgical Instruments | These instruments used during orthopedic surgery with DePuy prostheses and use in a health care facility setting
DePuy (Ireland) | ايرلندا | Ireland | ME0000000727SFDAA00044 | ATTUNE® KNEE SYSTEM REVISION TIBIAL BROACH CADDY | Surgical Instruments | These instruments used during orthopedic surgery with DePuy prostheses and use in a health care facility setting
DePuy (Ireland) | ايرلندا | Ireland | ME0000000727SFDAA00045 | ATTUNE® KNEE SYSTEM REVISION FEMORAL TRIAL REAMER GUIDE RIGHT | Surgical Instruments | Surgical Instruments | Surgical Instruments
DePuy (Ireland) | ايرلندا | Ireland | ME0000000727SFDAA00046 | ATTUNE® KNEE SYSTEM REVISION FEMORAL IM CONNECTOR RIGHT | Surgical Instruments | Surgical Instruments
DePuy (Ireland) | ايرلندا | Ireland | ME0000000727SFDAA00047 | ATTUNE® KNEE SYSTEM REVISION FEMORAL BOX TRIAL RIGHT | Surgical Instruments | Surgical Instruments
DePuy (Ireland) | ايرلندا | Ireland | ME0000000727SFDAA00048 | ATTUNE® KNEE SYSTEM REVISION RIGHT FEMORAL CUT THROUGH TRIALING CASE | Surgical Instruments | These instruments used during orthopedic surgery with DePuy prostheses and use in a health care facility setting
DePuy (Ireland) | ايرلندا | Ireland | ME0000000727SFDAA00049 | ATTUNE® KNEE SYSTEM REVISION FEMORAL TRIAL REAMER GUIDE LEFT | Surgical Instruments | Surgical Instruments | Surgical Instruments
DePuy (Ireland) | ايرلندا | Ireland | ME0000000727SFDAA00050 | ATTUNE® KNEE SYSTEM REVISION LEFT FEMORAL CUT THROUGH TRIALING CASE | Surgical Instruments | These instruments used during orthopedic surgery with DePuy prostheses and use in a health care facility setting
AMRAY MEDICAL RADIATION PROTECTION | ايرلندا | Ireland | ME0000006839SFDAA00001 | PROTECTIVE EYEWEAR | PROTECTIVE EYEWEAR | The X ray protective apparel is used to protect human body from the danger of the X ray radiation as well as the scatter radiation in interventional procedures the x ray is easy to wear and is used mainly in medical institutions
AMRAY MEDICAL RADIATION PROTECTION | ايرلندا | Ireland | ME0000006839SFDAA00006 | Thyroid Collar | Thyroid Collar | The X ray protective Thyroid Collar is used to protect human body from the danger of the X ray radiation as well as the scatter radiation in interventional procedures the x ray is easy to wear and is used mainly in medical institutions
AMRAY MEDICAL RADIATION PROTECTION | ايرلندا | Ireland | ME0000006839SFDAA00008 | Protective Body Shield | Protective Body Shield | The X ray protective Protective Body Shield is used to protect human body from the danger of the X ray radiation as well as the scatter radiation in interventional procedures the x ray is easy to wear and is used mainly in medical institutions
AMRAY MEDICAL RADIATION PROTECTION | ايرلندا | Ireland | ME0000006839SFDAA00009 | AMRAY X RAY PROTECTIVE VEST and SKIRTS | AMRAY X RAY PROTECTIVE VEST and SKIRTS | The X ray protective vests and skirts are used to protect human body from the danger of the X ray radiation as well as the scatter radiation in interventional procedures the x ray is easy to wear and is used mainly in medical institutions
AMRAY MEDICAL RADIATION PROTECTION | ايرلندا | Ireland | ME0000006839SFDAA00010 | Single Front Apron | Single Front Apron | The X ray protective Single Front Apron is used to protect human body from the danger of the X ray radiation as well as the scatter radiation in interventional procedures the x ray is easy to wear and is used mainly in medical institutions
Fleming Medical Ltd. | ايرلندا | Ireland | ME0000010136SFDAA00001 | Holflex Ankle Support | Holflex Ankle Support | Ankle Support | مصمم ليمنح أقصى درجات الراحة دون تقييد الحركة
Fleming Medical Ltd. | ايرلندا | Ireland | ME0000010136SFDAA00010 | Holfelx Elbow support | Holfelx Elbow Support | Designed for maximum comfort without restricting movement | مصمم ليمنح أقصى درجات الراحة دون تقييد الحركة
Fleming Medical Ltd. | ايرلندا | Ireland | ME0000010136SFDAA00009 | Holflex Knee Support | Holflex Knee Support | Designed for maximum comfort without restricting movement | مصمم ليمنح أقصى درجات الراحة دون تقييد الحركة
Fleming Medical Ltd. | ايرلندا | Ireland | ME0000010136SFDAA00005 | Holflex Thigh Support | Holflex Thigh Support | Designed for maximum comfort without restricting movement | مصمم ليمنح أقصى درجات الراحة دون تقييد الحركة
Fleming Medical Ltd. | ايرلندا | Ireland | ME0000010136SFDAA00006 | Holflex Wrist Support | Holflex Wrist Support | Designed for maximum comfort without restricting movement | مصمم ليمنح أقصى درجات الراحة دون تقييد الحركة
DePuy (Ireland) | ايرلندا | Ireland | ME0000000727SFDAA00054 | ATTUNE™ CR TRIALS | Surgical Instruments | The instruments used to implant orthopaedic prostheses do not have an indefinite function life. All reusable instruments are subjected to repeated stresses related to bone contact, impaction and routing, cleaning and sterilization process. It is essential that the surgeon and operating theatre staff are fully conversant with the appropriate surgical technique for the instruments and associated implant, if any.
DePuy (Ireland) | ايرلندا | Ireland | ME0000000727SFDAA00061 | TruMatch TRIAL TRAY LID | Surgical Instruments | Surgical Instrument | Surgical Instrument
DePuy (Ireland) | ايرلندا | Ireland | ME0000000727SFDAA00071 | ATTUNE™ INSTRUMENTS | Surgical Instruments | The instruments used to implant orthopaedic prostheses do not have an indefinite function life. All reusable instruments are subjected to repeated stresses related to bone contact, impaction and routing, cleaning and sterilization process. It is essential that the surgeon and operating theatre staff are fully conversant with the appropriate surgical technique for the instruments and associated implant, if any.
DePuy (Ireland) | ايرلندا | Ireland | ME0000000727SFDAA00070 | ATTUNE PS & CR TRIALS | Surgical Instruments | The instruments used to implant orthopaedic prostheses do not have an indefinite function life. All reusable instruments are subjected to repeated stresses related to bone contact, impaction and routing, cleaning and sterilization process. It is essential that the surgeon and operating theatre staff are fully conversant with the appropriate surgical technique for the instruments and associated implant, if any.
VITALOGRAPH (IRELAND) LTD. | ايرلندا | Ireland | ME0000005243SFDAA00001 | SafeTway Mouthpieces | Breathing Mouthpiece | Disposable Cardboard Mouthpiece
DePuy (Ireland) | ايرلندا | Ireland | ME0000000727SFDAA00090 | PINNACLE® DRILL BIT CADDY | Surgical instrument | The instruments used to implant orthopaedic prostheses do not have an indefinite function life. All reusable instruments are subjected to repeated stresses related to bone contact, impaction and routing, cleaning and sterilization process. It is essential that the surgeon and operating theatre staff are fully conversant with the appropriate surgical technique for the instruments and associated implant, if any.
Vitalograph Ltd. | ايرلندا | Ireland | ME0000002008SFDAA00001 | Bacterial Viral Filters | Breathing Mouthpiece | Disposable bacterial viral filter
DePuy (Ireland) | ايرلندا | Ireland | ME0000015024SFDAA00007 | GLOBAL UNITE™ FX REVERSE SHOULDER ARTHROPLASTY PROXIMAL REAMING GUIDE | GLOBAL UNITE™ FX REVERSE SHOULDER ARTHROPLASTY PROXIMAL REAMING GUIDE | Surgical Instruments
AQZ Limited | ايرلندا | Ireland | ME0000012676SFDAA00002 | Cornea Care | Eye protection dressing | Eye protection dressing
TG EAKIN LTD. | ايرلندا | Ireland | ME0000012673SFDAA00058 | Cohesive Skin Barrier | Skin Barrier | Skin Barrier
TG EAKIN LTD. | ايرلندا | Ireland | ME0000012673SFDAA00057 | Pelican Pouch | pelican flat closed pouch | pelican flat closed pouch
TG EAKIN LTD. | ايرلندا | Ireland | ME0000012673SFDAA00056 | Support Belt | ostomy support belt | ostomy support belt
TG EAKIN LTD. | ايرلندا | Ireland | ME0000012673SFDAA00055 | Wound Pouch | Pouches | Pouches
myPatientSpace Limited | ايرلندا | Ireland | ME0000007950SFDAA00001 | myPatientSpace Mobile App. | Medical device software application | Medical device software application
DePuy Ireland UC | ايرلندا | Ireland | ME0000003221SFDAA00028 | SIG HP BASE FEMUR & TIBIA CASE | Surgical Instrument | These instruments used during orthopedic surgery with DePuy prostheses and use in a health care facility setting
AMRAY MEDICAL RADIATION PROTECTION | ايرلندا | Ireland | ME0000006839SFDAA00012 | Lead Gloves | Lead Gloves | The X-ray protective Protective Lead Gloves are used to protect the human body from the danger of the X-ray radiation as well as the scatter radiation in interventional procedures. The X-ray protective clothing is easy to wear and is used mainly in Medical Institutions.
AMRAY MEDICAL RADIATION PROTECTION | ايرلندا | Ireland | ME0000006839SFDAA00013 | Semi-Wrap Apron | Semi-Wrap Apron | Semi-Wrap Apron
OSSUR hf. | ايسلندا | Iceland | ME0000007474SFDAA00014 | Miami Jr | Miami Jr | An orthosis that encompases the whole or part of the cervical region including the head/spine joint. This device is body worn"
Ossur hf. | ايسلندا | Iceland | ME0000007453SFDAA00050 | Canvas Rocker Bottom Cast Shoe | Canvas Rocker Bottom Cast Shoe | Sandal shoe to be worn over a foot that is encased in a cast in order to protect the cast material and add stability for the patient while ambulating.
Ossur hf. | ايسلندا | Iceland | ME0000007453SFDAA00052 | Formfit ROM Knees | Formfit ROM Knees | Knee brace intended for control of flexion and extension of knee, mild to moderate ACL and/or PCL, MCL and LCL instabilities, sprains and strains of the knee, swelling of the knee, and conditions relieved by increased warmth or improved proprioception.
Ossur hf. | ايسلندا | Iceland | ME0000007453SFDAA00053 | Comfort SCS | Comfort SCS | A tube-like garment made of elastic material that exerts a pressure upon the limb upon which it is fitted, primarily to improve venous return to treat/prevent one or more disorders of circulation. It might be referred to as a compression stocking or flight sock and may be intended to apply a graduated pressure across a limb, however it is not intended to support an injured joint.
Ossur hf. | ايسلندا | Iceland | ME0000007453SFDAA00054 | Innovator X Post-Op Elbow Brace | Innovator X Post-Op Elbow Brace | An externally applied orthopaedic appliance designed to encompass the elbow joint to support, align, prevent, or correct deformities/injuries or to improve function of the elbow. This is a reusable device.
Ossur hf. | ايسلندا | Iceland | ME0000007453SFDAA00055 | Formfit Knee Hinged Wrap | Formfit Knee Hinged Wrap | An externally applied orthopaedic appliance or apparatus designed to support, align, prevent, or correct deformities/injuries or to improve function of the knee. This is a reusable device.
Ossur hf. | ايسلندا | Iceland | ME0000007453SFDAA00051 | Icelock adapter | Icelock adapter | component of an external lower-limb prosthesis intended to be used during customized fabrication of the prosthesis for attachment of the distal portion of the prosthesis to the proximal portion worn by the patient. It is used to facilitate fixation of the distal portion to a socket, socket adaptor attachment block, or other prosthesis component. It is typically made of stainless steel or titanium (Ti) and is available in various weights, forms, and sizes.
Ossur hf. | ايسلندا | Iceland | ME0000007453SFDAA00063 | Formfit® Walker | Formfit® Walker | Walker intended to be used by patients with grade 2 and 3 Ankle Sprains, Stable Fractures, Post-Operative Use, Trauma, and Rehabilitation.
Ossur hf. | ايسلندا | Iceland | ME0000007453SFDAA00057 | Philadelphia Adjustable | Philadelphia Adjustable | Adjustable padded device that is worn around the neck and used to support or immobilize the cervical spine to treat deformities, fractures, sprains, or strains. This device will provide support to the head while limiting movement of the cervical vertebrae.
Ossur hf. | ايسلندا | Iceland | ME0000007453SFDAA00061 | Single Male Adapter | Single Male Adapter | component of an external lower-limb prosthesis intended to be used during customized fabrication of the prosthesis for attachment of the distal portion of the prosthesis to the proximal portion worn by the patient. It is used to facilitate fixation of the distal portion to a socket, socket adaptor attachment block, or other prosthesis component. It is typically made of stainless steel or titanium (Ti) and is available in various weights, forms, and sizes.
Ossur hf. | ايسلندا | Iceland | ME0000007453SFDAA00056 | Iceross Seal-In V | Iceross Seal-In V | An interface that enables a leg stump to optimally fit the socket of a lower-limb prosthesis.
Ossur hf. | ايسلندا | Iceland | ME0000007453SFDAA00060 | Iceross Seal-In X | Iceross Seal-In X | An interface that enables a leg stump to optimally fit the socket of a lower-limb prosthesis.
Ossur hf. | ايسلندا | Iceland | ME0000007453SFDAA00062 | Formfit® Walker Air | Formfit® Walker Air | Walker with pneumatic system, intended to be used by patients with grade 2 and 3 Ankle Sprains, Stable Fractures, Post-Operative Use, Trauma, and Rehabilitation.
Ossur hf. | ايسلندا | Iceland | ME0000007453SFDAA00058 | Iceross Seal-In X TF | Iceross Seal-In X TF | An interface that enables a leg stump to optimally fit the socket of a lower-limb prosthesis.
Ossur hf. | ايسلندا | Iceland | ME0000007453SFDAA00065 | Foot Adapter | Foot Adapter | component of an external lower-limb prosthesis intended to be used during customized fabrication of the prosthesis for attachment of the distal portion of the prosthesis to the proximal portion worn by the patient. It is used to facilitate fixation of the distal portion to a socket, socket adaptor attachment block, or other prosthesis component. It is typically made of stainless steel or titanium (Ti) and is available in various weights, forms, and sizes.
Ossur hf. | ايسلندا | Iceland | ME0000007453SFDAA00064 | Sling Arm Premium | Contact Closure Arm Sling | A non-sterile hanging triangular-shaped loop, suspended from a patient's neck/shoulder, typically intended to support an injured arm and limit its range of motion, or immobilize it, during the period of healing. It is typically fashioned from a single sheet of textile material by tying/fastening the ends. This is a reusable device intended for single-patient use.
Ossur hf. | ايسلندا | Iceland | ME0000007453SFDAA00093 | Iceross® Socks | Iceross® Socks | An interface that enables a leg stump to optimally fit the socket of a lower-limb prosthesis.
Ossur hf. | ايسلندا | Iceland | ME0000007453SFDAA00093 | Iceross® Socks | Iceross® Socks | An interface that enables a leg stump to optimally fit the socket of a lower-limb prosthesis.
Ossur hf. | ايسلندا | Iceland | ME0000007453SFDAA00010 | Balance Knee Control | Balance Knee Control
Ossur hf. | ايسلندا | Iceland | ME0000007453SFDAA00011 | 3 Arm Socket Adapter | 3 Arm Socket Adapter
OSSUR hf. | ايسلندا | Iceland | ME0000007474SFDAA00006 | Icelock 200 Series clutch short | Icelock 200 Series clutch short
Ossur hf. | ايسلندا | Iceland | ME0000007453SFDAA00015 | Iceross Seal-In® Transfemoral | Prosthetic Liner | The device is a prosthetic interface with suspension properties intended to be used as part of a system that replaces a missing lower limb.
Ossur hf. | ايسلندا | Iceland | ME0000007453SFDAA00016 | Tubes | Tubes
Ossur hf. | ايسلندا | Iceland | ME0000007453SFDAA00018 | Junior Adapters | Junior Adapters
Ossur hf. | ايسلندا | Iceland | ME0000007453SFDAA00024 | Techform Premium Cast Tape | Techform Premium Cast Tape
OSSUR hf | ايسلندا | Iceland | ME0000007480SFDAA00001 | ROM WALKER | ROM WALKER
Ossur hf. | ايسلندا | Iceland | ME0000007453SFDAA00027 | Balance Knee | Balance Knee
OSSUR hf | ايسلندا | Iceland | ME0000007480SFDAA00003 | REHAB | REHAB
OSSUR hf. | ايسلندا | Iceland | ME0000007474SFDAA00011 | Miami J® Advanced | Miami J® Advanced
Ossur hf. | ايسلندا | Iceland | ME0000007453SFDAA00035 | Pro-Flex | Pro-Flex
Ossur hf. | ايسلندا | Iceland | ME0000007453SFDAA00041 | Locking Knee | Locking Knee
Dynamic Techno Medicals Pvt. Ltd. | ايسلندا | Iceland | ME0000010728SFDAA00001 | OLYMPIAN ATHLETIC SUPPORT | Scortal Support |  | لتقفيف التعب والأجهادفي المنطقة الصفنية
Ossur hf. | ايسلندا | Iceland | ME0000007453SFDAA00001 | Chopart | Prosthetic Foot | An artificial substitute for part of the lower limb after amputation distal to the ankle joint designed to restore some of the appearance and/or function of the normal foot.
Ossur hf. | ايسلندا | Iceland | ME0000007453SFDAA00002 | Iceross® Synergy Locking | Prosthetic liner | An interface that enables a leg stump to optimally fit the socket of a lower-limb prosthesis.
OSSUR hf. | ايسلندا | Iceland | ME0000007474SFDAA00001 | Ossur Socket Adapter | Prosthetic Adapter | This device is intended as a connection component of a prosthetic system that replaces a missing lower limb.
Ossur hf. | ايسلندا | Iceland | ME0000007453SFDAA00003 | Ossur Pylons and Tubes | Prosthetic Adapter | A device designed as a component of an external lower limb prosthesis intended to replace the long section of a leg e g from the knee or below the knee and down and to join other limb components
Ossur hf. | ايسلندا | Iceland | ME0000007453SFDAA00004 | Iceflex® Balance Sleeve | Prosthetic Liner Sleeve | The device is a prosthetic interface with suspension properties intended to be used as pert of a system that replaces a missing lower limb.
Ossur hf. | ايسلندا | Iceland | ME0000007453SFDAA00005 | Vari-Flex® | Prosthetic foot | An artificial substitute for a foot designed as a component of an external lower limb prosthesis to restore some of the appearance and or function of the normal anatomy
Ossur hf. | ايسلندا | Iceland | ME0000007453SFDAA00006 | Iceross® Transfemoral Locking | Prosthetic Liner | An interface that enables a leg stump to optimally fit the socket of a lower limb prosthesis
Ossur hf. | ايسلندا | Iceland | ME0000007453SFDAA00007 | Techform Ortho Roll | Techform Ortho Roll | Casting material intended for immobilization/casting plus padding for comfortable splints and casts.
Ossur hf. | ايسلندا | Iceland | ME0000007453SFDAA00008 | Pressure pads | Prosthetic interface padding | A group of devices used to hold fasten a prosthesis to the body The devices include locking pinsbelts silicone or neoprene sleeves wedges clamps and suction sockets
OSSUR hf. | ايسلندا | Iceland | ME0000007477SFDAA00001 | Rebound® Air Walker | Orthotic Walker | An externally-applied appliance or apparatus intended to encompass the ankle joint, or the ankle and foot, to support, align, prevent, or correct orthopaedic deformities/injuries or to improve function of the ankle and/or foot; it may also be intended to offload and redistribute foot pressures that affect pedal circulation to improve blood flow and help heal diabetic foot ulcers or postsurgical wounds. It is made of metal, synthetic, and/or textile materials and may include customizable plantar inserts. This is a single-patient device that can be reapplied to the patient during the treatment period (reusable) before being discarded.
OSSUR hf. | ايسلندا | Iceland | ME0000007474SFDAA00003 | Ossur 4 Hole adapter | Prosthetic Adapter | component of an external lower limb prosthesis intended to be used during customized fabrication of the prosthesis for attachment of the distal portion of the prosthesis to the proximal portion worn by the patient
OSSUR hf. | ايسلندا | Iceland | ME0000007474SFDAA00004 | Össur Foot Adapter | Prosthetic adapter | component of an external lowerlimb prosthesis intended to be used during customized fabrication of the prosthesis for attachment of the distal portion of the prosthesis to the proximal portion worn by the patient
Ossur hf. | ايسلندا | Iceland | ME0000007453SFDAA00009 | Össur Double Adapter | Prosthetic adapter | component of an external lower limb prosthesis intended to be used during customized fabrication of the prosthesis for attachment
Ossur hf. | ايسلندا | Iceland | ME0000007453SFDAA00012 | Ossur Locking Knee | Prosthetic mechanical knee | An artificial substitute for a transfemoral (above-the-knee) amputation designed as a component of an external lower-limb prosthesis to restore some of the appearance and/or function of the normal anatomy. It typically consists of metal and plastic and is constructed as a single-axis, mechanical hinge that incorporates a manual, or semi-automated lock. It typically has no stance control (this means the amputee must use their own muscles to remain stable when standing) and uses the lock to compensate for lack of stance control; adjustable constant friction may be included to keep the leg from swinging forward too fast when moving to the next step.
OSSUR hf. | ايسلندا | Iceland | ME0000007474SFDAA00005 | Miami J® | Cervical Collar | The device is intended to provide gross immobilization to the cervical spine.
Ossur hf. | ايسلندا | Iceland | ME0000007453SFDAA00013 | lceross® Sleeve | Prosthetic Suspension sleeve | A group of devices used to hold fasten a prosthesis to the body The devices include locking pins belts silicone or neoprene sleeves wedges clamps and suction sockets
Ossur hf. | ايسلندا | Iceland | ME0000007453SFDAA00014 | Iceross® Transfemoral Locking | Prosthetic Liner | The device is a prosthetic interface with suspension properties intended to be used as a part of system that replaces a missing lower limb.
Ossur hf. | ايسلندا | Iceland | ME0000007453SFDAA00017 | Iceross Seal-In® X5 TF | Prosthetic Liner Interface | An interface that enables a leg stump to optimally fit the socket of a lower-limb prosthesis.
Ossur hf. | ايسلندا | Iceland | ME0000007453SFDAA00019 | LP Vari Flex | Prosthetic foot | An artificial substitute for a foot designed as a component of an external lower-limb prosthesis to restore some of the appearance and/or function of the normal anatomy. It is available in a variety of designs (e.g., it may resemble the form of a natural foot, or have a split-toe design) and its construction is intended to enable the store and release of energy during the walking cycle to provide a sense of push-off and a more normal gait range. A dynamic-response foot is typically intended for an active and responsive patient to help increase activity level (e.g., vary walking speed, change direction quickly, walk long distances).
Ossur hf. | ايسلندا | Iceland | ME0000007453SFDAA00020 | Unity | Prosthesis suspension mechanism | An artificial substitute for a foot designed as a component of an external lower-limb prosthesis to restore some of the appearance and/or function of the normal anatomy. It is available in a variety of designs (e.g., it may resemble the form of a natural foot, or have a split-toe design) and its construction is intended to enable the store and release of energy during the walking cycle to provide a sense of push-off and a more normal gait range. A dynamic-response foot is typically intended for an active and responsive patient to help increase activity level (e.g., vary walking speed, change direction quickly, walk long distances).
Ossur hf. | ايسلندا | Iceland | ME0000007453SFDAA00021 | Iceross Dermo® Locking | Prosthetic Liner | The device is a prosthetic interface with suspension properties intended to be used as part of a system that replaces a missing lower limb.
Ossur hf. | ايسلندا | Iceland | ME0000007453SFDAA00022 | Vari-Flex® Modular | Prosthetic foot | An artificial substitute for a foot designed as a component of an external lower limb prosthesis to restore some of the appearance and or function of the normal anatomy
Ossur hf. | ايسلندا | Iceland | ME0000007453SFDAA00023 | Flex-Foot Assure® | Prosthetic foot | An artificial substitute for a foot designed as a component of an external lower limb prosthesis to restore some of the appearance and or function of the normal anatomy
OSSUR hf. | ايسلندا | Iceland | ME0000007474SFDAA00007 | Foot Cover | Foot Cover | An artificial substitute for a foot designed as a component of an external lower-limb prosthesis to restore some of the appearance.
Ossur hf. | ايسلندا | Iceland | ME0000007453SFDAA00025 | lceross® Sport Locking | Prosthetic Liner | An interface that enables a leg stump to optimally fit the socket of a lower limb prosthesis
OSSUR hf. | ايسلندا | Iceland | ME0000007477SFDAA00002 | AFO DYNAMIC | AFO Dynamic | An externally applied appliance or apparatus intended to encompass the ankle joint
OSSUR hf. | ايسلندا | Iceland | ME0000007474SFDAA00008 | Occian® Back | Cervical spine orthosis | A padded device that is worn around the neck and used to support or immobilize the cervical spine to treat deformities, fractures, sprains, or strains (often to treat whiplash resulting from an automobile accident). This device will provide support to the head while limiting movement of the cervical vertebrae. It is available in a variety of sizes. This is a reusable device.
Ossur hf. | ايسلندا | Iceland | ME0000007453SFDAA00026 | Total Knee® 2000 | Prosthetic mechanical knee | An artificial substitute for a transfemoral above the knee and or knee disarticulation amputation designed as a component of an external lower limb prosthesis to restore some of the appearance and or function of the normal anatomy
Ossur hf. | ايسلندا | Iceland | ME0000007453SFDAA00028 | Iceross Dermo® Cushion | Prosthetic liner | An interface that enables a leg stump to optimally fit the socket of a lower-limb prosthesis.
OSSUR hf. | ايسلندا | Iceland | ME0000007477SFDAA00003 | AFO Light | Ankle Foot Orthosis | An externally applied appliance or apparatus intended to encompass the ankle joint.
OSSUR hf | ايسلندا | Iceland | ME0000007480SFDAA00002 | DH Offloading Post-Op Style Shoe | Foot Orthosis, offloading | The device is intended for foot protection post injury and plantar offloading.
OSSUR hf. | ايسلندا | Iceland | ME0000007474SFDAA00009 | Papoose® | Cervical Collar | A rigid frame orthopaedic jacket designed to encompass the cervicothoracolumbosacral
Ossur hf. | ايسلندا | Iceland | ME0000007453SFDAA00029 | Total Knee® 2100 | Prosthetic mechanical knee | An artificial substitute for a transfemoral above the knee and or knee disarticulation amputation designed as a component of an external lower limb prosthesis to restore some of the appearance and or function of the normal anatomy
OSSUR hf. | ايسلندا | Iceland | ME0000007477SFDAA00004 | Miami Lumbar® Posteo | Thoracic-Lumbar Spine Orthosis | An externally applied orthopaedic appliance or apparatus designed to encompass the lumbar spine region of the trunk to support or immobilize deformities fractures sprains or strains of the spine This is a reusable device
OSSUR hf. | ايسلندا | Iceland | ME0000007477SFDAA00005 | Philadelphia® Tracheotomy Collar | Cervical Collar | This device is intended to provide gross immobilization to the cervical spine.
OSSUR hf. | ايسلندا | Iceland | ME0000007474SFDAA00010 | NecLoc® | Cervical spine orthosis | A padded device that is worn around the neck and used to support or immobilize
Ossur hf. | ايسلندا | Iceland | ME0000007453SFDAA00030 | Iceross® Distal Cup | Prosthetic Liner Interface | The device is a prosthetic interface intended to be used as part of a system that replaces a missing lower limb.
Ossur hf. | ايسلندا | Iceland | ME0000007453SFDAA00031 | Pro-Flex XC | Prosthetic Foot | An artificial substitute for a foot designed as a component of an external lower-limb prosthesis to restore some of the appearance and/or function of the normal anatomy. It is available in a variety of designs (e.g., it may resemble the form of a natural foot, or have a split-toe design) and its construction is intended to enable the store and release of energy during the walking cycle to provide a sense of push-off and a more normal gait range. A dynamic-response foot is typically intended for an active and responsive patient to help increase activity level (e.g., vary walking speed, change direction quickly, walk long distances).
Ossur hf. | ايسلندا | Iceland | ME0000007453SFDAA00032 | Total Knee 1900 | Total Knee 1900 | An artificial substitute for a transfemoral (above-the-knee) and/or knee disarticulation amputation designed as a component of an external lower-limb prosthesis to restore some of the appearance and/or function of the normal anatomy. It typically consists of metal and plastic and is constructed as a multiple-axis joint rotation, mechanical hinge that incorporates friction adjustment and a simple swing control that permits variable walking speed. A common design, known as a “fourbar” knee, is very stable during early stance phase (beginning of a step), reduces the leg’s length when beginning a step lowering the risk of stumbling, and bends in the swing phase or when the user sits down.
Ossur hf. | ايسلندا | Iceland | ME0000007453SFDAA00033 | Össur Tube Clamp | Prosthetic adapter | A component of an external lower-limb prosthesis intended to be used during customized fabrication of the prosthesis to create an interface between a lower-limb prosthesis tube and another component of the prosthesis. It has a clamp at one end that, when tightened, is intended to grip the tube, and a non-interchangeable receiver (central hole with locking setscrews) at the other end intended to engage and lock into place a pyramid connector. It is typically made of stainless steel or titanium (Ti) and is available in various lengths and diameters, and in a straight or angled (e.g., 10° or 20°) orientation.
OSSUR hf. | ايسلندا | Iceland | ME0000007474SFDAA00012 | Unloader One® | Knee orthosis | An externally applied orthopaedic appliance or apparatus designed to support, align, prevent, or correct deformities/injuries or to improve function of the knee. This is a reusable device.
Ossur hf. | ايسلندا | Iceland | ME0000007453SFDAA00034 | Flex-Foot® Balance | Prosthetic foot | An artificial substitute for a foot designed as a component of an external lower-limb prosthesis to restore some of the appearance and/or function of the normal anatomy. It typically consists of moulded plastic with an exterior in the form of a natural foot, and is constructed to permit ankle movement in three planes to accommodate uneven terrain and to absorb torques that would otherwise produce shearing forces on the residual limb. A multi-axis foot is typically intended for an active patient engaged in activities involving much foot movement (e.g., hiking, golfing, dancing).
OSSUR hf. | ايسلندا | Iceland | ME0000007474SFDAA00013 | NecLoc® Kids | Cervical spine orthosis | A padded device that is worn around the neck and used to support or immobilize the cervical spine to treat deformities, fractures, sprains, or strains (often to treat whiplash resulting from an automobile accident). This device will provide support to the head while limiting movement of the cervical vertebrae. It is available in a variety of sizes. This is a reusable device.
Ossur hf. | ايسلندا | Iceland | ME0000007453SFDAA00036 | Iceross Dermo Seal-In® | Prosthetic liner | An interface that enables a leg stump to optimally fit the socket of a lower-limb prosthesis.
Ossur hf. | ايسلندا | Iceland | ME0000007453SFDAA00037 | Icelock® 552 Expulsion Valve TF | Prosthetic Lock | Part of a locking mechanism. Device used to hold/fasten a prosthesis to the body.
Ossur hf. | ايسلندا | Iceland | ME0000007453SFDAA00038 | Total Knee Junior | Prosthetic mechanical knee pediatric | An artificial substitute for a transfemoral (above-the-knee) and/or knee disarticulation amputation designed as a component of an external lower-limb prosthesis to restore some of the appearance and/or function of the normal anatomy. It typically consists of metal and plastic and is constructed as a multiple-axis joint rotation, mechanical hinge that incorporates friction adjustment and a simple swing control that permits variable walking speed. A common design, known as a “fourbar” knee, is very stable during early stance phase (beginning of a step), reduces the leg’s length when beginning a step lowering the risk of stumbling, and bends in the swing phase or when the user sits down.
Ossur hf. | ايسلندا | Iceland | ME0000007453SFDAA00049 | Iceross Comfort® Locking | Prosthetic liner | Lower-limb prosthesis socket liner
Ossur hf. | ايسلندا | Iceland | ME0000007453SFDAA00040 | Flex-Symes™ | Prosthetic Foot | The device is intended as a part of a prosthetic system that replaces the foot and ankle function of a missing lower limb.
Ossur hf. | ايسلندا | Iceland | ME0000007453SFDAA00071 | Formfit Knee Immobilizer Universal | Knee immobilizer | A rigid support used to temporarily render the knee immovable, either preoperatively or following injury or arthroscopy. This is a reusable device.
Ossur hf. | ايسلندا | Iceland | ME0000007453SFDAA00070 | Formfit Shoulder Brace | Suspension Arm Sling | A non-sterile hanging triangular-shaped loop, suspended from a patient's neck/shoulder, typically intended to support an injured arm and limit its range of motion, or immobilize it, during the period of healing. It is typically fashioned from a single sheet of textile material by tying/fastening the ends. This is a reusable device intended for single-patient use.
OSSUR hf. | ايسلندا | Iceland | ME0000007474SFDAA00015 | Icelock 621 Ratchet | Prosthesis Locking Mechanism | The device is intended as a prosthetics interface with suspension properties used as a part of a system that replaces a missing limb.
OSSUR hf. | ايسلندا | Iceland | ME0000007474SFDAA00018 | Iceross Upper-X | Upper limb prosthetic liner | The device is intended as a prosthetic interface with suspension properties used as a part of a system that replaces a missing upper limb.
Ossur hf. | ايسلندا | Iceland | ME0000007453SFDAA00069 | Neoprene Wraparound Hinged Knee Support | Knee orthosis | An externally applied orthopaedic appliance or apparatus designed to support, align, prevent, or correct deformities/injuries or to improve function of the knee. This is a reusable device.
OSSUR hf. | ايسلندا | Iceland | ME0000007474SFDAA00017 | Ossur Female Single Adaptor | Prosthetic adapter | The device is intended as a connection component of a system that replaces a missing lower limb to transfer extreme forces from the body to the ground.
OSSUR hf. | ايسلندا | Iceland | ME0000007474SFDAA00016 | Icelock 721 Ratchet | Suspension system for prosthetics | Suspension system for use in conjunction with Iceross Upper-X and Iceross Junior Liner Systems
Ossur hf. | ايسلندا | Iceland | ME0000007453SFDAA00077 | Pro-Flex Pivot | Prosthetic Foot | An artificial substitute for a foot designed as a component of an external lower-limb prosthesis to restore some of the appearance and/or function of the normal anatomy. It is available in a variety of designs (e.g., it may resemble the form of a natural foot, or have a split-toe design) and its construction is intended to enable the store and release of energy during the walking cycle to provide a sense of push-off and a more normal gait range. A dynamic-response foot is typically intended for an active and responsive patient to help increase activity level (e.g., vary walking speed, change direction quickly, walk long distances).
Ossur hf. | ايسلندا | Iceland | ME0000007453SFDAA00078 | Cti Custom | Knee orthosis | "Knee brace intended for anterior cruciate ligament instability, posterior cruciate ligament instability, medial collateral ligament injury, and lateral collateral ligament injury. Intended for low, medium, and high contact/impact activities. Personalized brace manufactured according to patient's leg anatomy, activity level and desired configuration."
Ossur hf. | ايسلندا | Iceland | ME0000007453SFDAA00081 | Formfit Back Support Air | Spinal orthosis | A rigid orthopaedic jacket designed to encompasses the thoracolumbosacral spine region of the trunk to support or immobilize deformities, fractures, sprains, or strains of the spine.
Ossur hf. | ايسلندا | Iceland | ME0000007453SFDAA00082 | Male insert for prong | Prosthetic adapter | The device is intended as a connection component of a prosthetic system that replaces a missing lower limb.
Ossur hf. | ايسلندا | Iceland | ME0000007453SFDAA00080 | Formfit Thumb | Thumb orthosis | The device is intended to restrict motion of the wrist and/or thumb.
Ossur hf. | ايسلندا | Iceland | ME0000007453SFDAA00079 | Pro-Flex XC Torsion | Prosthetic Foot | Dynamic-response foot prosthesis with torsion shock module. An artificial substitute for a foot designed as a component of an external lower-limb prosthesis to restore some of the appearance and/or function of the normal anatomy.
Ossur hf. | ايسلندا | Iceland | ME0000007453SFDAA00084 | Miami Jr | Cervical Collar | An orthosis that encompases the whole or part of the cervical region including the head/spine joint. This device is body worn
Ossur hf. | ايسلندا | Iceland | ME0000007453SFDAA00089 | Pro-Flex LP Torsion | Prosthetic Foot | Prosthetic Foot Low profile with torsion
Ossur hf. | ايسلندا | Iceland | ME0000007453SFDAA00090 | Pro-Flex LP Align | Prosthetic Foot | Prosthetic Foot Low profile with heel alignment
Ossur hf. | ايسلندا | Iceland | ME0000007453SFDAA00088 | Pro-Flex LP | Prosthetic Foot | Prosthetic Foot Low profile
Ossur hf. | ايسلندا | Iceland | ME0000007453SFDAA00091 | Össur Continuous Cosmetic Foam | Prosthetic Cosmesis | A device designed as a component of an external lower-limb prosthesis intended to cover the mechanical components that provide the functionality of the prosthetic limb, thereby providing the appearance of a full natural leg.
Spencer Italia s.r.l | ايطاليا | Italy | ME0000002307SFDAA00001 | CARRERA XL T TEC MAX P/BLACK F/YELLOW W/QMX777 | CARRERA XL T TEC MAX P/BLACK F/YELLOW W/QMX777 | Ambulance Stretcher and its accessories
PUMA SRL | ايطاليا | Italy | ME0000003568SFDAA00001 | Soundproof booth | Soundproof booth | Mini and Modular soundproof booth
EUROSETS S.R.L. | ايطاليا | Italy | ME0000004161SFDAA00001 | Holder for Alone Oxigenator | Holder for medical device | Holder
EUROSETS S.R.L. | ايطاليا | Italy | ME0000004161SFDAA00002 | Holder for ADMICARD 1800 | Holder for medical device | Holder for medical device
EUROSETS S.R.L. | ايطاليا | Italy | ME0000004161SFDAA00003 | Holder for ADMICARD 3200 | Holder for medical device | Holder for medical device
EUROSETS S.R.L. | ايطاليا | Italy | ME0000004161SFDAA00004 | Holder for ALONE ECMO | Holder for medical device | Holder for medical device
EUROSETS S.R.L. | ايطاليا | Italy | ME0000004161SFDAA00005 | HOLDER OXY ADULT/PAEDIATRIC | Holder for medical device | Holder for medical device
EUROSETS S.R.L. | ايطاليا | Italy | ME0000004161SFDAA00006 | Holder for MISTRAL in plastica | Holder for medical device | Holder for medical device
EUROSETS S.R.L. | ايطاليا | Italy | ME0000004161SFDAA00007 | HOLDER X SHERLOCK | HOLDER X SHERLOCK | HOLDER X SHERLOCK
Orthofix Srl | ايطاليا | Italy | ME0000004612SFDAA00001 | CLAMP COVER FOR SMALL DAF | CLAMP COVER | External Fixation System
Orthofix Srl | ايطاليا | Italy | ME0000004612SFDAA00002 | Ring tray TL empty | True Lok System | TL empty
Orthofix Srl | ايطاليا | Italy | ME0000004612SFDAA00003 | Ring Layer 80-100 mm TrueLok Empty, Ring Layer 120 mm TrueLok Empty, Ring Layer 130 mm TrueLok Empty | True Lok System | Ring Layer
Orthofix Srl | ايطاليا | Italy | ME0000004612SFDAA00004 | Hinges and Distractors Tray, TrueLok, Empty | TrueLok System | Tray TrueLok
Orthofix Srl | ايطاليا | Italy | ME0000004612SFDAA00005 | Fixation Elements Tray, TrueLok, Empty | TrueLok System | Fixation Elements
Orthofix Srl | ايطاليا | Italy | ME0000004612SFDAA00006 | Instrument Tray, TrueLok, Empty | TrueLok System | Instrument Tray
Orthofix Srl | ايطاليا | Italy | ME0000004612SFDAA00007 | ADULT L.R.S. STERI BOX EMPTY | EMPTY STERIBOX | Bone Fixation System
Orthofix Srl | ايطاليا | Italy | ME0000004612SFDAA00008 | PAEDIATRIC LRS STERI BOX EMPTY | EMPTY STERIBOX | Bone Fixation System
Orthofix Srl | ايطاليا | Italy | ME0000004612SFDAA00010 | STRAIGHT CLAMP TEMPLATE PAEDIATRIC LRS | CLAMP TEMPLATE | External Fixation System
Orthofix Srl | ايطاليا | Italy | ME0000004612SFDAA00011 | T CLAMP TEMPLATE PAEDIATRIC LRS | CLAMP TEMPLATE | External Fixation System
Orthofix Srl | ايطاليا | Italy | ME0000004612SFDAA00012 | SWIVELLING CLAMP TEMPLATE PAEDIATRIC LRS | CLAMP TEMPLATE | External Fixation System
Orthofix Srl | ايطاليا | Italy | ME0000004612SFDAA00013 | BALL JOINT COUPLING TEMPLATE PAEDIATRIC LRS | CLAMP TEMPLATE | External Fixation System
Orthofix Srl | ايطاليا | Italy | ME0000004612SFDAA00014 | TEMPLATE LOCKING SCREW PAEDIATRIC LRS | TEMPLATE LOCKING SCREW | External Fixation syetem
Orthofix Srl | ايطاليا | Italy | ME0000004612SFDAA00015 | PAEDIATRIC LRS SHORT KIT | LRS SHORT KIT | External Fixation System
Orthofix Srl | ايطاليا | Italy | ME0000004612SFDAA00016 | PAEDIATRIC LRS STANDARD KIT | LRS STANDARD KIT | External Fixation System
Orthofix Srl | ايطاليا | Italy | ME0000004612SFDAA00017 | PAEDIATRIC LRS LONG KIT | LRS LONG KIT | External Fixation System
Orthofix Srl | ايطاليا | Italy | ME0000004612SFDAA00018 | PAEDIATRIC LRS T CLAMP | CLAMP | External Fixation System
Orthofix Srl | ايطاليا | Italy | ME0000004612SFDAA00019 | DYNA RING WITH CD UNIT ATTACH FOR PAEDIATRIC LRS | RING WITH CD UNIT | External Fixation system
Orthofix Srl | ايطاليا | Italy | ME0000004612SFDAA00020 | BALL JOINT COUPLING FOR PAEDIATRIC LRS | LRS BALL JOINT COUPLING | External Fixation System
Orthofix Srl | ايطاليا | Italy | ME0000004612SFDAA00021 | EXTRA SHORT RAIL LENGTH 10 CM FOR PAEDIATRIC LRS | STANDARD RAIL | External Fixation System
Orthofix Srl | ايطاليا | Italy | ME0000004612SFDAA00022 | SHORT RAIL LENGTH 15 CM FOR PAEDIATRIC LRS | STANDARD RAIL | External Fixation System
Orthofix Srl | ايطاليا | Italy | ME0000004612SFDAA00023 | LONG RAIL LENGTH 25 CM FOR PAEDIATRIC LRS | LONG RAIL | External Fixation System
Orthofix Srl | ايطاليا | Italy | ME0000004612SFDAA00024 | LOCKING SCREW FOR PAEDIATRIC LRS | RING LOCKING SCREW | External Fixation System
Orthofix Srl | ايطاليا | Italy | ME0000004612SFDAA00025 | SWIVELLING CLAMP FOR PAEDIATRIC LRS | CLAMP TEMPLATE | External Fixation System
Orthofix Srl | ايطاليا | Italy | ME0000004612SFDAA00026 | HINGED RAIL COUPLING FOR PAEDIATRIC LRS | STANDARD RAIL | External Fixation System
Orthofix Srl | ايطاليا | Italy | ME0000004612SFDAA00027 | CALCANEAL MINIFIXATOR | Minirail System | External Fixation System
Orthofix Srl | ايطاليا | Italy | ME0000004612SFDAA00028 | CLAMP COVER BLUE SMALL DAF | Small Blue D A F | External Fixation System
Orthofix Srl | ايطاليا | Italy | ME0000004612SFDAA00029 | PELVIC FIXATOR STERI BOX EMPTY | PROCALLUS SYSTEM | External Fixation System
Orthofix Srl | ايطاليا | Italy | ME0000004612SFDAA00030 | PELVIC SCREW GUIDE LENGTH 100 MM | SCREW GUIDE LENGTH 100 MM | External Fixation System
Orthofix Srl | ايطاليا | Italy | ME0000004612SFDAA00031 | BALL JOINTED MODULE FOR INDEPENDENT SCREW PLACEMENT | LRS BALL JOINT COUPLING | External Fixation System
Orthofix Srl | ايطاليا | Italy | ME0000004612SFDAA00032 | INDEPENDENT SCREW CLAMP | MULTISCREW CLAMP | External Fixation System
Orthofix Srl | ايطاليا | Italy | ME0000004612SFDAA00033 | PROCALLUS STRAIGHT CLAMP | MULTISCREW CLAMP | External Fixation System
Orthofix Srl | ايطاليا | Italy | ME0000004612SFDAA00034 | MINI RAIL NON SWIVEL CLAMP COVER | Minirail System | External Fixation System
Orthofix Srl | ايطاليا | Italy | ME0000004612SFDAA00035 | MINIRAIL LENGTHENER and FIXATOR CLAMP COVER SCREW | Minirail System | External Fixation System
Orthofix Srl | ايطاليا | Italy | ME0000004612SFDAA00036 | MINIRAIL LENGTHENER and FIXATOR CLAMP COVER | Minirail System | External Fixation System
Orthofix Srl | ايطاليا | Italy | ME0000004612SFDAA00039 | TRUELOK BOLT CADDY TRAUMA TRAY | TrueLok System | TRUELOK BOLT
Orthofix Srl | ايطاليا | Italy | ME0000004612SFDAA00040 | TRUELOK RETAINING TENSIONER TIP | TrueLok System | TrueLok Tip
Orthofix Srl | ايطاليا | Italy | ME0000004612SFDAA00041 | TRUELOK PLUS SPEED BOLT THREAD L16MM , TRUELOK PLUS SPEED BOLT THREAD L12MM | TrueLok System | TrueLok System
FRASTEMA SRL | ايطاليا | Italy | ME0000004829SFDAA00001 | 65 GA Polyvisus New Omega | Ophthalmic Unit | 65/GA Polyvisus New Omega
FRASTEMA SRL | ايطاليا | Italy | ME0000004829SFDAA00002 | 65 NE Polyvisus Super Executive | Ophthalmic Unit | 65/NE Polyvisus Super Executive
FRASTEMA SRL | ايطاليا | Italy | ME0000004829SFDAA00003 | 66 R Polyvisus New Line | Ophthalmic Unit | 66/R Polyvisus New Line
FRASTEMA SRL | ايطاليا | Italy | ME0000004829SFDAA00004 | 96SDH Table with Top 45x58 with Wheels | Patient Examination Table | Patient Examination Table
FRASTEMA SRL | ايطاليا | Italy | ME0000004829SFDAA00005 | 96SD Table Off-Set | Patient Examination Table | 96SD Table Off-Set
FRASTEMA SRL | ايطاليا | Italy | ME0000004829SFDAA00006 | 65/PC Polyvisus New Simplex II | Examination Unit | 65/PC Polyvisus New Simplex II is an examination Unit
FRASTEMA SRL | ايطاليا | Italy | ME0000004829SFDAA00007 | 88AD Optometrist Chair | Examination Chair | Examination Chair
FRASTEMA SRL | ايطاليا | Italy | ME0000004829SFDAA00008 | 88DB Combi Special Chair | Examination Chair | Combi Special Chair
FRASTEMA SRL | ايطاليا | Italy | ME0000004829SFDAA00009 | 88MC Avangard Chair | Examination Chair | Avangard Examination Chair
FRASTEMA SRL | ايطاليا | Italy | ME0000004829SFDAA00010 | 88FA Comfort Chair | Examination Chair | Examination Chair
PIRRONE SRL | ايطاليا | Italy | ME0000005215SFDAA00003 | EUROTRODE | EUROTRODE | ECG Electrodes.
LASCOD S.p.A | ايطاليا | Italy | ME0000006377SFDAA00008 | GHENESYL | GHENESYL | Highly accurate addition curing polivinilsiloxane silicone
MGF Srl | ايطاليا | Italy | ME0000006384SFDAA00009 | Dental compressors | Dental compressors | Dental Compressors
Inventis SRL | ايطاليا | Italy | ME0000006800SFDAA00001 | DRUM | DRUM | Hearing Instrument text box
CHINESPORT SPA | ايطاليا | Italy | ME0000002263SFDAA00033 | PARALLELA PLUS 2M BIMBO | CHILDREN’S PARALLEL BARS PLUS 2 M | This is a 2-meter long parallel bar system for children, dedicated for the physical therapy and rehabilitation training activity
FAZZINI s.r.l | ايطاليا | Italy | ME0000010658SFDAA00016 | STETHOSCOPE | STETHOSCOPE | DOCTOR DELUXE STETHOSCOPE, BLACK TUBE
FAZZINI s.r.l | ايطاليا | Italy | ME0000010658SFDAA00016 | STETHOSCOPE | STETHOSCOPE | DOCTOR DELUXE STETHOSCOPE, BLACK TUBE
FAZZINI s.r.l | ايطاليا | Italy | ME0000010658SFDAA00013 | BOWLS STAND | BOWLS STAND | bowl stand mounted on castors with adjustable height suitable for dressing and general hospital applications' procedures
Asa Dental S.p.A. | ايطاليا | Italy | ME0000009058SFDAA00094 | Plugger | Plugger | Endodontic plugger
Asa Dental S.p.A. | ايطاليا | Italy | ME0000009058SFDAA00087 | Kit Perfection | Kit Perfection | Dental Surgical Kit
Asa Dental S.p.A. | ايطاليا | Italy | ME0000009058SFDAA00104 | Spatulas | Spatulas | Dental Cement Spatula
FAZZINI s.r.l | ايطاليا | Italy | ME0000010658SFDAA00015 | Spinal Board | Immobilizers | Suitable for the extrication and transportation and immobilization of patients with suspected spinal injuries.
FAZZINI s.r.l | ايطاليا | Italy | ME0000010658SFDAA00014 | LV. Stand | LV. Stand | It is intended to hold bags of fluid or medicine that is being given to a patient at a steady flow
Welcare Industries Spa | ايطاليا | Italy | ME0000007562SFDAA00001 | Sinaqua Shampoo Cap | Sinaqua Shampoo Cap | Hair & Scalp cleansing system
ASA Dental S.p.a | ايطاليا | Italy | ME0000006741SFDAA00001 | Extracting forceps | Extracting forceps | Extracting forceps
Qualiteam S.r.l. | ايطاليا | Italy | ME0000004201SFDAA00001 | QualiBreath | sternum and thorax support | Postoperative sternum & thorax support
Qualiteam S.r.l. | ايطاليا | Italy | ME0000004201SFDAA00002 | QualiBra | Advanced sternum and breast support | Postoperative sternum & thorax support
GLORIA MED S.p.A. | ايطاليا | Italy | ME0000007895SFDAA00001 | Gloria | Medical Compression stockings | Medical Compression stockings | جوارب علاجية مرنة لضغط القدم
ASA Dental S.p.a | ايطاليا | Italy | ME0000006741SFDAA00002 | Root Elevators | Root Elevators | Root Elevators
ASA Dental S.p.a | ايطاليا | Italy | ME0000006741SFDAA00002 | Root Elevators | Root Elevators | Root Elevators
ZHERMACK SPA | ايطاليا | Italy | ME0000005671SFDAA00037 | HYDRORISE LIGHT BODY FAST SET | Addition Silicone | Addition Silicone for impression materials
GIVAS SRL | ايطاليا | Italy | ME0000007721SFDAA00001 | Blood Donor Chair | Chair | Each adjustment of the chair is allowed by a foot mobile console with 6 integrated pedals that activate three electrical actuators.
GIVAS SRL | ايطاليا | Italy | ME0000007721SFDAA00001 | Blood Donor Chair | Chair | Each adjustment of the chair is allowed by a foot mobile console with 6 integrated pedals that activate three electrical actuators.
Kerr Italia S.r.l. | ايطاليا | Italy | ME0000000655SFDAA00024 | Permlastic | Permlastic | polysulfide impression material.
Fiab SpA | ايطاليا | Italy | ME0000001038SFDAA00009 | Disposable Electrodes For ECG | Disposable Electrodes For ECG | Electrode for ECG
Fiab SpA | ايطاليا | Italy | ME0000001038SFDAA00010 | Pre Wired ECG Electrode | Pre Wired ECG Electrode | Electrode for ECG
MGF Srl | ايطاليا | Italy | ME0000006384SFDAA00025 | ASPIR | DENTAL COMPRESSORS and SURGICAL SUCTION SYSTEMS | COMPRESSORS and SURGICAL SUCTION SYSTEMS
GRUPPO FARMAIMPRESA | ايطاليا | Italy | ME0000000359SFDAA00004 | PROKTEEL | PROKTEEL | PROKTEL EMULGEL is a medical device multidose tube based on: Plant extract, Escin, Niacinamide, Inositol, Lactic acid, Panthenol, Menthyl lactate, Tocopherol, Bisabolol, Tocotrienols. With very tolerability and good absorption. Intended to use for anorectal disorders.
Asa Dental S.p.A. | ايطاليا | Italy | ME0000007243SFDAA00004 | Face Bow | Face Bow | Face Bow
Favero Health Projects S.p.A | ايطاليا | Italy | ME0000001096SFDAA00002 | EMBRACE PLUS | EMBRACE PLUS | Electric pediatric bed with a two section sleep deck and bar side rails with Height adjustable sleep deck , comes with mattress adjusted to be comfortable for the child | سرير أطفال كهربائي بسطح نوم مكون من قسمين وقضبان جانبية قابل لتعديل ارتفاعه مع مرتبة قابلة للتعديل لتكون مريحة للطفل
E.C.S. s.r.l. | ايطاليا | Italy | ME0000009012SFDAA00001 | STERIDIAMOND | STERILIZATION FLAT POUCH | STERILIZATION FLAT POUCH
ASA Dental S.p.a | ايطاليا | Italy | ME0000006741SFDAA00004 | Explorers | Explorers | Explorers
ASA DENTAL SPA | ايطاليا | Italy | ME0000006383SFDAA00009 | CROWN SPREADERS | CROWN SPREADERS | CROWN SPREADERS
ASA DENTAL SPA | ايطاليا | Italy | ME0000006383SFDAA00014 | GRADUATED SCALPELS | GRADUATED SCALPELS | GRADUATED SCALPELS
ASA DENTAL SPA | ايطاليا | Italy | ME0000006383SFDAA00019 | IVORY 8 MATRIX RETAINER | MATRIX RETRAINERS | IVORY 8 MATRIX RETAINER
FL Medical srl Unipersonale | ايطاليا | Italy | ME0000009134SFDAA00001 | VACUMED DISPOSABLE TOURNIQUET LATEX FREE LIGHT BLUE COLOUR 25 pcs | perforated disposable tourniquet | perforated disposable tourniquet used to control circulation during blood collection procedure
FL Medical srl Unipersonale | ايطاليا | Italy | ME0000009134SFDAA00002 | VACUMED TOURNIQUET WITH SAFETY CLOSURE SYSTEM | TOURNIQUET | Tourniquet (compression device) with safety closure system.
F L Medical s r l Unipersonale | ايطاليا | Italy | ME0000009135SFDAA00001 | Vacumed Holder in Polypropylene | Holder in Polypropylene | Single use, non sterile, plastic device to be used in combination with venous sampling needles and vacuum test tubed for blood collection.
Medesy S.R.L | ايطاليا | Italy | ME0000009193SFDAA00021 | MEDESY COMPOSITE INSTRUMENT | MEDESY COMPOSITE INSTRUMENT | Medesy Dental COMPOSITE INSTRUMENT is used by the dentist in the patient mouth for Restorative treatments.
ASA DENTAL SPA | ايطاليا | Italy | ME0000006383SFDAA00015 | HANDLES FOR MIRROR CONE-SOCKET | HANDLES FOR MIRROR CONE-SOCKET | HANDLES FOR MIRROR CONE-SOCKET
ASA DENTAL SPA | ايطاليا | Italy | ME0000006383SFDAA00010 | Disposable Syringe with Adjustable Nozzle | Disposable Syringe | Disposable Syringe with Adjustable Nozzle
ASA DENTAL SPA | ايطاليا | Italy | ME0000006383SFDAA00007 | ALUMINIUN HANDLE | ALUMINIUN HANDLE | ALUMINIUN HANDLE
ASA DENTAL SPA | ايطاليا | Italy | ME0000006383SFDAA00017 | MAGIC COLOR PERIOD. INSTRUM | MAGIC COLOR PERIOD. INSTRUM | MAGIC COLOR PERIOD. INSTRUM
ASA DENTAL SPA | ايطاليا | Italy | ME0000006383SFDAA00012 | FREER SCALPELS | FREER SCALPELS | FREER SCALPELS
ASA DENTAL SPA | ايطاليا | Italy | ME0000006383SFDAA00018 | MAGIC COLOR RESTOR.INSTRUM | MAGIC COLOR RESTOR.INSTRUM | MAGIC COLOR RESTOR.INSTRUM
ASA DENTAL SPA | ايطاليا | Italy | ME0000006383SFDAA00024 | TONGUE FORCEPS ROSER-KOENIG | ROSER-KOENIG FORCEPS | ROSER-KOENIG FORCEPS
ASA DENTAL SPA | ايطاليا | Italy | ME0000006383SFDAA00013 | FURRER STRAIGHT PLIER | FURRER PLIERS | FURRER PLIERS
BTS S.p.A. | ايطاليا | Italy | ME0000002547SFDAA00004 | Nirvana | Motion Capture and Analysis System | It is intended for analysis of human movement, for the rehabilitation of patient affected by cognitive and motor deficits that involve both upper limbs and lower limbs.
ASA Dental S.p.a | ايطاليا | Italy | ME0000006741SFDAA00005 | Cotton and Dressing Pliers | Cotton and Dressing Pliers | Cotton and Dressing Pliers
ASA Dental S.p.a | ايطاليا | Italy | ME0000006741SFDAA00006 | Impression trays | Impression Trays | Impression Trays
ASA DENTAL SPA | ايطاليا | Italy | ME0000006383SFDAA00008 | BONE MILL | BONE MILL | BONE MILL
ASA DENTAL SPA | ايطاليا | Italy | ME0000006383SFDAA00016 | HANDLES MOUTH MIR.MAGIC COLOR | HANDLES MOUTH MIR.MAGIC COLOR | HANDLES MOUTH MIR.MAGIC COLOR
ASA DENTAL SPA | ايطاليا | Italy | ME0000006383SFDAA00022 | MATRIX WIDE 5 MM. -ROLL 100 CM | MATRIX ROLLS | MATRIX ROLLS
ASA DENTAL SPA | ايطاليا | Italy | ME0000006383SFDAA00023 | N.2 PLASTIC INSERT FOR 1881 | PLASTIC INSERTS | PLASTIC INSERTS
ASA DENTAL SPA | ايطاليا | Italy | ME0000006383SFDAA00022 | MATRIX WIDE 5 MM. -ROLL 100 CM | MATRIX ROLLS | MATRIX ROLLS
EF MEDICAL SRL | ايطاليا | Italy | ME0000009695SFDAA00001 | Transound ECG & EEG GEL | Transound ECG & EEG Gel | is a top quality product with excellent ultrasound transmission and probe sliding properties that will remain stable over time
EF MEDICAL SRL | ايطاليا | Italy | ME0000009695SFDAA00002 | Transound Ultrasound transmission gel | Ultrasound gel | is a top quality product with excellent ultrasound transmission and probe sliding properties that will remain stable over time
ASA Dental S.p.a | ايطاليا | Italy | ME0000006741SFDAA00008 | Filling Instruments | Filling Instruments | Filling Instruments
ASA DENTAL SPA | ايطاليا | Italy | ME0000006383SFDAA00021 | MUCOTOMES | MUCOTOMES | MUCOTOMES
ASA Dental S.p.a | ايطاليا | Italy | ME0000006741SFDAA00009 | Clamps | Clamps | Clamps
ASA Dental S.p.a | ايطاليا | Italy | ME0000006741SFDAA00007 | Spatulas for plaster | Spatula | Spatulas for plaster
ASA Dental S.p.a | ايطاليا | Italy | ME0000006741SFDAA00003 | Folding Syringe | Syringes | Syringes
ASA Dental S.p.a | ايطاليا | Italy | ME0000006741SFDAA00011 | Scalpel handles | Scalpel handles | Scalpel handles
SBM SISTEMI S.r.l. | ايطاليا | Italy | ME0000010215SFDAA00001 | LACRYDIAG | LACRYDIAG | LACRYDIAG
Gruppo Farmaimpresa srl | ايطاليا | Italy | ME0000001492SFDAA00012 | HemoRelief solution | Genital and perianal solution | anti-hemorrhoidal solution for topical use. Thanks to its composition based on Vitamin E, Chlorexidine, Hyaluronic Acid and Aloe Vera acts locally by reducing inflammation, redness, itching and anal burning, providing a fresh relief sensation and protecting perianal membranes against bacterial infections.
Brusaferri & C S.r.l | ايطاليا | Italy | ME0000010533SFDAA00001 | Lemi 4 | Electric chair and bed | Multifunctional Chair/Bed
Brusaferri & C S.r.l | ايطاليا | Italy | ME0000010534SFDAA00001 | SOSUL 2000 | Electirc Table and chair | Multifunctional Chair/Bed
Brusaferri & C S.r.l | ايطاليا | Italy | ME0000010534SFDAA00002 | Lemi Gyno | Gynaecological chair | Multifunctional Chair/Bed
ASA Dental S.p.a | ايطاليا | Italy | ME0000006741SFDAA00010 | Mouth mirrors | Mouth mirrors | Mouth mirrors
ASA Dental S.p.a | ايطاليا | Italy | ME0000006741SFDAA00012 | Crown removers | Crown and Bridge remover | Crown removers
VANNINI DENTAL INDUSTRY S.R.L | ايطاليا | Italy | ME0000009934SFDAA00002 | PROTESIL LIGHT | PROTESIL LIGHT | DENTAL IMPRESSION MATERIAL
VANNINI DENTAL INDUSTRY S.R.L | ايطاليا | Italy | ME0000009934SFDAA00003 | PROTESIL CATALYST GEL | PROTESIL CATALYST GEL | DENTAL IMPRESSION MATERIAL
VANNINI DENTAL INDUSTRY S.R.L | ايطاليا | Italy | ME0000009934SFDAA00004 | KROMALGIN PIU | KROMALGIN PIU | DENTAL IMPRESSION MATERIAL
PIETRASANTA PHARMA S.p.A. | ايطاليا | Italy | ME0000007841SFDAA00001 | MASTER-AID ORTOPAD | ORTHOPTIC EYE PATCH | Ortopad is a self-adhesive patch used in orthoptic treatments for amblyopia and strabismus. | لاصق طبي تقويمي للعين لمعالجة الحول والعين الكسولة
Nannini Italian Quality S.r.l., | ايطاليا | Italy | ME0000010991SFDAA00001 | COMPACT1 | Pre-assembled Glasses | Ultrathin glasses to correct presbyopia | نظارات قراءة
Dentag srl | ايطاليا | Italy | ME0000008851SFDAA00002 | Haemostatic forceps | Haemostatic forceps | Haemostatic forceps
Dentag srl | ايطاليا | Italy | ME0000008851SFDAA00004 | Gum Scissors | Gum Scissors | Gum Scissors
ASA DENTAL SPA | ايطاليا | Italy | ME0000006383SFDAA00011 | SUPERGLOVES | EXAMINATION GLOVES | EXAMINATION GLOVES
Dentag srl | ايطاليا | Italy | ME0000008851SFDAA00001 | Mathieu needle holders | Needle Holders | Needle Holders
Dentag srl | ايطاليا | Italy | ME0000008851SFDAA00005 | Pliers | Pliers | Pliers
Dentag srl | ايطاليا | Italy | ME0000008851SFDAA00003 | Crown remover | Crown Instruments | Crown Instruments
ASA DENTAL SPA | ايطاليا | Italy | ME0000006383SFDAA00027 | SOFTGLOVES | EXAMINATION GLOVES | EXAMINATION GLOVES
S.I.L.C S.P.A | ايطاليا | Italy | ME0000011450SFDAA00001 | Soffisof Air Dry Pants | Soffisof Air Dry Pants | pants for elderly people
ACEM S.p.a. | ايطاليا | Italy | ME0000011504SFDAA00001 | Surgical Lamp | Surgical Lamp | Single luminaire in the PATIENT ENVIRONMENT which is intended to support treatment and diagnosis which can be interrupted without any HAZARD for the PATIENT in case of failure of the light and to be used in operating rooms
SANTEX S.P.A. | ايطاليا | Italy | ME0000011679SFDAA00002 | EGOSAN UNDERPADS | EGOSAN UNDERPADS | مفارش توضع تحت المريض | مفارش تحت المريض
ASA Dental S.p.a | ايطاليا | Italy | ME0000006741SFDAA00016 | DERBY BAND PUSHER | BAND PUSHER | BAND PUSHER
ASA Dental S.p.a | ايطاليا | Italy | ME0000006741SFDAA00022 | DERBY Stainless Steel Impression Trays PERFORATED | Stainless Steel Impression Trays PERFORATED | Stainless Steel Impression Trays PERFORATED
ASA Dental S.p.a | ايطاليا | Italy | ME0000006741SFDAA00021 | DERBY PLIERS FOR ORTHODONTICS | PLIERS FOR ORTHODONTICS | PLIERS FOR ORTHODONTICS
ASA Dental S.p.a | ايطاليا | Italy | ME0000006741SFDAA00018 | DERBY BAND SETTER WITH TIN INSERT | BAND SETTER WITH TIN INSERT | BAND SETTER WITH TIN INSERT
ASA Dental S.p.a | ايطاليا | Italy | ME0000006741SFDAA00017 | DERBY BAND PLIERS | BAND PLIERS | PLIERS FOR ORTHODONTICS
ASA Dental S.p.a | ايطاليا | Italy | ME0000006741SFDAA00023 | DERBY WIRE AND DISTAL CUTTER | WIRE AND DISTAL CUTTER | WIRE AND DISTAL CUTTER
ASA Dental S.p.a | ايطاليا | Italy | ME0000006741SFDAA00018 | DERBY BAND SETTER WITH TIN INSERT | BAND SETTER WITH TIN INSERT | BAND SETTER WITH TIN INSERT
ASA Dental S.p.a | ايطاليا | Italy | ME0000006741SFDAA00017 | DERBY BAND PLIERS | BAND PLIERS | PLIERS FOR ORTHODONTICS
ASA Dental S.p.a | ايطاليا | Italy | ME0000006741SFDAA00013 | Flexible spatula | Flexible spatula | Flexible spatula
ASA Dental S.p.a | ايطاليا | Italy | ME0000006741SFDAA00019 | DERBY Disposable Hemostatic Forceps | Hemostatic Forceps | HAEMOSTATIC FORCEPS
MGF Srl | ايطاليا | Italy | ME0000006384SFDAA00030 | PRIME | DENTAL COMPRESSORS and SURGICAL SUCTION SYSTEMS | PRIME is the top of the range: motors till 6 cylinders, heavy duty cycle use, silent running, design, reliability, articulated connecting rod system, brass internal cylinder surface to optimize the sliding of the piston and minimize the rings consumption.
ASA Dental S.p.a | ايطاليا | Italy | ME0000006741SFDAA00020 | Retractors | Retractors | Retractors
ASA Dental S.p.a | ايطاليا | Italy | ME0000006741SFDAA00020 | Retractors | Retractors | Retractors
A.M.I Italia Srl | ايطاليا | Italy | ME0000012079SFDAA00001 | Electrodes with connector for defibrillators | ECG Electrodes | disposable multifunction pads
Dentag srl | ايطاليا | Italy | ME0000008851SFDAA00006 | Periosteal elevators | Periosteal elevators with tips in stainless steel and titanium | Periosteal elevators
Orthofix SRL | ايطاليا | Italy | ME0000004613SFDAA00277 | POST LENGTH 50 MM, POST LENGTH 100 MM, POST LENGTH 150 MM | POST LENGTH 50 MM, POST LENGTH 100 MM, POST LENGTH 150 MM | External fixation - Connector element
Orthofix SRL | ايطاليا | Italy | ME0000004613SFDAA00274 | XCALIBER/PROCALLUS HYBRID INSTRUMENTS STERIBOX, EMPTY | XCALIBER/PROCALLUS HYBRID INSTRUMENTS STERIBOX, EMPTY | An empty vessel (or a part of it) providing a suitable lodgment for devices that shall be sterilized prior to use on patient, as per manufacturer instructions. The tray must be wrapped before sterilization with an approved sterilization wrap or inserted into a rigid sterilization container in order to prevent contamination after sterilization
Orthofix SRL | ايطاليا | Italy | ME0000004613SFDAA00276 | SUPPLEMENTARY SCREW HOLDER | SUPPLEMENTARY SCREW HOLDER | External fixation - Connector element
FAZZINI s.r.l | ايطاليا | Italy | ME0000010658SFDAA00001 | FAZZINI / OTO-OPTHALMOSCOPE SET | OTO-OPTHALMOSCOPE SET | Set of OTO/OPTHALMOSCOPE with Charging Base for Batteries, Supplied In Plastic Case.
FAZZINI s.r.l | ايطاليا | Italy | ME0000010658SFDAA00001 | FAZZINI / OTO-OPTHALMOSCOPE SET | OTO-OPTHALMOSCOPE SET | Set of OTO/OPTHALMOSCOPE with Charging Base for Batteries, Supplied In Plastic Case.
Orthofix SRL | ايطاليا | Italy | ME0000004613SFDAA00279 | HYBRID COUPLING WITH BALL-JOINT | HYBRID COUPLING WITH BALL-JOINT | External fixation - Connector element
Orthofix SRL | ايطاليا | Italy | ME0000004613SFDAA00278 | INDEPENDENT WIRE CLAMP | INDEPENDENT WIRE CLAMP | External fixation - Connector element
FRASTEMA SRL | ايطاليا | Italy | ME0000004829SFDAA00013 | 77FX Surgical Bed | Surgical bed | 77FX Surgical Bed
FRASTEMA SRL | ايطاليا | Italy | ME0000004829SFDAA00012 | 63AB Counterbalanced Arm | Opthalmic equipment | 63AB Counterbalanced Arm
FRASTEMA SRL | ايطاليا | Italy | ME0000004829SFDAA00012 | 63AB Counterbalanced Arm | Opthalmic equipment | 63AB Counterbalanced Arm
FRASTEMA SRL | ايطاليا | Italy | ME0000004829SFDAA00014 | 88FX SURGICAL CHAIR | OPTHALMIC CHAIR | 88FX SURGICAL CHAIR
ASA Dental S.p.a | ايطاليا | Italy | ME0000006741SFDAA00027 | Pluggers | Root Canal pluggers | Pluggers
ASA Dental S.p.a | ايطاليا | Italy | ME0000006741SFDAA00025 | Scissors | Scissors | Scissors
CHL MEDICAL Solutions S.r.I. | ايطاليا | Italy | ME0000007975SFDAA00002 | PROCLINIC EXPERT Silicone | A-Silicone | Proclinic expert silicones guarantee maximum precision and quality their nanotecnology and hydrophilic properties combine to provide detailed impressions guaranteed dimensional accuracy and total margin integrity ( putty Soft,regular Body , light Body ,ultra light Body ,heavy Body ,bite )
ASA Dental S.p.a | ايطاليا | Italy | ME0000006741SFDAA00024 | Cement spatula | Cement spatula | Cement spatula
FRASTEMA SRL | ايطاليا | Italy | ME0000004829SFDAA00011 | 65LG Polyvisus Logic | Opthalmic unit | 65LG Polyvisus Logic
CERACARTA SPA | ايطاليا | Italy | ME0000008766SFDAA00001 | ECG ELECTRODES | ECG ELECTRODES | THE ELECTRODES HAVE TO BE PLACED ON THE PATIENT BY APHYSICIAN OR AN ECG TECHNICIAN
CHINESPORT SPA | ايطاليا | Italy | ME0000002263SFDAA00012 | SHOWER TROLLEY | SHOWER TROLLEY | Shower trolleys ideal for hygiene care to recumbent patients | تروللي استحمام مثالية للاهتمام بنظافة المرضى
A.M.I Italia Srl | ايطاليا | Italy | ME0000012085SFDAA00001 | ECG Patient cable | patient cables | patient cables
ITAL-LENTI SRL | ايطاليا | Italy | ME0000013496SFDAA00001 | ITAL-LENTI ophthalmic lenses | ITAL-LENTI ophthalmic lenses | ophthalmic lenses
ASA Dental S.p.a | ايطاليا | Italy | ME0000006741SFDAA00031 | Separating spatula | Separating spatula | Separating spatula
ASA Dental S.p.a | ايطاليا | Italy | ME0000006741SFDAA00026 | Withworth Syringes | Syringes | Withworth Syringes
ASA Dental S.p.a | ايطاليا | Italy | ME0000006741SFDAA00028 | Tissue pliers | Tissue pliers | Tissue pliers
ASA Dental S.p.a | ايطاليا | Italy | ME0000006741SFDAA00029 | Excavator | Excavator | Excavator
Orthofix SRL | ايطاليا | Italy | ME0000004613SFDAA00296 | ADULT LIMB RECONSTRUCTION SYSTEM | LRS INSTRUMENT STERI BOX EMPTY | ADULT LIMB RECONSTRUCTION SYSTEM
Orthofix SRL | ايطاليا | Italy | ME0000004613SFDAA00297 | SMALL BLUE D.A.F. | SMALL BLUE DAF STRAIGHT CLAMP | SMALL BLUE DAF STRAIGHT CLAMP
ASA Dental S.p.a | ايطاليا | Italy | ME0000006741SFDAA00030 | Curette and Scalers | Curette and Scalers | Curette and Scalers
Orthofix SRL | ايطاليا | Italy | ME0000004613SFDAA00295 | DYNAMIC AXIAL FIXATOR | MANIPULATION FORCEPS SELF LOCKING (DAF & PROCALLUS) | MANIPULATION FORCEPS SELF LOCKING (DAF & PROCALLUS)
Orthofix SRL | ايطاليا | Italy | ME0000004613SFDAA00299 | GALAXY FIXATION SYSTEM | TROCAR | TROCAR
Orthofix SRL | ايطاليا | Italy | ME0000004613SFDAA00298 | HYBRID FIXATOR SYSTEM | POST LENGTH 50 MM | POST LENGTH 50 MM
ASA Dental S.p.a | ايطاليا | Italy | ME0000006741SFDAA00034 | Bone curettes | Bone curettes | Bone curettes
FULTON MEDICINALI S.P.A. | ايطاليا | Italy | ME0000001061SFDAA00008 | INPRO | INPRO suppositories | Suppositories.
Bioelettronica S.r.l. | ايطاليا | Italy | ME0000004197SFDAA00001 | Bag Extractor | Bag Extractor | suitable both for automatic routine procedures and repeated manual operations, giving a wide and safe component separation and the operator can easily pull the bag set apart.
PIKDARE S.p.A. | ايطاليا | Italy | ME0000000891SFDAA00001 | ThermoGel | Thermo Gel | Thermogel, thanks to its ergonomic shape, perfectly adapted to the knee and allows to make the most of the natural hot and cold therapeutic powder, | تتكيف الجيل الحراري، بفضل شكله المريح تمامًا مع الركبة وتتيح لك الاستفادة إلى أقصى حد من مسحوق علاجي الطبيعي الساخن والبارد ، حتى على الجزر المفصلية التي يصعب علاجها عادة. يسمح الشريط القابل للتعديل العملي بالحفاظ على الوضع الصحيح ويضمن حرية الحركة. غطاء القماش يمنح شعورًا لطيفًا للغاية. تضمن تركيبة الجل راحة أفضل حتى عند إزالتها من الثلاجة (لا تجمد).
GLORIA MED S.P.A | ايطاليا | Italy | ME0000006518SFDAA00002 | ManSupport | Support Socks for Men | Support stockings | جوارب الدعم للرجال
FRA production S.P.A | ايطاليا | Italy | ME0000000034SFDAA00002 | SURGIFIX | TUBULAR NET | Tubular net of cotton to fix bandage
PIKDARE S.p.A. | ايطاليا | Italy | ME0000000895SFDAA00001 | FullWash | Full Wash | Anal and vaginal full wash set | طقم دش للاستعمال المعوي والمهبلي مع حقيبة PVC لينة سعة 2 لتر ومقياس مدرج. وكانيولا شرجية للحقن الشرجية وكانيولا للاستعمال المهبلي
Dentag srl | ايطاليا | Italy | ME0000008851SFDAA00010 | Retractors | Retractors | Retractors
ASA Dental S.p.a | ايطاليا | Italy | ME0000006741SFDAA00032 | Pliers | Pliers for Orthodontic | Pliers for orthodontic
ASA Dental S.p.a | ايطاليا | Italy | ME0000006741SFDAA00033 | Bone file | Bone file | Bone file
GLORIA MED S.P.A | ايطاليا | Italy | ME0000006518SFDAA00001 | LadyGloria | Support Stockings | Support Stockings | مخزون الدعم
Dentag srl | ايطاليا | Italy | ME0000008851SFDAA00011 | Rubber Dams | Rubber Dam Instruments | Rubber Dams
Dentag srl | ايطاليا | Italy | ME0000008851SFDAA00009 | Pluggers | Pluggers | Pluggers
Dentag srl | ايطاليا | Italy | ME0000008851SFDAA00008 | Spreaders | Spreaders | Spreaders
FRASTEMA SRL | ايطاليا | Italy | ME0000004829SFDAA00016 | 50AB ABS Briefcase Trial Lenses | Terial Lens | 50AB ABS Briefcase Trial Lenses
CSO Srl Costruzione Strumenti Oftalmici | ايطاليا | Italy | ME0000006774SFDAA00005 | Refraction Unit Elegance | Refraction Unit | The ELEGANCE ophthalmic unit is a working station which allows to place two devices on the table top.
Serenity S.p.A | ايطاليا | Italy | ME0000000147SFDAA00001 | SERENITY Pants Underwear Super Large | Aids for incontinence with absorbent system | Diapers for Adult Patient
OTOSAN SRL | ايطاليا | Italy | ME0000000269SFDAA00001 | Otosan Throat Gel Forte | Otosan Throat Gel Forte | Provides relief from throat irritation | يستخدم لتخفيف الأعراض المرتبطة بالسعال الجاف
GIVAS SRL | ايطاليا | Italy | ME0000007721SFDAA00005 | Visit Bed | Examination Beds | These products are just beds for patients
New Life Radiology Srl | ايطاليا | Italy | ME0000000468SFDAA00049 | Digiskan | Phosphor plate scanner | Digiskan
BMS Dental S.r.l. | ايطاليا | Italy | ME0000000399SFDAA00028 | ITALGIN Chromatic Alginate | Impression Material | ITALGIN Chromatic Alginate
Ormesa S.R.L | ايطاليا | Italy | ME0000000763SFDAA00002 | OBI pushchair | OBI BUGGY | Pushchair for transporting disable children | كرسي لتنقل الاطفال المعاقين
ASA Dental S.p.a | ايطاليا | Italy | ME0000006741SFDAA00035 | Periosteal elevators | Periosteal elevators | Elevators
Benedetti & Co. Biosolutions S.r.l | ايطاليا | Italy | ME0000011672SFDAA00002 | Fisionerv emulgel for a topical use | Ozolipoile® (Oleic Acid-Ozone with Alpha Lipoic Acid and Vitamin E Acetate), Glycerin, Panthenol, Arginine, Glutamine, Isoleucine, Leucine, Valine. | It is useful in the treatment of the symptoms of neuropathies of inflammatory, dismetabolic, and infective origin. It is used in the topical treatment of formication, numbness, itch and pain in the limbs. there is two volumes of Fisionerv emulgel for topical use 50g & 100g tube | ڤيزيونرڤ يعتبر إبتكارا مفيدًا في علاج أعراض الاعتلالات العصبية الناتجه عن الإلتهابات ،إضطراب فى التمثيل الغذائي ، نتيجه العدوى ويستخدم ڤيزيونرڤ في العلاج الموضعي للتنميل، فقدان الحس، الحكة وآلام الأطراف
DENTAL TECH s.r.l. | ايطاليا | Italy | ME0000000204SFDAA00035 | IMPLANT HANDWHELL CONNECTION | IMPLANT CONNECTION | NON-STERILE IMPLANT CONNECTION
DENTAL TECH s.r.l. | ايطاليا | Italy | ME0000000204SFDAA00036 | PARALLEL PIN | PARALLEL PIN | Non-Sterile Pin
EF MEDICAL SRL | ايطاليا | Italy | ME0000009695SFDAA00003 | Adult pads for defibrillation for cu ,edoca; systems, INC - cmos drake | Adult pads for defibrillation for cu ,edoca; systems, INC - cmos drake | Electrodes con connector per defibrillation
ASA Dental S.p.a | ايطاليا | Italy | ME0000006741SFDAA00036 | DERBY MOLT MOUTH GAG | MOLT MOUTH GAG | MOLT MOUTH GAG
ASA Dental S.p.a | ايطاليا | Italy | ME0000006741SFDAA00041 | DERBY CUTTING PLIER FOR ORTHODONTICS | CUTTING PLIER FOR ORTHODONTICS | DERBY CUTTING PLIER FOR ORTHODONTICS
SBM SISTEMI S.r.l. | ايطاليا | Italy | ME0000010215SFDAA00002 | IDRA | IDRA | Device to detect dry eye
FIMI S.r.I. | ايطاليا | Italy | ME0000001289SFDAA00001 | MDRC-2324 | MDRC-2324 | Medical Display
PIKDARE S.p.A. | ايطاليا | Italy | ME0000000891SFDAA00004 | ThermoGel | Thermo Gel | Thermo gel uses the natural therapeutic power of heat and cold in practical and safe manner | يستخدم ثيرمو جيل القوة العلاجية الطبيعية للحرارة والبرودة بطريقة عملية وآمنة ، ثيرموجيل له ملمس لطيف بفضل النسيج المميز للغطاء. كما تمنح التركيبة الجديدة للجل تجانس وتماسك تجعلة لا يتجمد حتى بعد خروجة من المجمد (الفريزر). وبفضل وجود الحزام المطاط المرن يمكن استخدام الجل على مناطق متفرقة من الجسم مع تثبيته.
FIMI S.r.I. | ايطاليا | Italy | ME0000001295SFDAA00002 | MDRC-2324 | MDRC-2324 | Medical Display
PIKDARE S.p.A. | ايطاليا | Italy | ME0000000891SFDAA00005 | Thermogel MAXI | Thermo Gel | Thermogel enables the natural healing power of heat and cold to be used in a safe, practical way | يعتمد ثيرموجيل على القوة العلاجية الطبيعية باستخدام السخونة والبرودة بطريقة عملية وآمنة. ثيرموجيل له ملمس لطيف بفضل النسيج المميز للغطاء. كما تمنح التركيبة الجديدة للجل تجانس وتماسك مميز تجعلة لا يتجمد حتى بعد خروجه من المجمد (الفريزر). وبفضل الحجم الكبير للوسادة والرباط المرن تجعلها سهلة الاستخدام على أماكن اكبر في الجسم كالظهر والمعدة والافخاذ والاكتاف
ASA Dental S.p.a | ايطاليا | Italy | ME0000006741SFDAA00037 | DERBY TONGUE DEPRESSOR | TONGUE DEPRESSOR | TONGUE DEPRESSOR
ASA Dental S.p.a | ايطاليا | Italy | ME0000006741SFDAA00042 | DERBY Mallets | Mallets | Mallets
PIKDARE S.p.A. | ايطاليا | Italy | ME0000000663SFDAA00002 | ThermoGel | Thermo Gel | Thermo gel uses the natural therapeutic power of heat and cold in practical and safe manner. | جل حراري يعمل بالقوة العلاجية الطبيعية للسخونة والبرودة بطريقة آمنة
ASA Dental S.p.a | ايطاليا | Italy | ME0000006741SFDAA00038 | DERBY Bone Files | Bone Files | Bone Files
Spes Medica S.R.L | ايطاليا | Italy | ME0000001352SFDAA00001 | Abrasive Skin Gel | Abrasive Skin Gel | Abrasive Gel for Skin
Brusaferri & C S.r.l | ايطاليا | Italy | ME0000010530SFDAA00001 | TESERA | TESERA | LETTINO ELETTRICO ELECTRIC COUCH BED LIT FAUTEUIL ELECTRIQUE
Brusaferri & C S.r.l | ايطاليا | Italy | ME0000010530SFDAA00001 | TESERA | TESERA | LETTINO ELETTRICO ELECTRIC COUCH BED LIT FAUTEUIL ELECTRIQUE
Brusaferri & C S.r.l | ايطاليا | Italy | ME0000010530SFDAA00001 | TESERA | TESERA | LETTINO ELETTRICO ELECTRIC COUCH BED LIT FAUTEUIL ELECTRIQUE
Spes Medica S.R.L | ايطاليا | Italy | ME0000001351SFDAA00001 | AC Cream | Conductive and Adhesive Paste | Disposable Adhesive Surface Electrodes
E.line Srl. | ايطاليا | Italy | ME0000007444SFDAA00002 | SELF-SEALING POUCHES | SELF-SEALING POUCHES | Pouches for ethylene oxide and steam sterilization.
ASA Dental S.p.a | ايطاليا | Italy | ME0000006741SFDAA00043 | DERBY Sinus Lift Instruments | Sinus Lift Instruments | Sinus Lift Instruments
MGF S.R.L | ايطاليا | Italy | ME0000001067SFDAA00005 | Hybrid | Suction System | Dental suction system
MGF S.R.L | ايطاليا | Italy | ME0000001067SFDAA00005 | Hybrid | Suction System | Dental suction system
MGF S.R.L | ايطاليا | Italy | ME0000001067SFDAA00005 | Hybrid | Suction System | Dental suction system
Pikdare S.p.A | ايطاليا | Italy | ME0000000877SFDAA00010 | CO FIX | Elastic cohesive bandage | Elastic cohesive bandage | ضمادات ذاتية اللصق عالية الضغط
CFS ITALIA S.A.S. | ايطاليا | Italy | ME0000000449SFDAA00001 | EXAMINATION TABLE | EXAMINATION TABLE | An examination table (or exam table) is used to support patients during medical examinations.
E.line Srl. | ايطاليا | Italy | ME0000007444SFDAA00003 | GUSSETED REELS | GUSSETED REELS | Reels for ethylene oxide and steam sterilization
MGF S.R.L | ايطاليا | Italy | ME0000001067SFDAA00007 | EXCOM Hybrid 2 | Suction | Central suction systems
LASCOD S.p.A | ايطاليا | Italy | ME0000006377SFDAA00010 | ZEFFIRO | DENTAL INSTRUMENT | dental stainless steel instrument used for diagnosis and endodontics, orthodontics, periodontal, surgery and restorative.
E.line Srl. | ايطاليا | Italy | ME0000007444SFDAA00004 | FLAT REELS | FLAT REELS | Reels for ethylene oxide and steam sterilization.
E.line Srl. | ايطاليا | Italy | ME0000007444SFDAA00005 | FLAT POUCHES | FLAT POUCHES | Pouches for ethylene oxide and steam sterilization.
MGF S.R.L | ايطاليا | Italy | ME0000001067SFDAA00009 | EXCOM HYBRID 5 | Central suction systems | Central suction systems
Medical Devices Group srl | ايطاليا | Italy | ME0000011153SFDAA00001 | Dry cabinet for flexible endoscopes storage | Horizontal drying and storage cabinet | Horizontal cabinet made in stainless steel and glass drawers, made of 10 positions | عبارة عن خزانة أفقية مصنوعة من الفولاذ المقاوم للصدأ بالاضافة الى أدراج زجاجيةة
PIKDARE S.p.A. | ايطاليا | Italy | ME0000000895SFDAA00002 | Pic solution CO FIX BANDE ELASTIQUE | Compressive and cohesive elastic bandage | Compressive and cohesive elastic bandage | ضمادات ذاتية اللصق عالية الضغط
Brusaferri & C S.r.l | ايطاليا | Italy | ME0000010530SFDAA00002 | LEMI | TESERA | SPECIAL DESINED STOOLS FOR BEAUTY SECTOR, IDIAL FOR GUARANTEEING THE MAXIMUM COMFORT OF PROFESSIONALS.
FIMI S.r.l. | ايطاليا | Italy | ME0000001864SFDAA00001 | MDRC-2324 SNIB | medical display | medical display
sanyleg Srl | ايطاليا | Italy | ME0000001146SFDAA00001 | SANYLEG | Pressure stocking | Pressure stocking Sanyleg | جرابات ضغط لمعالجة الدوالي والليمف وامراض الاوعية الدموية و تصرف بوصفة طبيب
EURONDA S.P.A. | ايطاليا | Italy | ME0000000557SFDAA00008 | Monoart Nitrile Gloves | Gloves | Disposable gloves for hand protection.
MALVESTIO S.P.A | ايطاليا | Italy | ME0000010750SFDAA00015 | BESIDE CABINET | BESIDE CABINET | BESIDE CABINET
EURONDA S.P.A. | ايطاليا | Italy | ME0000000557SFDAA00005 | Cotton Rolls | Cotton Rolls | Used for innumerable uses like medicine application, cleaning wounds and makeup, general nursing care cleaning etc.
M.A.S Medical S.r.l | ايطاليا | Italy | ME0000008165SFDAA00002 | WIB | WIB | PORTABLE SHOWER
EURONDA S.P.A. | ايطاليا | Italy | ME0000000557SFDAA00006 | Face Mask | Face Mask | Used to keep nasties away from your nose and mouth.
EURONDA S.P.A. | ايطاليا | Italy | ME0000000557SFDAA00009 | Monoart Rubber dams | Rubber dams | used in dentistry as a shield to isolate one or more teeth from the remainder of the mouth during a dental procedure.
EURONDA S.P.A. | ايطاليا | Italy | ME0000000557SFDAA00004 | Monoart Barrier Film | Barrier Film | Disposable film for the protection of areas and surfaces, especially those difficult to reach, clean or disinfect
EURONDA S.P.A. | ايطاليا | Italy | ME0000000557SFDAA00007 | Monoart Latex Gloves | Gloves | Disposable gloves for protection of hands
KW APPARECCHI SCIENTIFICI SRL | ايطاليا | Italy | ME0000001046SFDAA00007 | Platelet & Stemm Thawers | Platelet & Stemm Thawers | Platelet & Stemm Thawers
E.line Srl. | ايطاليا | Italy | ME0000007444SFDAA00001 | STEAM INDICATOR TAPES | STEAM INDICATOR TAPES | Tapes to seal sterilization packs or wraps.
ORMESA S.r.l. | ايطاليا | Italy | ME0000015789SFDAA00001 | Clip puchchair | Passeggino CLIP | Foldable pushchair
de Götzen S.r.l. | ايطاليا | Italy | ME0000015580SFDAA00001 | Softly | Amalgamator for amalgam capsules | The device Softly is a mechanical vibrator which, through the shredding process, mixes the amalgam contained in dental capsules. These capsules can be standard (SDI) or direct placement type
de Götzen S.r.l. | ايطاليا | Italy | ME0000015580SFDAA00001 | Softly | Amalgamator for amalgam capsules | The device Softly is a mechanical vibrator which, through the shredding process, mixes the amalgam contained in dental capsules. These capsules can be standard (SDI) or direct placement type
ECS SRL | ايطاليا | Italy | ME0000007191SFDAA00021 | STERIPLASMA | STERILIZATION FLAT POUCH | Flat reels in coupled paper/plastic film for packaging the material to be sterilized. | Flat reels in coupled paper/plastic film for packaging the material to be sterilized.
MGF Srl | ايطاليا | Italy | ME0000006384SFDAA00026 | GENESI | DENTAL COMPRESSORS and SURGICAL SUCTION SYSTEMS | Silent operating, low vibrations, simple and economical maintenance without renouncing at the configuration of high range compressors: integrated filtration system, electrocontrol of the pressure discharge in the delivery pipe, thermal protection and the innovative membrane drying system.
Spes Medica S.R.L | ايطاليا | Italy | ME0000001352SFDAA00002 | Disposable Adhesive Surface electrode | Surface electrode | Surface electrode
Spes Medica S.R.L | ايطاليا | Italy | ME0000001352SFDAA00003 | Connecting Lead wire for concerntric EMG Needle | Connecting wire | Connecting wire
PIKDARE S.p.A. | ايطاليا | Italy | ME0000000891SFDAA00016 | Digitest | Digitest | Lancing device for blood glucose self-testing
DENTAL TECH s.r.l. | ايطاليا | Italy | ME0000000204SFDAA00034 | DYNAMOMETRIC RATCHET | RATCHET | Non-Sterile Ratchet
UNIVET s.p.a | ايطاليا | Italy | ME0000016065SFDAA00004 | TTL GALILEIAN BINOCULAR LOUPES | LOUPES | Custom made surgical eyewear with magnification can be used to see tiny details during surgery while maintaining an optimal working position
UNIVET s.p.a | ايطاليا | Italy | ME0000016065SFDAA00004 | TTL GALILEIAN BINOCULAR LOUPES | LOUPES | Custom made surgical eyewear with magnification can be used to see tiny details during surgery while maintaining an optimal working position
UNIVET s.p.a | ايطاليا | Italy | ME0000016065SFDAA00005 | TTL PRISMATIC BINOCULAR LOUPES | LOUPES | Custom made surgical eyewear with magnification can be used to see tiny details during surgery while maintaining an optimal working position
UNIVET s.p.a | ايطاليا | Italy | ME0000016065SFDAA00005 | TTL PRISMATIC BINOCULAR LOUPES | LOUPES | Custom made surgical eyewear with magnification can be used to see tiny details during surgery while maintaining an optimal working position
CHINESPORT S.p.A | ايطاليا | Italy | ME0000015808SFDAA00001 | Parallela Plus 3M | PARALLEL BARS | PARALLEL BARS
PIKDARE S.p.A. | ايطاليا | Italy | ME0000000891SFDAA00017 | PIC SOLUTION FLEXA ELAST | Elastic Bandage | Universal Elastic Bandage with bandage cilp | رباط مرن لجميع الأغراض مع مشبك
MGF S.R.L | ايطاليا | Italy | ME0000001067SFDAA00008 | EXCOM HYBRID 5 | central suction systems | Central suction systems
PIKDARE S.p.A. | ايطاليا | Italy | ME0000000891SFDAA00045 | Pic solution Soffix Pore TNT | Plaster | Non-woven plaster. Hypoallergenic, ideal for sensitive skin. | شريط قماشي لاصق غير نسيجي ملفوف على بكرة للجلد الحساس، لتأمين الضمادات الطبية التي تحتاج إلى تكرار التغيير، يحفظ في مكان جاف وجيد التهوية، تأكد أن الجلد سليم ونظيف ومشدود وجاف، استعمل الشريط اللاصق بأيدي جافة ونظيفة، لا تضع الشريط اللاصق على الجروح المفتوحة بشكل مباشر، للاستخدام مرة واحدة (لمريض واحد فقط) لا يعاد استخدامها لاحتمالات نقل العدوى وحدوث خلل وظيفي
PIKDARE S.p.A. | ايطاليا | Italy | ME0000000891SFDAA00047 | Pic solution Classic Fix | White fabric spool plaster | White fabric spool plaster for normal skin indicated for securing long-term medicated dressing. | شريط قماشي لاصق ملفوف على بكرة أبيض اللون. مخصص لتثبيت الضمادات الطبية المستخدمة لفترات طويلة.
PIKDARE S.p.A. | ايطاليا | Italy | ME0000000891SFDAA00024 | PIC SOLUTION FLEXA SOFT | Elastic fixing bandage | Elastic fixing bandage, Lightweight and soft bandage Highly extensible. Excellent air permeability. Suited for medication and fixing of pads on joints. | ضمادة تثبيت مرنه، ضمادة خفيفة الوزن وناعمة. ذات نفاذية للتهوية ممتازة. مناسب للأدوية وتثبيت الفوط على المفاصل. يوفر حرية كبيرة في الحركة.
PIKDARE S.p.A. | ايطاليا | Italy | ME0000000891SFDAA00048 | Pic solution Soffix Tela | White fabric spool plaster | White fabric spool plaster with zinc oxide indicated for securing medicated dressing. Ideal for normal skin. | شريط قماشي لاصق ملفوف على بكرة . للجلد العادي.، مخصص لتأمين الضمادات الطبية طويلة الأجل.يحفظ في مكان جاف وجيد التهوية. تأكد أن الجلد سليم ونظيف ومشدود وجاف، استعمل الشريط اللاصق بأيدي جافة ونظيفة. لا تضع الشريط اللاصق على الجروح المفتوحة بشكل مباشر . للاستخدام مرة واحدة (المريض واحد فقط) . لا يعاد استخدامه لاحتمالات نقل لعدوى وحدوث خلل وظيفي.
PIKDARE S.p.A. | ايطاليا | Italy | ME0000000891SFDAA00046 | Pic solution SOFT FIX | Spool plaster | Spool plaster made of non-woven fabric of sensitive skin, for securing medicated dressing that must be changed often. | شريط قماشي لاصق غير نسيجي ملفوف على بكرة للجلد الحساس. لأتأمين الضمادات الطبية التي تحتاج الى تكرار التغيير.
PIKDARE S.p.A. | ايطاليا | Italy | ME0000014241SFDAA00001 | PIC SOLUTION FLEXA MAX Benda Elastica | Compression Bandage with Bandage clip | Compression Bandage with Bandage clip | رباط ضاغط مطاطي بقابلية تمدد عالية مخصص لعلاج الاحتواء للقصور الوريدي والجلطات. رابط تدعيمي للالتواءات والانخلاعات. لا تستخدمة على الجلد المصاب.
PIKDARE S.p.A. | ايطاليا | Italy | ME0000000891SFDAA00023 | PIC SOLUTION Self Fix | Elastic cohesive bandage | Elastic cohesive bandage for fixing medications and for providing light support in case of sprains and contusions. | رباط مزن ذاتي التماسك لتثبيت العلاجات وتوفير دعم خفيف في حالات الإلتواءات والكدمات.
PIKDARE S.p.A. | ايطاليا | Italy | ME0000000891SFDAA00044 | Pic solution Sensitive Fix | Silk spool plaster | Silk spool plaster sensitive skin indicated for securing ling-term medicated dressings. | لاصقة للجلد ملفوفة على بكرة للجلد الحساس. مخصصة لتأمين الضمادات الطبية طويلة الأجل.
PIKDARE S.p.A. | ايطاليا | Italy | ME0000000891SFDAA00015 | PIC SOLUTION MULTI ELAST Bi-elastic compression bandage | Bi-elastic compression bandage With bandage clip | Bi-elastic compression bandage With bandage clip | رباط ضاغط ثنائي مرن مع مشبك
PIKDARE S.p.A. | ايطاليا | Italy | ME0000000891SFDAA00021 | PIC SOLUTION SPORT PROTEZION SALVAPELLE | Bandage | Bandage, without compressing, the part where the protective taping will be applied. | ضمادة غير مضغوطة لحماية الجلد من آثار اللصق
PIKDARE S.p.A. | ايطاليا | Italy | ME0000000891SFDAA00020 | PIC SOLUTION Benda Rete | Elastic Net Bandage | Net bandage is ideal for adhering dressings. | شبكة ضماد مثالية لتغطية الجروح
PIKDARE S.p.A. | ايطاليا | Italy | ME0000000891SFDAA00022 | PIC SOLUTION SPORT CEROTTO TAPING | Taping plaster | Bandage tape wrapping small and large joints during sports, stabilises prevent and prevent sprains. | شريط لاصق للضمادة
PIKDARE S.p.A. | ايطاليا | Italy | ME0000000891SFDAA00055 | PIC SOLUTION FLEXA IDEAL | Short-stretch elastic bandage with bandage clip | White Short-stretch elastic bandage with bandage clip | ضمادة مرنة بيضاء مع مشبك
PIKDARE S.p.A. | ايطاليا | Italy | ME0000000891SFDAA00026 | PIC SOLUTION DRESS FIX | Hemmed bandage | Hemmed bandage is ideal for adhering dressing. | رباط ضاغط مطاطي ناعم ذو امتصاص عالي مثالي لتثبيت الضمادات
MGF S.R.L | ايطاليا | Italy | ME0000001067SFDAA00006 | EXCOM Hybrid 1 | central suction systems | Central suction systems
PIKDARE S.p.A. | ايطاليا | Italy | ME0000000891SFDAA00050 | Pic solution Soffix Seta | Plaster | Hypoallergenic silk plaster with zinc oxide adhesive. Ideal for adhering dressings. | • بلاستر طبي من الحرير وغير مسبب للحساسية يحتوي علي أكسيد الزنك مع لاصق مثالي لالتصاق الضمادات.
Fumagalli Care & Reha Srl | ايطاليا | Italy | ME0000016758SFDAA00001 | Mitico | Mitico | chair with wheels for disable persone | لمساعدة ونقل الاطفال المعاقين
PIKDARE S.p.A. | ايطاليا | Italy | ME0000000891SFDAA00052 | Pic solution Safe Remover | Safe Remover | Safety device for removing pen needles | المزيل الآمن هو جهاز آمن لإزالة إبر الإنسولين من قلم الانسولين، يقلل من خطر الوخزات الغير مقصودة .
PIKDARE S.p.A. | ايطاليا | Italy | ME0000000891SFDAA00051 | PIC SOLUTION SOFFIX TRANSPARENT | Plaster | Transparent PE plaster on reel mesh-style, Hypoallergenic. | بلاستر شفاف لا يسبب الحساسية
Spencer Italia Srl | ايطاليا | Italy | ME0000017080SFDAA00001 | PROSKID-E MAX | PROSKID-E MAX | كرسي إخلاء للطوارئ | كرسي إخلاء
MEDESY SRL | ايطاليا | Italy | ME0000001282SFDAA00009 | MEDESY TWEEZERS | MEDESY TWEEZERS | Medesy Dental Tweezers are used to grab the tissue and materials during the dental treatment.
Favero Health Projects S.p.A | ايطاليا | Italy | ME0000001099SFDAA00002 | EMBRACE PLUS NEXT | EMBRACE PLUS NEXT | Electrical Pediatric bed, With manually adjustable backrest ,, and mattress adjusted to be comfortable for both the child and the operator. | سرير أطفال كهربائي مزود بمسند ظهر قابل لتعديل ارتفاعه يدويا مع مرتبة مصصمة لراحة الطفل
D.Fenstec s.r.l | ايطاليا | Italy | ME0000000313SFDAA00008 | FIT Therapy | FIT Therapy | Relieves pain and contractures. | يخفف الآلام والتقلصات.
DenTag S.r.l | ايطاليا | Italy | ME0000009126SFDAA00015 | Scalpel handles | Scalpel handles | Scalpel handles
COREMEC s.r.l. | ايطاليا | Italy | ME0000009796SFDAA00003 | CORESCRUB C | CORESCRUB C | surgical hand scrub brush
ORMESA S.r.l. | ايطاليا | Italy | ME0000015789SFDAA00004 | BUG LGT GREY GREEN | Unita' Di seduta BUG con base | Modular seating four wheel system
DEAS S.r.l | ايطاليا | Italy | ME0000008137SFDAA00008 | CORE-SCRUB C | Scrub Brush | DISPOSABLE SCRUB BRUSH WITH CHLOREXIDINE - INDIVIDUALLY WRAPPED - NOT STERILE
DEAS S.r.l | ايطاليا | Italy | ME0000008137SFDAA00008 | CORE-SCRUB C | Scrub Brush | DISPOSABLE SCRUB BRUSH WITH CHLOREXIDINE - INDIVIDUALLY WRAPPED - NOT STERILE
CHL MEDICAL Solutions S.r.I. | ايطاليا | Italy | ME0000007975SFDAA00015 | BESTDENT DISPOSABLE FLUORIDE TRAYS ( D737S_ GREEN, D737M_YELLOW , D737L_BLUE) | DISPOSABLE FLUORIDE TRAYS | The disposable fluoride trays are preformed trays with a gripping area to facilitate the manipulation. The anatomical shape allows a perfect adjustment to the teeth. ( D737S_ green ),(D737M_ yellow ),(D737L_blue)
GLORIA MED S.P.A | ايطاليا | Italy | ME0000006518SFDAA00007 | Gloria | Medical Compression stockings | Medical Compression stockings | جوارب علاجية مرنة لضغط القدم
S.I.L.C S.P.A. | ايطاليا | Italy | ME0000011435SFDAA00001 | Soffisof Classic | Soffisof elasticated diapers | Adult diapers
MGF Srl | ايطاليا | Italy | ME0000006384SFDAA00031 | SILENT | DENTAL COMPRESSORS and SURGICAL SUCTION SYSTEMS | Silent versions have forced cooling system and have overload protection and safety valve. Suction unit complete with cabinet and canister.
Spencer Italia s.r.l | ايطاليا | Italy | ME0000002307SFDAA00049 | SXR PICK UP STRETCHER 3 BLADES, W/3 BELTS | PICK UP STRETCHERS | Pick Up Stretcher for Lifting Patients
Spencer Italia s.r.l | ايطاليا | Italy | ME0000002307SFDAA00048 | ROCK PIN SPINE BOARD YELLOW W/PINS | SPINE BOARD | Spine Board to Immobilize Patients
CFS ITALIA S.A.S. | ايطاليا | Italy | ME0000000449SFDAA00002 | PROCEDURE TROLLEY | PROCEDURE TROLLEY | a set of trays/drawers/shelves on wheels used in hospitals for transportation and dispensing of emergency medication/equipment at the site of a medical/surgical emergency for life support
Gardhen Bilance S.r.l | ايطاليا | Italy | ME0000008353SFDAA00006 | Theia | Surgery chair | Chair especially designed to be used as accommodation for patient under some kind of surgeries.
Spencer Italia s.r.l | ايطاليا | Italy | ME0000002307SFDAA00029 | Sherpa Multifonction Carrier | Sherpa Multifonction Carrier | It is a solution for the transport of stretchers and patient on all types of surfaces.
Serenity S.p.A | ايطاليا | Italy | ME0000015235SFDAA00002 | SERENITY Slip Pull Up Super Large | Aids for incontinence with absorbent system | Slip Pull Up Briefs for Adults Super Large Size
VERNIPOLL S.R.L | ايطاليا | Italy | ME0000010221SFDAA00003 | PATIENT STRETCHER | PATIENT TRANSPORT STRETCHER | PATIENT TRANSPORT STRETCHER WITH ADJUSTABLE HEIGHT, TRENDELENBURG AND ANTITRENDELENBURG BY MEANS OF DOUBLE OIL-PRESSURE COLUMN, EQUIPPED WITH RADIOTRANSPARENT MATTRESS PLATFORM, X-RAY FILM HOLDER, SIDE EDGES, DOUBLE PUSH HANDLE, OXYGEN CYLINDER HOLDER, CLOTHING HOLDER AND 5 WHEELS
MALVESTIO S.p.A. | ايطاليا | Italy | ME0000002425SFDAA00003 | ARIA | BED ELECTRIC VARIABLE HEIGHT | ELECTRIC BED VARIABLE HEIGHT ARIA 3900, 3905, 3910,3915,3960,3965, ,3910B, 3915B, 3960B, 3965B
PROGEO SRL | ايطاليا | Italy | ME0000013341SFDAA00004 | JOKER,JOKER JUNIOR,EGO,JOKER CARBON,EXELLE,EXELLE JUNIOR,EXELLE VARIO,VARIO CARBON,BASIC LIGHT,VARIO CLASSIC,JUNIOR LIGHT, JOKER ENERGY, YOGA,,EGO CARBON, TEKNA, EASY TILT,CARBOMAX,DUKE | JOKER,JOKER JUNIOR,EGO,JOKER CARBON,EXELLE,EXELLE JUNIOR,EXELLE VARIO,VARIO CARBON,BASIC LIGHT,VARIO CLASSIC,JUNIOR LIGHT, JOKER ENERGY, YOGA,,EGO CARBON, TEKNA, EASY TILT,CARBOMAX,DUKE | WHEELCHAIR FOR DISABLED PEOPLE | كرسي معاقين
Spencer Italia S.r.l. | ايطاليا | Italy | ME0000001264SFDAA00012 | SPECTAR FOAM - CERVICAL COLLAR BIVALVE | CERVICAL COLLAR | SPECTAR FOAM COLAR CERVICAL
Spencer Italia s.r.l | ايطاليا | Italy | ME0000002307SFDAA00045 | MULTI-SIZE COLLAR | NEC UP MULTI SIZE COLLAR | NEC UP MULTI SIZE CERVICAL COLLAR
Spencer Italia s.r.l | ايطاليا | Italy | ME0000002307SFDAA00050 | SUPER BLUE BLUE - COMPACT UNIV. HEAD IMMOB. | HEAD IMMOBILIZER | Compact Universal Head Immobilizer
Spencer Italia s.r.l | ايطاليا | Italy | ME0000002307SFDAA00053 | SED SPENCER EXTRICATION DEVICE | EXTRICATION DEVICE | Extrication Device for Spine Immobilization
S.I.L.C S.P.A. | ايطاليا | Italy | ME0000011435SFDAA00002 | Soffisof Classic | Soffisof classic Bed pad | bed pads
KEMINOVA ITALIANA SRL | ايطاليا | Italy | ME0000019697SFDAA00001 | Hemo Guard | Hypertonic hydrating barrier gel | Hypertonic hydrating barrier gel | جل عازل و مرطب وعالي التوتر يعمل ميكانيكياً للمساعدة في حالات البواسير
FAZZINI s.r.l | ايطاليا | Italy | ME0000010658SFDAA00004 | Emergency Cart | Emergency Cart | Emergency Cart
LTL SPA | ايطاليا | Italy | ME0000018354SFDAA00003 | TRANSITIONS | SPECTACLE LENSES | Semi-Finished optical lens | عدسات طبية لتصحيح النظر
Dentag S.r.l | ايطاليا | Italy | ME0000007925SFDAA00001 | Periodontal Pocket Probes | Probes | Periodontal pocket probes
FAZZINI SRL | ايطاليا | Italy | ME0000009060SFDAA00009 | COMMODE CHAIR | COMMODE CHAIR | Suitable to carry patients with limited mobility
FAZZINI SRL | ايطاليا | Italy | ME0000009060SFDAA00011 | WHEEL CHAIR FOLDABLE | WHEEL CHAIR FOLDABLE | Suitable to carry patients with limited mobility
BenCorpp S.r.l | ايطاليا | Italy | ME0000019385SFDAA00001 | SpeVaX | Tracheal Heat Moisture Exchangers (HME) with built-in Speech Valve function | Heat and moisture exchanger for Tracheostomy Tube
DELCON S.r.l. | ايطاليا | Italy | ME0000015411SFDAA00002 | HemoWeld | Bench Tube Sealer | Bench sealer for blood bags tubing
FAZZINI SRL | ايطاليا | Italy | ME0000009060SFDAA00008 | FAZZINI LARYNGOSCOPE | LARYNGOSCOPE | It is used to facilitate endo-tracheal intubation
EUROSETS S.R.L. | ايطاليا | Italy | ME0000004161SFDAA00119 | LEONARDO TROLLEY | LEONARDO TROLLEY | Trolly
ACEM SPA | ايطاليا | Italy | ME0000011496SFDAA00001 | Luminaire for diagnosis | Luminaire for diagnosis | lamp used for diagnostics and small surgery it uses new conception powerful LED light sources and highly efficient optical systems
MGF Srl | ايطاليا | Italy | ME0000006384SFDAA00032 | HYBRID | Suction System | Dental Suction System
ECS S.r.l. Unipersonale | ايطاليا | Italy | ME0000009468SFDAA00002 | STERIDIAMOND | STERIPLASMA FLAT ROLLS | POUCH STRN | ورق تغليف للتعقيم
DELCON S.r.l. | ايطاليا | Italy | ME0000015411SFDAA00014 | HEMOMIX3 | HEMOMIX3 | The main task of this devices is the mixing of the anticoagulant solution pre-filled into the collection bag with the blood withdrawn from the donor to prevent clots formation
MEDESY SRL | ايطاليا | Italy | ME0000001537SFDAA00008 | MEDESY MODELLING INSTRUMENTS | MEDESY MODELLING INSTRUMENTS | Medesy MODELLING INSTRUMENTS Tools used by the dentist for laboratory activities.
DELCON S.r.l. | ايطاليا | Italy | ME0000015411SFDAA00015 | Hemoweld | Tube sealer | The HEMOWELD Sealers are designed to produce sterile seals on standard medical grade PVC tubing used with blood bags. They can be used to seal most of standard tubing normally used with all blood bags available on the market.
DEAS S.r.l | ايطاليا | Italy | ME0000008137SFDAA00009 | COREMEC CORE-SCRUB P | CORE-SCRUB P | Disposable scrub brush with PVP 7,5% CORESCRUB P - Individually wrapped / non sterile
DEAS S.r.l | ايطاليا | Italy | ME0000008137SFDAA00009 | COREMEC CORE-SCRUB P | CORE-SCRUB P | Disposable scrub brush with PVP 7,5% CORESCRUB P - Individually wrapped / non sterile
human brain wave srl | ايطاليا | Italy | ME0000020778SFDAA00001 | N4SA | N4SA | N4SA and Sicurdrill are rotating devices
FRASTEMA SRL | ايطاليا | Italy | ME0000004829SFDAA00017 | 65AG Excellence | ophthalmic equipments | 65AG Excellence
SBM Sistemi S.R.L | ايطاليا | Italy | ME0000020989SFDAA00002 | ICP OSA | Dry Eye Device | homonymous medical device that will be connected to PC (fixed or portable) it allow to do the examination related to the study of dry eye diseases
SBM Sistemi S.R.L | ايطاليا | Italy | ME0000020989SFDAA00002 | ICP OSA | Dry Eye Device | homonymous medical device that will be connected to PC (fixed or portable) it allow to do the examination related to the study of dry eye diseases
CHINESPORT S.p.A | ايطاليا | Italy | ME0000015808SFDAA00003 | SHORT PLUS STAIRCASE | SHORT PLUS STAIRCASE | short plus staircase, rehabilitation equipment for use in ambulation training
OTOSAN SRL | ايطاليا | Italy | ME0000014691SFDAA00001 | OTOSAN NASAL SPRAY FORTE | OTOSAN NASAL SPRAY FORTE | When brought into contact with blocked nasal mucosa the hypertonic solution causes watery discharge draws excess discharge dilutes accumulated viscous mucus by liquefying it. By eliminating abnormal discharge Otosan Nasal Spray Forte provides relief. Otosan Nasal Spray also has a moisturizing effect that relieve dry or irritated nose. Finally the mode of action of the product Otosan Nasal Spray Forte is mechanically cleansing nasal cavities while protecting and soothing irritated nasal mucosa. The product does not contain any pharmaceutical substance does not elicit primary immunostimulant pharmacological or metabolic activities | يوفر الراحة وله أيضًا تأثير مرطب يخفف من جفاف الأنف أو التهيج وينظف تجاويف الأنف ميكانيكيًا مع حماية وتهدئة الغشاء المخاطي للأنف
Otosan Srl | ايطاليا | Italy | ME0000015956SFDAA00005 | OTOSAN NASAL WASH 30 SACHETS | nasal saline sachets | Nasal irrigation is a practice that involves pouring a saline solution into the nose allowing the liquid to flow into one nostril and then letting it pour out from the other. Otosan Nasal Wash acts on the nasal mucosa thanks to a cleansing mechanical action. It removes excess mucus allergens and polluting dust accumulated throughout the day. In case of colds or inflammatory processes the mechanical discharge of excess mucus and impurities provides relief. | يزيل المخاط الزائد من مسببات الحساسية والغبار الملوث المتراكم طوال اليوم. في حالة نزلات البرد أو الالتهابات
Villa Sistemi Medicali S.p.A. | ايطاليا | Italy | ME0000003299SFDAA00002 | MOVIPLAN 800 | Radiology Table | Radiology Table
Otosan Srl | ايطاليا | Italy | ME0000015956SFDAA00004 | OTOSAN SPRAY FOR THE EAR CARE | saline ear spray | Otosan Spray for the ear care combines the cleansing action of saline solution with the moistening and soothing properties of Aloe Vera and Mallow extract. Finally the mode of action of the product Otosan Spray for the ear care is mechanically cleansing the external ear canal helping the expulsion of impurities while protecting it. | يجمع بين مفعول التنظيف بمحلول ملحي وخصائص الترطيب والتهدئة لخلاصة الالوفيرا
CSO Srl Costruzione Strumenti Oftalmici | ايطاليا | Italy | ME0000006774SFDAA00007 | Refraction Unit and electric column | Refraction Unit and electric column | The ophthalmic unit is a working station which allows to place devices on the table top.
FRASTEMA SRL | ايطاليا | Italy | ME0000004829SFDAA00019 | 65SC Exclusive | Exclusive | 65SC Exclusive
Otosan Srl | ايطاليا | Italy | ME0000015956SFDAA00003 | OTOSAN NASAL SPRAY BABY | nasal saline | When brought into contact with blocked nasal mucosa the hypertonic dilutes accumulated viscous mucus and helps its natural discharge. By eliminating abnormal discharge Otosan Nasal Spray provides relief. Otosan Nasal Spray Baby also has a moisturizing effect that relieves dry or irritated nose while protecting it. | تم تصميمه لتهدئة الأعراض المتعلقة باحتقان الأنف بأنواع مختلفة من نزلات البرد والتهاب الأنف وما بعد الجراحة
Otosan Srl | ايطاليا | Italy | ME0000015956SFDAA00002 | OTOSAN NASAL WASH KIT | nasal saline | Nasal irrigation is a practice that involves pouring a saline solution into the nose allowing the liquid to flow into one nostril and then letting it pour out from the other. Otosan Nasal Wash acts on the nasal mucosa thanks to a cleansing mechanical action. It removes excess mucus allergens and polluting dust accumulated throughout the day. In case of colds or inflammatory processes the mechanical discharge of excess mucus and impurities provides relief. Finally the mode of action of the product Otosan Nasal Wash is mechanically cleansing nasal cavities while protecting and soothing irritated nasal mucosa. | هو محلول ملحي للأنف يزيل المخاط الزائد من مسببات الحساسية والغبار الملوث المتراكم طوال اليوم
F.I.S.O. S.r.l. | ايطاليا | Italy | ME0000021543SFDAA00001 | Panvisus COMPACT RONDO | Refraction unit | Panvisus Compact Rondo is a refraction unit with the following features: fixed height table top for two instruments provided with rotating movement; electrical height adjustable chair; electromagnetic lock of rotation of both table top and table holding arm; overhead lamp; chart project support; optional counterbalanced phoropter arm.
PUMA SRL | ايطاليا | Italy | ME0000003568SFDAA00002 | Puma Soundproofing | Soundproof Booth | Soundproof Booth
PUMA SRL | ايطاليا | Italy | ME0000003568SFDAA00002 | Puma Soundproofing | Soundproof Booth | Soundproof Booth
ECS S.r.l. Unipersonale | ايطاليا | Italy | ME0000009468SFDAA00003 | CHEMICAL INTEGRATORS | CONTROL INEGRATOR FOR VH202 STENLZATION | A chemical indicator used to sterilize a plasma device | مؤشر كيميائي لجهاز التعقيم البلازما
ORTHODONTIC MANUFACTURER SIA SRL | ايطاليا | Italy | ME0000001093SFDAA00050 | FULLY-ADJUSTABLE FACEMASK | FACE MASK | Face mask light and comfortable for the patient. Made in stainless steel and plastic and the package includes replacement pads.
DenTag S.r.l | ايطاليا | Italy | ME0000009126SFDAA00010 | Bone compactors | Implant Instruments | Bone compactors
Dentag srl | ايطاليا | Italy | ME0000008851SFDAA00007 | Filling instruments | Filling instruments | Filling instruments
DenTag S.r.l | ايطاليا | Italy | ME0000009126SFDAA00011 | Membrane Instruments | Implant Instruments | Membrane Instruments
UNIVET s.p.a | ايطاليا | Italy | ME0000016065SFDAA00007 | EOS WIRELESS | EOS WIRELESS | The LED system Light Emitting Diode Univet EOS WIRELESS is a portable lighting device that can be worn by the operator to illuminate the visual field during the execution of work
UNIVET s.p.a | ايطاليا | Italy | ME0000016065SFDAA00007 | EOS WIRELESS | EOS WIRELESS | The LED system Light Emitting Diode Univet EOS WIRELESS is a portable lighting device that can be worn by the operator to illuminate the visual field during the execution of work
Artsana S.p.A | ايطاليا | Italy | ME0000020599SFDAA00001 | Chicco PhysioClean | Aspiratore Nasale Baby Nose Cleaner | منظف أنف للطفل | منظف أنف للطفل
CHINESPORT SPA | ايطاليا | Italy | ME0000002263SFDAA00016 | VISIT | EXAMINATION AND TREATMENT TABLE | Examination and treatments tables for physical therapy, rehabilitation, gynecology, ultrasound, exercise...etc. | طاولة كشف/فحص/علاج
CHINESPORT SPA | ايطاليا | Italy | ME0000002263SFDAA00017 | TEST | Examination and Treatment Table | Examination and treatments tables for physical therapy, rehabilitation and general clinics | طاولة كشف/فحص/علاج
DELCON S.r.l. | ايطاليا | Italy | ME0000015411SFDAA00016 | HEMOTEK 2 | HEMOTEK 2 | The main task of this devices is the mixing of the anticoagulant solution pre-filled into the collection bag with the blood withdrawn from the donor, to prevent clots formation.
FAZZINI SRL | ايطاليا | Italy | ME0000009060SFDAA00012 | Stethoscope | Stethoscope | Stethoscope
FAZZINI SRL | ايطاليا | Italy | ME0000009060SFDAA00012 | Stethoscope | Stethoscope | Stethoscope
fazzini | ايطاليا | Italy | ME0000000939SFDAA00003 | Wheel Chair Foldable | Wheel Chair Foldable | Wheel Chair Foldable
fazzini | ايطاليا | Italy | ME0000000939SFDAA00003 | Wheel Chair Foldable | Wheel Chair Foldable | Wheel Chair Foldable
CRAB SINERGY S.R.L | ايطاليا | Italy | ME0000012747SFDAA00002 | JENOVIR | JENOVIR | A BARRIER AGAINT COLD AND FLU VIRUSES TO PREVENT THEM DEVELOPING IN PHARYNX AND IN THE NOSE | يكوّن حاجز ضد فيروسات البرد والأنفلونزا لمنعها من التطور في الانف والبلعوم
PROGETTI S.R.L. | ايطاليا | Italy | ME0000002224SFDAA00018 | PG EYES 300 | Lighting System | Lighting System
DenTag S.r.l | ايطاليا | Italy | ME0000007925SFDAA00002 | Pliers | Orthodontic Instruments | Orthodontic pliers
OPT Surgisystems Srl | ايطاليا | Italy | ME0000002108SFDAA00002 | OPT 40/1 | Operating Table | Operating Table
Metis Healthcare S.r.l. | ايطاليا | Italy | ME0000001066SFDAA00076 | GOLABACT®MED Gola Spray | Hyaluronic Acid, Lactobacillus, helveticus MiMLh5 Oral Spray 20 ml | Hyaluronic Acid, Lactobacillus, helveticus MiMLh5 Oral Spray | حمض الهيالورونيك ، لاكتوباسيلاس هيليفيتكس بخاخ فموي
MALVESTIO S.p.A. | ايطاليا | Italy | ME0000002425SFDAA00001 | SMILE 348650 | PEDIATRIC ELECTRIC BED FOUR SECTIONS | PEDIATRIC ELECTRIC BED FOUR SECTIONS
MALVESTIO S.p.A. | ايطاليا | Italy | ME0000002350SFDAA00001 | ELVO/ELVA 349500-349600 | EXAMINATION COUCH ELECTRIC | EXAMINATION COUCH ELECTRIC
MALVESTIO S.p.A. | ايطاليا | Italy | ME0000002424SFDAA00001 | IDEA1 384400, IDEA/IDEA CLINIC 384420 384440-384360 | ELECTRIC ARMCHAIR FOR DIALYSIS/TREATMENT | ELECTRIC ARMCHAIR FOR DIALYSIS/TREATMENT VARIABLE HEIGHT
MALVESTIO S.p.A. | ايطاليا | Italy | ME0000002402SFDAA00002 | DELTA4 | ELECTRIC BED VARIABLE HEIGHT | ELECTRIC BED VARIABLE HEIGHT DELTA4 3700-3710-3715-3720, 3740,3700B-3710B, 3715B-3720B,3730B,3740B, 3750B
MALVESTIO S.p.A. | ايطاليا | Italy | ME0000002426SFDAA00001 | ONEDAY 320950 | ELECTRICAL STRETCHER FOUR SECTION | ELECTRICAL STRETCHER FOUR SECTION
MALVESTIO S.p.A. | ايطاليا | Italy | ME0000002302SFDAA00005 | BETA 345450-345500 | BED HYDRAULIC VARIABLE HEIGHT | BED HYDRAULIC VARIABLE HEIGHT
FAZZINI s.r.l | ايطاليا | Italy | ME0000010658SFDAA00007 | Laryngoscope | Laryngoscope | It is used to facilitate endo-tracheal intubation
FAZZINI s.r.l | ايطاليا | Italy | ME0000010658SFDAA00007 | Laryngoscope | Laryngoscope | It is used to facilitate endo-tracheal intubation
LASCOD S.p.A | ايطاليا | Italy | ME0000006377SFDAA00017 | Enersyl | PASTE CATALYST FOR CONDENSATION SILICONE | Enersyl
MALVESTIO S.p.A. | ايطاليا | Italy | ME0000002348SFDAA00001 | ALFA 345100 | BED FIXED HEIGHT | BED FIXED HEIGHT – FOUR SECTIONS
LASCOD S.p.A | ايطاليا | Italy | ME0000006377SFDAA00016 | IQ | Dental Alginate Impression Material | IQ
LASCOD S.p.A | ايطاليا | Italy | ME0000006377SFDAA00014 | Silaxil | Condensation-curing silicone for dental Impression | Silaxil
MALVESTIO S.p.A. | ايطاليا | Italy | ME0000002302SFDAA00006 | ITALA AND BRERA 320750-320760-320750RX-320760RX | STRETCHER | STRETCHER HYDRAULIC VARIABLE HEIGHT WITH TRENDELENBURG
LASCOD S.p.A | ايطاليا | Italy | ME0000006377SFDAA00011 | Kromopan | Dental Alginate Impression Material | Impression Material
MALVESTIO S.p.A. | ايطاليا | Italy | ME0000002425SFDAA00002 | INTHES & ENTHES 320834-320830E | STRETCHER HYDRAULIC VARIABLE HEIGHT WITH TRENDELENBURG | STRETCHER HYDRAULIC VARIABLE HEIGHT WITH TRENDELENBURG
Spencer Italia s.r.l | ايطاليا | Italy | ME0000002307SFDAA00038 | ROCK PIN SPINE BOARD YELLOW W/PINS | Patient Immobilization Device | Patient Immobilization Device
Spencer Italia s.r.l. | ايطاليا | Italy | ME0000001664SFDAA00001 | PROSKID-E YELLOW FRAME, BLACK SHEET | PROSKID-E YELLOW FRAME, BLACK SHEET | Model SK10001E Pro Skid-E Evacuation/transport chair
CHINESPORT SPA | ايطاليا | Italy | ME0000002263SFDAA00019 | ERCOLINA SINGLE | PULLEY SYSTEM | REHABILITATION DEVICE FOR ARM-SHOULDER OR LEG. ONE STATION WITH ROPE.
CHINESPORT SPA | ايطاليا | Italy | ME0000002263SFDAA00019 | ERCOLINA SINGLE | PULLEY SYSTEM | REHABILITATION DEVICE FOR ARM-SHOULDER OR LEG. ONE STATION WITH ROPE.
ATS Dental s.r.l | ايطاليا | Italy | ME0000006390SFDAA00001 | TOP 1000 | CURING LAMP TOP1000 | LED CURING LIGHT
Calze G.T. S.r.I. | ايطاليا | Italy | ME0000011433SFDAA00001 | Relaxsan Anti Embolism single-leg tights | Relaxsan Anti Embolism single-leg tights | Anti Embolism single-leg tights | جوارب مطاطية مضادة لتجلط الدم
Calze G.T. S.r.I. | ايطاليا | Italy | ME0000011433SFDAA00002 | Relaxsan Anti Embolism Knee Socks | Relaxsan Anti Embolism Knee Socks | Anti Embolism Knee Socks | جوارب مطاطية مضادة لتجلط الدم
Calze G.T. S.r.I. | ايطاليا | Italy | ME0000011433SFDAA00003 | Relaxsan Anti Embolism Stockings | Relaxsan Anti Embolism Stockings | Anti Embolism Stockings | جوارب مطاطية مضادة لتجلط الدم
CHINESPORT SPA | ايطاليا | Italy | ME0000002263SFDAA00018 | GUTHRIE & SMITH AR | PULLEY THERAPHY SYSTEM | PULLEY THERAPHY SYSTEM
Leone s.p.a. | ايطاليا | Italy | ME0000009467SFDAA00013 | NATURAL PROTECTIVE WAX | ORTHODONTIC WAX | NATURAL PROTECTIVE WAX
ATS Dental s.r.l | ايطاليا | Italy | ME0000006390SFDAA00002 | ULTRAMIX® | Mixing System | AMALGAMATOR
GRICAR CHEMICAL SRL | ايطاليا | Italy | ME0000003206SFDAA00044 | Earherb | Ear drops | Ear drops | قطرة أذن
GRICAR CHEMICAL SRL | ايطاليا | Italy | ME0000003198SFDAA00027 | Hyalonose Forte | Hypertonic Saline Solution Nasal Spray | Hypertonic Saline Solution Nasal Spray | بخاخ أنفي لمحلول ملحي عالي التوتر
CHL MEDICAL Solutions S.r.I. | ايطاليا | Italy | ME0000007975SFDAA00021 | Bestdent Dental Instruments -Tweezers | Dental Instruments_Tweezers | Instruments for dental practice. Not sterile. Sterilize before use. - Before sterilization, remove the existing packaging, clean the instruments and package in a sterilizable bag / sheet. - Wear gloves while using the instruments. - Be careful of the sharp point of the instruments, if any. - Be careful with the moving parts of the instruments. - Instruments must be stored in a dry place and must be Handle with care to avoid damage. - Only qualified persons should use the care devices medical. Use it only for the purpose to ensure maximum effectiveness.
GRICAR CHEMICAL SRL | ايطاليا | Italy | ME0000003202SFDAA00012 | Lactonose Plus | Isotonic Saline Solution nasal spray | Isotonic Saline Solution nasal spray | محلول متعادل التوتر بخاخ للأنف
CHL MEDICAL Solutions S.r.I. | ايطاليا | Italy | ME0000007975SFDAA00024 | BESTDENT PINK MODELING WAX | MODELING WAX | Multi-purpose pink modelling wax. Sheet size: 174 x 94 mm Weight: 450 g Universal, 450g Hard, 450g
GRUPPO FARMAIMPRESA S.R.L. | ايطاليا | Italy | ME0000002751SFDAA00001 | Fertigel | Fertigel | Sperm friendly vaginal lubricant | فيرتى جل مزلق
CHL MEDICAL Solutions S.r.I. | ايطاليا | Italy | ME0000007975SFDAA00022 | BESTDENT LIP RETRACTOR | LIP RETRACTOR | Lips Retractor is a hand-held dental instrument used to open the mouth and provide good eyesight of the teeth. Non sterile. Disposable product.
GRUPPO FARMAIMPRESA S.R.L. | ايطاليا | Italy | ME0000002752SFDAA00001 | Atrophyl | Atrophyl | Vaginal moisturizing gel
CHL MEDICAL Solutions S.r.I. | ايطاليا | Italy | ME0000007975SFDAA00023 | PROCLINIC INSTRUMENTS_Tweezers | INSTRUMENTS-TWEEZERS | Instruments for dental practice.
CHL MEDICAL Solutions S.r.I. | ايطاليا | Italy | ME0000007975SFDAA00025 | PROCLINIC COTTON ROLLS | COTTON ROLLS | The cotton rolls are made of 100% highly absorbent cotton, pure white.
CORICAMA s.r.l. | ايطاليا | Italy | ME0000015284SFDAA00014 | MOUTH PROP SILICON | RETRACTOR | Dental Instruments
GRICAR CHEMICAL SRL | ايطاليا | Italy | ME0000003206SFDAA00045 | Nasoherb Propolis Nasal Spray | Isotonic Saline Solution nasal spray | Isotonic Saline Solution nasal spray | بخاخ للأنف
CHL MEDICAL Solutions S.r.I. | ايطاليا | Italy | ME0000007975SFDAA00020 | Bestdent Hard wire cutter | WIRE CUTTER | Instruments for dental practice. Not sterile. Sterilize before use. - Before sterilization, remove the existing packaging, clean the instruments and package in a sterilizable bag / sheet. - Wear gloves while using the instruments. - Be careful of the sharp point of the instruments, if any. - Be careful with the moving parts of the instruments. - Instruments must be stored in a dry place and must be Handle with care to avoid damage. - Only qualified persons should use the care devices medical. Use it only for the purpose to ensure maximum effectiveness.
FRASTEMA SRL | ايطاليا | Italy | ME0000004829SFDAA00020 | 50K1 Trial Frame | Ophthalmic environment | 50K1 Trial Frame
CORICAMA s.r.l. | ايطاليا | Italy | ME0000015284SFDAA00010 | KIDNEY BOWL | Accessories Instruments | Accessories Instruments
CORICAMA s.r.l. | ايطاليا | Italy | ME0000015284SFDAA00003 | SUCTION TUBE | SURGICAL INSTRUMENTS | SURGICAL INSTRUMENTS
CHINESPORT SPA | ايطاليا | Italy | ME0000002263SFDAA00023 | FLEXO EXTENSION | FLEXO EXTENSION | Devices for upper limbs functional rehabilitation
CHINESPORT SPA | ايطاليا | Italy | ME0000002263SFDAA00023 | FLEXO EXTENSION | FLEXO EXTENSION | Devices for upper limbs functional rehabilitation
CORICAMA s.r.l. | ايطاليا | Italy | ME0000015284SFDAA00004 | MOLAR BAND SEATER | ORTHODONTIC INSTRUMENTS | Dental Instruments
CORICAMA s.r.l. | ايطاليا | Italy | ME0000015284SFDAA00005 | MOUTH GAG MOLT | RETRACTORS | SURGICAL INSTRUMENTS
CORICAMA s.r.l. | ايطاليا | Italy | ME0000015284SFDAA00013 | Tweezer | SURGICAL INSTRUMENTS | SURGICAL INSTRUMENTS
CORICAMA s.r.l. | ايطاليا | Italy | ME0000015284SFDAA00006 | OSTEOTOME | SURGICAL INSTRUMENTS | SURGICAL INSTRUMENTS
New.Fa.Dem. Srl | ايطاليا | Italy | ME0000004230SFDAA00002 | HONEYGO Micro-enema | HONEYGO Micro-enema | HONEYGO Micro-enema with Honey and Hydroglicerin Extract of Mallow
Ekuberg pharma s.u.r.l | ايطاليا | Italy | ME0000011671SFDAA00003 | Hemopran Protective Endorectal Ovules | Hemopran Protective Endorectal Ovules ( Ruscus Aculeatus Root glycolic Extract, Hamamelis Virginiana Leaf glycolic Extract, Aesculus Hippocastanum Seed glycolic Extract, Aloe Barbadensis Leaf extract, Vitamin E, Hyaluronic Acid, Hard Fat (Suppocire BS2X) ) | Hemopran protective endorectal ovules are suggested to prevent and treat haemorrhoids in a natural way. Thanks to the presence of hyaluronic acid and ALoe vera it provide a protective and emollient film helping restore hydration and lubrication, avoiding bad sensation and encouraging the physiological repair processes of mucous membrane. Presence of Natural extracts of Ruscus, Witch Hazel and Horse chestnut help the regeneration and counteracting the action of free radicals. Hemopran protective endorectal ovules is indicated for the treatment of external and internal haemorrhoids as well as anal fissures. | تحاميل هيموبران تمنع وتعالج البواسير بطريقة طبيعية. هيموبران له خواص حماية وليونة تساعد في استعادة الترطيب ليمنع الاحساس بالألم ويشجع التئام التشققات الشرجية لوجود حمض الهيالورونيك والالوفيرا. وجود الخلاصات الطبيعية التي تساعد في عملية تجديد الجذور الحرة. تستخدم تحاميل هيموبران لمعالجة البواسير الداخلية والخارجية وكذلك التشققات الشرجية
MEDI-CARE SOLUTIONS S.R.L | ايطاليا | Italy | ME0000021507SFDAA00006 | EUROCLINIC | ENT CHAIR | ENT CHAIR SUPREMA ENT400,XENON EVO, LYNEA EVO, FUTURA EVO, OTOCONCEPT, OTOPEX, OTOPV PROFESSIONAL, OTOPV ELEGANCE, OTOPI PROFESSIONAL, OTOPI ELEGANCE
CHINESPORT SPA | ايطاليا | Italy | ME0000002263SFDAA00025 | Wall mounted Rota | Wall mounted Rota | It is a device for performing shoulder and elbow maintenance exercises
CHINESPORT SPA | ايطاليا | Italy | ME0000002263SFDAA00025 | Wall mounted Rota | Wall mounted Rota | It is a device for performing shoulder and elbow maintenance exercises
CHINESPORT SPA | ايطاليا | Italy | ME0000002263SFDAA00026 | Arti Rehab | Arti Rehab | Multi-function rehabilitation chair for the lower and upper limbs and muscle exercises
CHINESPORT SPA | ايطاليا | Italy | ME0000002263SFDAA00026 | Arti Rehab | Arti Rehab | Multi-function rehabilitation chair for the lower and upper limbs and muscle exercises
MALVESTIO S.p.A. | ايطاليا | Italy | ME0000002348SFDAA00002 | VIVO | INTENSIVE CARE BED | INTENSIVE CARE BED VIVO 378200B,378250B
CORICAMA s.r.l. | ايطاليا | Italy | ME0000015284SFDAA00002 | Crown Remover | RESTORATIVE INSTRUMENTS | RESTORATIVE INSTRUMENTS
CORICAMA s.r.l. | ايطاليا | Italy | ME0000015284SFDAA00011 | SPATULA | Prosthetic instruments | Prosthetic instruments
MALVESTIO S.p.A. | ايطاليا | Italy | ME0000002424SFDAA00002 | BOTERO | BARIATRIC BED | ELECTRIC BED VARIABLE HEIGHT BOTERO 347400B, 347400
Spencer Italia s.r.l. | ايطاليا | Italy | ME0000001664SFDAA00002 | CARRERA XL T TEC MAX 10G BLACK/B YELL.F.W/QMX777 | CARRERA XL T TEC MAX 10G BLACK/B YELL.F.W/QMX77 | Model CA50010B CARRERA XL T TEC MAX Self loading stretcher
Spencer Italia s.r.l. | ايطاليا | Italy | ME0000001664SFDAA00003 | CARRERA XL T TEC BLACK BOARD YELLOW FRAME | CARRERA XL T TEC BLACK BOARD YELLOW FRAME | Model CA60000C CARRERA XL Self-Loading Stretcher
Spencer Italia s.r.l. | ايطاليا | Italy | ME0000001664SFDAA00009 | Nec up adult multi size collar | Nec up adult multi size collar | Model QC19100B Nec up Multi-size adult collar
Spencer Italia s.r.l. | ايطاليا | Italy | ME0000001664SFDAA00013 | Nec up pediatric multi size collar | Nec up pediatric multi size collar | Model QC19101B Nec Up Multi-size pediatric collar
Spencer Italia s.r.l. | ايطاليا | Italy | ME0000001664SFDAA00018 | DNA STRAP BELT W/INTEGRATED RE-WINDING SYSTEM | DNA STRAP BELT W/INTEGRATED RE-WINDING SYSTEM | Model ST00497B DNA Strap Belt with integrated re-winding system
RIMSA P.LONGONI SRL | ايطاليا | Italy | ME0000012665SFDAA00001 | RIMSA | SURGICAL LIGHT | SURGICAL LIGHT UNICA860SO,UNICA860+520, UNICA860+860,UNICA520PI,UNICA520SO, UNICA520+520U29PI,U29SO,U29+29, TRISPA-LED, TRISPI-LED, TRISSO-LED, TRISSOX2-LED,STAPAN-LED,STAPIN-LEDSATSON-LED,SATSONX2-LED,QUATTROPA,QUATTROPI,QUATTROSO,QUATTROSOX2,PENTA81SO,PENTA81+30E,PENTA81+81,PENTA63NSO,PENTA63N,PENTA63N+63N,PENTA30NPA,PENTA30NPI,PENTA30NSO,PENTA30N+30N,PENTA30EPA,PENTA30EPI,PENTA30ESO,PENTA30E+30E,PENTA28PA,PENTA28PI,PENTA28SO,PENTA28+28,PENTA12PA,PENTA12PI,PENTA12SO,PENTA12+12
Chinesport SPA | ايطاليا | Italy | ME0000001649SFDAA00002 | BOBATH ST120 | BOBATH | The treatment table has two 120 cm wide sections The head section with a gas spring assisted adjustment allows tilting up to 90° in a positive direction
Chinesport SPA | ايطاليا | Italy | ME0000001649SFDAA00003 | STANDARD LONG STAIRCASE | STANDARD LONG STAIRCASE | staircase for a rehabilitation training exercise
CRAB SINERGY S.R.L | ايطاليا | Italy | ME0000012747SFDAA00005 | ALLERSTOP | ALLERSTOP | FOR PROTECTION AND RELIEF FROM NASAL ALLERGIES | للحماية و التخفيف من حساسية الانف
New.Fa.Dem. Srl | ايطاليا | Italy | ME0000004230SFDAA00004 | Isipeg suppositories | Isipeg suppositories | Isipeg suppositories of Macrogol 4000 and honey
New.Fa.Dem. Srl | ايطاليا | Italy | ME0000004230SFDAA00003 | Isipeg Micro-enema | Isipeg Micro-enema | Isipeg Micro-enema with Honey and Macrogol 4000
Chinesport SPA | ايطاليا | Italy | ME0000001649SFDAA00004 | STANDARD SHORT STAIRCASE | STANDARD SHORT STAIRCASE | staircase for a rehabilitation training exercise
MALVESTIO S.p.A. | ايطاليا | Italy | ME0000002350SFDAA00002 | CRIBS | CRIBS | CRIBS FOR NEWPRON 332100, 332300, CT32003
CHINESPORT SPA | ايطاليا | Italy | ME0000004896SFDAA00002 | VISIT LARGE | VISIT | Examination or treatment two sections table
CRAB SINERGY S.R.L | ايطاليا | Italy | ME0000012747SFDAA00006 | Sanavox | Sanavox | A BARRIER TO PROTECT THE MOUTH AND VOCAL CORDS FOR MOUTH ULCERS AND DRY IRRITANT THROAT | بخاخ الفم سنافوكس
CORICAMA s.r.l. | ايطاليا | Italy | ME0000015284SFDAA00008 | WAX AND MODELLING INSTRUMENT ZAHLE | Modeling G instruments | Modeling G instruments
CORICAMA s.r.l. | ايطاليا | Italy | ME0000015284SFDAA00012 | CALIPER IWANSON | Prosthetic instruments | Prosthetic instruments
Chinesport SPA | ايطاليا | Italy | ME0000001649SFDAA00001 | THER 2 | THER | Examination and treatments tables for physical therapy
CRAB SINERGY S.R.L | ايطاليا | Italy | ME0000012747SFDAA00008 | ATOPSHIELD LOTION | ATOPSHIELD LOTION | A SHIELD TO PROTECT THE SKIN IN FORMS OF ALLERGIC AND CONTACT DERMATITIS BARRIER EFFECT | غسول جل مرطب درع لحماية الجلد في اشكال الحساسية وتأثير حاجز التهاب الجلد التماسي
CRAB SINERGY S.R.L | ايطاليا | Italy | ME0000012747SFDAA00007 | ATOPSHIELD FORTE | ATOPSHIELD FORTE | A SHIELD TO PROTECT THE SKIN IN ALLERGIES | كريم مرطب للوقاية من حساسية الجلد
CHINESPORT SPA | ايطاليا | Italy | ME0000002263SFDAA00027 | PLATFORM WITH 2 CORNER STAIRCASES | PLATFORM WITH 2 CORNER STAIRCASES | staircase for rehabilitation training exercise
CHINESPORT SPA | ايطاليا | Italy | ME0000002263SFDAA00027 | PLATFORM WITH 2 CORNER STAIRCASES | PLATFORM WITH 2 CORNER STAIRCASES | staircase for rehabilitation training exercise
FIMI S.r.l. | ايطاليا | Italy | ME0000001864SFDAA00005 | Barco LCD Monitor | Medical Display | 4k UHD Surgical Display
FLAMOR SRL | ايطاليا | Italy | ME0000004964SFDAA00001 | Flamor | Field Litter Carrier | a light, stable device, equipped with large pneumatic wheels and meant for transporting patients with several different litter types
CORICAMA s.r.l. | ايطاليا | Italy | ME0000015284SFDAA00009 | PLIER UNIVERSAL | Orthodontic Instruments | Orthodontic Instruments
CORICAMA s.r.l. | ايطاليا | Italy | ME0000015284SFDAA00007 | P.K. THOMAS N | P.K. THOMAS N | Dental instruments
Surace S.p.A. | ايطاليا | Italy | ME0000006153SFDAA00003 | SURACE | Wheelchair for invalids | Foldable wheelchair
DenTag S.r.l | ايطاليا | Italy | ME0000009126SFDAA00012 | Utility Instruments | Utility Instruments | Utility Instruments
CORICAMA s.r.l. | ايطاليا | Italy | ME0000015284SFDAA00016 | PLIER FOERSTER | TWEEZERS | TWEEZERS
Ekuberg pharma s.u.r.l | ايطاليا | Italy | ME0000011671SFDAA00004 | Hemopran Protective Endorectal Suppository | Hemopran Protective Endorectal suppository ( Ruscus Aculeatus Root glycolic Extract, Hamamelis Virginiana Leaf glycolic Extract, Aesculus Hippocastanum Seed glycolic Extract, Aloe Barbadensis Leaf extract, Vitamin E, Hyaluronic Acid, Hard Fat (Suppocire BS2X) ) | Hemopran protective endorectal suppositories are suggested to prevent and treat haemorrhoids in a natural way. Thanks to the presence of hyaluronic acid and ALoe vera it provide a protective and emollient film helping restore hydration and lubrication, avoiding bad sensation and encouraging the physiological repair processes of mucous membrane. Presence of Natural extracts of Ruscus, Witch Hazel and Horse chestnut help the regeneration and counteracting the action of free radicals. Hemopran protective endorectal suppository is indicated for the treatment of external and internal haemorrhoids as well as anal fissures. | تحاميل هيموبران تمنع وتعالج البواسير بطريقة طبيعية. هيموبران له خواص حماية وليونة تساعد في استعادة الترطيب ليمنع الاحساس بالألم ويشجع التئام التشققات الشرجية لوجود حمض الهيالورونيك والالوفيرا. وجود الخلاصات الطبيعية التي تساعد في عملية تجديد الجذور الحرة. تستخدم تحاميل هيموبران لمعالجة البواسير الداخلية والخارجية وكذلك التشققات الشرجية
Human Brain Wave S.r.l | ايطاليا | Italy | ME0000013277SFDAA00002 | Rechargeable Sicurdrill | Sicurdrill 2.0 | The rechargeable Sicurdrill (code Sicurdrill 2.0) is classified as Class I not sterile medical Device in accordance with Rule 13, Annex VIII of Medical Devices Regulation 2017/745
DenTag S.r.l | ايطاليا | Italy | ME0000009126SFDAA00013 | Excavators | Excavators | Excavators
OPTIMA MOLLITER SRL | ايطاليا | Italy | ML0000000417SFDAA00001 | MAC1, MAC2, MAC3 | MAC1, MAC2, MAC3 | semi-rigid footwear with rocker design
CORICAMA s.r.l. | ايطاليا | Italy | ME0000015284SFDAA00015 | PLIER BACKHAUS | Orthodontic Instruments | Orthodontic Instruments
Gruppo Farmaimpresa srl | ايطاليا | Italy | ME0000001492SFDAA00006 | Nazomed Nasal Spray | Nazomed Nasal Spray | Nasal Spray | بخاخ للأنف
ORMESA S.r.l. | ايطاليا | Italy | ME0000015789SFDAA00005 | OBI | Passeggino OBI | Pushchair with undetachable wheels
Gruppo Farmaimpresa srl | ايطاليا | Italy | ME0000001492SFDAA00007 | Otomed Ear Spray | Otomed Ear Spray | Ear Spray | بخاخ للأذن
CORICAMA s.r.l. | ايطاليا | Italy | ME0000015284SFDAA00023 | ENDODONTIC INSTRUMENTS CLEANER | ENDODONTIC INSTRUMENTS | ENDODONTIC INSTRUMENTS
CORICAMA s.r.l. | ايطاليا | Italy | ME0000015284SFDAA00019 | TRAY CLAMPS HOLDER | RESTORATIVE INSTRUMENTS | Clamp Organizer
CORICAMA s.r.l. | ايطاليا | Italy | ME0000015284SFDAA00027 | MIRROR HANDLE + MIRROR | Diagnostic instruments | Diagnostic instruments
CORICAMA s.r.l. | ايطاليا | Italy | ME0000015284SFDAA00018 | KIT RUBBER DAM BLACK | KIT RUBBER DAM BLACK | KIT RUBBER DAM BLACK
CORICAMA s.r.l. | ايطاليا | Italy | ME0000015284SFDAA00026 | SET CURETTES GRACEY | CURETTES | CURETTES
CORICAMA s.r.l. | ايطاليا | Italy | ME0000015284SFDAA00022 | TRAY GAMMAFIX CINC BLACK | INSTRUMENTS TRAY | INSTRUMENTS TRAY
CORICAMA s.r.l. | ايطاليا | Italy | ME0000015284SFDAA00024 | RULER ENDODONTIC | ENDODONTIC INSTRUMENTS | ENDODONTIC INSTRUMENTS
CORICAMA s.r.l. | ايطاليا | Italy | ME0000015284SFDAA00028 | KNIFE GOLDMAN-FOX | PERIODONTAL KNIVES | PERIODONTAL KNIVES
CORICAMA s.r.l. | ايطاليا | Italy | ME0000015284SFDAA00021 | DENTAL DAM MEDIUM | RESTORATIVE INSTRUMENTS | DENTAL DAM
CORICAMA s.r.l. | ايطاليا | Italy | ME0000015284SFDAA00017 | MIRROR HANDLE | SURGICAL INSTRUMENTS | Surgical instrument handle
CORICAMA s.r.l. | ايطاليا | Italy | ME0000015284SFDAA00025 | PLUGGER GLICK | ENDODONTIC INSTRUMENTS | ENDODONTIC INSTRUMENTS
CORICAMA s.r.l. | ايطاليا | Italy | ME0000015284SFDAA00020 | PLIER FOR CLAMPS IVORY | PLIERS FOR CLAMPS | PLIERS FOR CLAMPS
ASA Dental S.p.a | ايطاليا | Italy | ME0000006741SFDAA00044 | RUBBER DAM CLAMPS TRAYS | Instrument tray | RUBBER DAM CLAMPS TRAYS
ASA Dental S.p.a | ايطاليا | Italy | ME0000006741SFDAA00045 | Gingivectomy Knives | Periodontial Instruments | Gingivectomy Knives
RIMSA P. LONGONI SRL | ايطاليا | Italy | ME0000014259SFDAA00001 | RIMSA | EXAMINATION LIGHT | EXAMINATION LIGHT L88-LED-M, ALFA-FIX, ALFA-FLEX, PRIMA-FIX, PRIMA-FLEX, PENTALED 28, PENTALED 12
EUROSETS S.R.L. | ايطاليا | Italy | ME0000004161SFDAA00130 | Holder OXY ADULT ADJUSTABLE | Holder for medical device | Holder for medical device
ASA Dental S.p.a | ايطاليا | Italy | ME0000006741SFDAA00048 | MATRIX RETAINERS TOFFLEMIRE-UN | Matrix Bands | Matrix Bands
ASA Dental S.p.a | ايطاليا | Italy | ME0000006741SFDAA00046 | Instruments Kit | Instruments Kit | Instruments Kit
CHINESPORT SPA | ايطاليا | Italy | ME0000004896SFDAA00003 | BOBATH TN100 | BOBATH tables | Table for use in static therapy for supine standing by gradually tilting the board & Examination or treatment two sections table adjustable in height electrically or by means of a hydraulic piston
ASA Dental S.p.a | ايطاليا | Italy | ME0000006741SFDAA00047 | THREE POLYPAPER 500 PCS. BLUE | Napkins | Napkins
Brusaferri & C S.r.l | ايطاليا | Italy | ME0000010530SFDAA00005 | LEMI | Chair/Bed | Multifunctional Chair/Bed
ASA Dental S.p.a | ايطاليا | Italy | ME0000006741SFDAA00049 | Amalgam carriers | Amalgam carrier | Amalgam carrier
SBM Sistemi S.R.L | ايطاليا | Italy | ME0000020989SFDAA00003 | IDRA | IDRA | IDRA
REVEE S.r.l. | ايطاليا | Italy | ME0000006245SFDAA00001 | Revée® Scar Gel | Silicone Gel | Silicone gel for scar reduction. | جل السیلیكون لتقلیل الندبات
SBM Sistemi S.R.L | ايطاليا | Italy | ME0000020989SFDAA00005 | DSLC200 | DSLC200 | DSLC200
SBM Sistemi S.R.L | ايطاليا | Italy | ME0000020989SFDAA00004 | DEM100 | DEM100 | DEM100
BTS SpA | ايطاليا | Italy | ME0000006138SFDAA00077 | P6000 | Force platform | P6000 is a digital system of high performance triaxial force plates combined in a sensorized floor
ECS SRL | ايطاليا | Italy | ME0000007191SFDAA00018 | BIO - CHECK | Biological Indicato | Biological indicator, designed to verify the reliability of the equipment used for STEAM sterilization
FAZZINI SRL | ايطاليا | Italy | ME0000009060SFDAA00019 | MILLER LARYNGOSCOPE SET | MILLER LARYNGOSCOPE SET | MILLER LARYNGOSCOPE SET
FAZZINI SRL | ايطاليا | Italy | ME0000009060SFDAA00017 | Suction Pump | Suction Pump | SUCTION PUMP
BMS Dental S.r.l | ايطاليا | Italy | ME0000007940SFDAA00021 | Vinylight | Vinyl Polysiloxane addition-curing silicone | Vinyl Polysiloxane addition-curing silicone
BMS Dental S.r.l | ايطاليا | Italy | ME0000007940SFDAA00023 | Vinylmono | Additon-curing silicon for monophase impression | Additon-curing silicon for monophase impression
BMS DENTAL S.r.l. | ايطاليا | Italy | ME0000006653SFDAA00001 | italgin | chromatic alginate | Impression material for dental use
BMS Dental S.r.l | ايطاليا | Italy | ME0000007940SFDAA00022 | Vinylheavy | Vinyl Polysiloxane addition-curing silicone | Vinyl Polysiloxane addition-curing silicone
BMS Dental S.r.l | ايطاليا | Italy | ME0000007940SFDAA00019 | silibest | Condensation-curing silicone for dental impressions | Condensation-curing silicone for dental impressions
BMS Dental S.r.l | ايطاليا | Italy | ME0000007940SFDAA00020 | vinylbest | Vinyl Polysiloxane addition-curing silicone | Vinyl Polysiloxane addition-curing silicone
BMS Dental S.r.l | ايطاليا | Italy | ME0000007940SFDAA00024 | BMS Temporary Filling | BMS Temporary Filling | for temporary flling of cavities
BMS Dental S.r.l | ايطاليا | Italy | ME0000007940SFDAA00025 | lubrioil | Universal handpiece oil spray | Universal handpiece oil spray
BMS Dental S.r.l | ايطاليا | Italy | ME0000007940SFDAA00026 | Modelling wax | Modelling wax | Modelling wax
ECS SRL | ايطاليا | Italy | ME0000007191SFDAA00019 | Plastic Security Seal | PLASTIC CONTAINER SEAL | Is used to seal containers, ensuring that the container is not accidentally opened or tampered with
Calze G.T. S.r.l. | ايطاليا | Italy | ME0000006750SFDAA00001 | Relaxsan | DIABETIC AND SENSITIVEFEET SOCKS | DIABETIC AND SENSITIVEFEET SOCKS | جوارب طبية تستخدم لمرضى السكري
LASCOD S.p.A | ايطاليا | Italy | ME0000006377SFDAA00019 | GHENESYL | GHENESYL | Highly accurate addition curing polivinilsiloxane silicone
OTOSAN SRL | ايطاليا | Italy | ME0000014691SFDAA00002 | OTOSAN NATURAL EAR DROPS | OTOSAN NATURAL EAR DROPS | Otosan Natural Ear Drops are based on a pool of 3 functional ingredients responsible for the mechanical protective barrier formation in addition to non-functional ingredients responsible for a pleasant smell of the product. | تعتمد قطرة أذن أوتوسان الطبيعية على مجموعة من 3 مكونات وظيفية مسؤولة عن تكوين الحاجز الوقائي الميكانيكي بالإضافة إلى المكونات غير الوظيفية المسؤولة عن الرائحة اللطيفة للمنتج.
ASA Dental S.p.a | ايطاليا | Italy | ME0000006741SFDAA00050 | Periotome Leonardo | Periotome Leonardo | Periotome Leonardo
Asa Dental S.p.A. | ايطاليا | Italy | ME0000009058SFDAA00077 | PERIODONTIA INSTRUMENTS | PERIODONTIA INSTRUMENTS | Dental Curettes and Scalers
ASA Dental S.p.a | ايطاليا | Italy | ME0000006741SFDAA00068 | Posterior band remover | Posterior band remover | Posterior band remover
ASA Dental S.p.a | ايطاليا | Italy | ME0000006741SFDAA00054 | Cleoids-discoids | Cleoids-discoids | Cleoids-discoids
ASA Dental S.p.a | ايطاليا | Italy | ME0000006741SFDAA00057 | Tofflemire Universal | Tofflemire Universal | Tofflemire Universal
ASA Dental S.p.a | ايطاليا | Italy | ME0000006741SFDAA00051 | Set Impression trays | Set Impression trays | Set Impression trays
ASA Dental S.p.a | ايطاليا | Italy | ME0000006741SFDAA00112 | Towel clamps Backhaus | Towel clamps Backhaus | Towel clamps Backhaus
ASA Dental S.p.a | ايطاليا | Italy | ME0000006741SFDAA00053 | Amalgam carver | Amalgam carver | Amalgam carver
Asa Dental S.p.A. | ايطاليا | Italy | ME0000009058SFDAA00072 | HEMOSTATIC FORCEPS | HEMOSTATIC FORCEPS | Dental forceps
Asa Dental S.p.A. | ايطاليا | Italy | ME0000009058SFDAA00036 | BONE RONGEURS | BONE RONGEURS | Sharp-edged, scoop-shaped tip surgical instruments
ASA Dental S.p.a | ايطاليا | Italy | ME0000006741SFDAA00079 | Scalpel Handles | Scalpel Handles | Scalpel Handles
Asa Dental S.p.A. | ايطاليا | Italy | ME0000009058SFDAA00068 | LUNIATSCHEK LIGATURE TUCKER | LUNIATSCHEK LIGATURE TUCKER | Ligaturing instrument
Asa Dental S.p.A. | ايطاليا | Italy | ME0000009058SFDAA00039 | RUBBER DAM FRAME | RUBBER DAM FRAME | Dental procedure frame
Asa Dental S.p.A. | ايطاليا | Italy | ME0000009058SFDAA00061 | EXCAVATEURS | EXCAVATEURS | Endodontic excavator 1700-1, 1700-2, 1700-3, 1701-1, 1701-2 , 1709-31L, 1709-32L, 1709-33L , 1700-0 , 1700-2 , 1700-4 , 1702-6 , 1703-14 , 1704-17 , 1704-17W , 1705-18 , 1705-18W 1706-19 , 1706-19W , 1707-39 , 1708-64 , 1710-14 , 1710-17 , 1710-18 , 1710-19 , 1710-20 , 1710-5 , 1711-1 , 1711-11 , 1711-12 , 1711-2 , 1711-21 , 1711-22 , 1711-243 , 1711-31 , 1711-32 , 1711-41 , 1711-42 , 1711-G2 , MC1700-1 , MC1700-2 , MC1700-3 , MC1703-14 , MC1704-17 , ML1704-17 , ML1705-18 , ML1706-19 , ML1709-31L , ML1709-32L , ML1710-14 , ML1710-17 , ML1710-18 , ML1710-19 , ML1710-20 , ML1710-5 , ML1711-1 , ML1711-11 , ML1711-12 , ML1711-2 , ML1711-21 , ML1711-22 , ML1711-243 , ML1711-31 , ML1711-32 , ML1711-41 , ML1711-42 , ML1711-G2 , MV1701-1 , MV1701-2 , MV1707-39 , MV1708-64 , MV1709-31L , MV1709-32L , MV1709-33L , S1700 , S1700-0 , S1700-1 , S1700-2 , S1700-3 , S1700-4 , S1710-6 , S1807AF , SML1710-6
Asa Dental S.p.A. | ايطاليا | Italy | ME0000009058SFDAA00071 | GUM SCISSORS | GUM SCISSORS | Dental Scissor
Asa Dental S.p.A. | ايطاليا | Italy | ME0000009058SFDAA00037 | CEMENT SPATULAS | CEMENT SPATULAS | Dental instrument with flat blunt blades
Asa Dental S.p.A. | ايطاليا | Italy | ME0000009058SFDAA00055 | CROWN SCISSORS | CROWN SCISSORS | Dental procedure scissors
ASA Dental S.p.a | ايطاليا | Italy | ME0000006741SFDAA00088 | Tissue grasp | Tissue grasp | Tissue grasp
Spencer Italia s.r.l. | ايطاليا | Italy | ME0000001664SFDAA00005 | CARRERA INCUBATOR 10G HIGH | CARRERA INCUBATOR 10G HIGH | Model CA60023C CARRELLO TEC Trolley for incubator
Spencer Italia s.r.l. | ايطاليا | Italy | ME0000001664SFDAA00007 | CARRERA T TEC HIGH LOADING WITH BLACK BOARD | CARRERA T TEC HIGH LOADING WITH BLACK BOARD | Model CA71154C CARRERA T TEC HIGH self-loading stretcher
Spencer Italia s.r.l. | ايطاليا | Italy | ME0000001664SFDAA00011 | SKID OK MAX, LOAD CAPACITY 250 KG | SKID OK MAX, LOAD CAPACITY 250 KG | Model SK20005 Ultralight evacuation chair
Spencer Italia s.r.l. | ايطاليا | Italy | ME0000001664SFDAA00015 | SED Spencer Extrication device | SED Spencer Extrication device | Model SR00111B SED Extrication device
ASA Dental S.p.a | ايطاليا | Italy | ME0000006741SFDAA00065 | Mouth Gag | Mouth Gag | Mouth Gag
ASA Dental S.p.a | ايطاليا | Italy | ME0000006741SFDAA00087 | Periodontia pocket marker | Periodontia pocket marker | Periodontia pocket marker
Asa Dental S.p.A. | ايطاليا | Italy | ME0000009058SFDAA00035 | BONE CURETTES | BONE CURETTES | Sharp-edged, scoop-shaped surgical instruments
ASA Dental S.p.a | ايطاليا | Italy | ME0000006741SFDAA00058 | probes | probes | probes
Asa Dental S.p.A. | ايطاليا | Italy | ME0000009058SFDAA00040 | COTTON & DRESSING PLIERS | COTTON & DRESSING PLIERS | Dental procedure pliers
ASA Dental S.p.a | ايطاليا | Italy | ME0000006741SFDAA00067 | Needle Holders | Needle Holders | Needle Holders
ASA Dental S.p.a | ايطاليا | Italy | ME0000006741SFDAA00071 | Osteotomes | Osteotomes | Osteotomes
ASA Dental S.p.a | ايطاليا | Italy | ME0000006741SFDAA00075 | Root elevators | Root elevators | Root elevators
Asa Dental S.p.A. | ايطاليا | Italy | ME0000009058SFDAA00060 | DISP. IMPRESSION TRAYS | DISP. IMPRESSION TRAYS | A container to hold impression material
ASA Dental S.p.a | ايطاليا | Italy | ME0000006741SFDAA00076 | Root-tip picks | Root-tip picks | Root-tip picks
Asa Dental S.p.A. | ايطاليا | Italy | ME0000009058SFDAA00062 | PERIODONTAL POCKET PROBES | PERIODONTAL POCKET PROBES | Dental hygiene measuring device
Asa Dental S.p.A. | ايطاليا | Italy | ME0000007243SFDAA00003 | MICRO-BLADE HOLDER | MICRO-BLADE HOLDER | A holder or handle
Asa Dental S.p.A. | ايطاليا | Italy | ME0000007245SFDAA00063 | BONE FILES MILLER FIG.64. | BONE FILES MILLER FIG.64. | Bone scraping device
Asa Dental S.p.A. | ايطاليا | Italy | ME0000009058SFDAA00033 | AMALGAM CARRIERS METAL TIP | AMALGAM CARRIERS METAL TIP | Amalgam carrier
ASA Dental S.p.a | ايطاليا | Italy | ME0000006741SFDAA00052 | Set of perforated edentulous | Set of perforated edentulous | Set of perforated edentulous
ASA Dental S.p.a | ايطاليا | Italy | ME0000006741SFDAA00056 | Locking trays | Locking trays | Locking trays
Asa Dental S.p.A. | ايطاليا | Italy | ME0000009058SFDAA00034 | BONE WELL | BONE WELL | Amalgam well
Asa Dental S.p.A. | ايطاليا | Italy | ME0000009058SFDAA00038 | GRADUATED SCALPELS | GRADUATED SCALPELS | Dental surgical instruments
Asa Dental S.p.A. | ايطاليا | Italy | ME0000009058SFDAA00057 | Cutter | Cutter | Cutter
ASA Dental S.p.a | ايطاليا | Italy | ME0000006741SFDAA00066 | Mirrors | Mirrors | Mirrors
Asa Dental S.p.A. | ايطاليا | Italy | ME0000009058SFDAA00056 | CROWN REMOVERS | CROWN REMOVERS | Dental crown remover
Asa Dental S.p.A. | ايطاليا | Italy | ME0000009058SFDAA00058 | CURETTES | CURETTES | Non-surgical periodontal therapy instrument
ASA Dental S.p.a | ايطاليا | Italy | ME0000006741SFDAA00081 | Membrane location instruments | Membrane location instruments | Membrane location instruments
Asa Dental S.p.A. | ايطاليا | Italy | ME0000009058SFDAA00059 | UNIVERSAL SCALER | UNIVERSAL SCALER | Dental hand instrument
Asa Dental S.p.A. | ايطاليا | Italy | ME0000009058SFDAA00065 | ROOT FRAGMENT FORCEP | ROOT FRAGMENT FORCEP | Dental forceps
Asa Dental S.p.A. | ايطاليا | Italy | ME0000009058SFDAA00054 | TISSUE PLIERS | TISSUE PLIERS | Dental procedure pliers
ASA Dental S.p.a | ايطاليا | Italy | ME0000006741SFDAA00082 | Syndesmotomes | Syndesmotomes | Syndesmotomes
ASA Dental S.p.a | ايطاليا | Italy | ME0000006741SFDAA00086 | Tissue Pliers | Tissue Pliers | Tissue Pliers
Asa Dental S.p.A. | ايطاليا | Italy | ME0000009058SFDAA00067 | T-BALL BURNISHER | T-BALL BURNISHER | A manual dental instrument with a round tip
Asa Dental S.p.A. | ايطاليا | Italy | ME0000009058SFDAA00070 | PERIODONTAL INSTRUMENTS | PERIODONTAL INSTRUMENTS | Manual dental instrument
Asa Dental S.p.A. | ايطاليا | Italy | ME0000009058SFDAA00074 | BONE THICKNESS | BONE THICKNESS | Dental gauge
Asa Dental S.p.A. | ايطاليا | Italy | ME0000009058SFDAA00076 | BONE APPLICATOR | BONE APPLICATOR | Instrument used in dental implants
ASA Dental S.p.a | ايطاليا | Italy | ME0000006741SFDAA00073 | Curette | Curette | Curette
Asa Dental S.p.A. | ايطاليا | Italy | ME0000009058SFDAA00064 | EXTRACTING FORCEPS | EXTRACTING FORCEPS | Dental forceps
ASA Dental S.p.a | ايطاليا | Italy | ME0000006741SFDAA00072 | Sinus lift instrument | Sinus lift instrument | Sinus lift instrument
ASA Dental S.p.a | ايطاليا | Italy | ME0000006741SFDAA00077 | Clamps | Clamps | Clamps
ASA Dental S.p.a | ايطاليا | Italy | ME0000006741SFDAA00084 | Syringe | Syringe | Syringe
ASA Dental S.p.a | ايطاليا | Italy | ME0000006741SFDAA00080 | Ligature director | Ligature director | Ligature director
ASA Dental S.p.a | ايطاليا | Italy | ME0000006741SFDAA00085 | Spare Tip | Spare Tip | Spare Tip
Asa Dental S.p.A. | ايطاليا | Italy | ME0000009058SFDAA00069 | GINGIVECTOMY KNIVES | GINGIVECTOMY KNIVES | Dental knife
Asa Dental S.p.A. | ايطاليا | Italy | ME0000009058SFDAA00073 | BONE INJECTORS | BONE INJECTORS | Dental instrument
Asa Dental S.p.A. | ايطاليا | Italy | ME0000009058SFDAA00075 | COMPACTORS | COMPACTORS | Dental Instrument
LUMED SRL | ايطاليا | Italy | ME0000016737SFDAA00005 | ECG ELECTRODES | ECG ELECTRODES | Disposable ECG ELECTRODES
ASA Dental S.p.a | ايطاليا | Italy | ME0000006741SFDAA00070 | Pliers | Pliers | Pliers
ASA Dental S.p.a | ايطاليا | Italy | ME0000006741SFDAA00074 | Periosteal elevators | Periosteal elevators | Periosteal elevators
Asa Dental S.p.A. | ايطاليا | Italy | ME0000009058SFDAA00063 | EXPLORERS | EXPLORERS | Handheld dental instrument used in root canal treatment
Asa Dental S.p.A. | ايطاليا | Italy | ME0000009058SFDAA00066 | FILLING INSTRUMENTS | FILLING INSTRUMENTS | Dental hand instruments
ASA Dental S.p.a | ايطاليا | Italy | ME0000006741SFDAA00113 | EXPLORER | EXPLORER | Dental probe
ASA Dental S.p.a | ايطاليا | Italy | ME0000006741SFDAA00055 | Plugger Leonardo | Plugger Leonardo | Instruments for root canal treatments
FAZZINI SRL | ايطاليا | Italy | ME0000009060SFDAA00018 | MC INTOSH SET | MC INTOSH SET | MC INTOSH SET
Asa Dental S.p.A. | ايطاليا | Italy | ME0000007245SFDAA00065 | ROOT CANAL PLUGGER LEONARDO | ROOT CANAL PLUGGER LEONARDO | Hand held endodontic plugger
TECNODENT SRL | ايطاليا | Italy | ME0000008801SFDAA00001 | LINDA NEXT Patient Chair | Dental/General Patient Chair | Dental patient chair; General purpose chair for simple patient positioning - related applications.
Asa Dental S.p.A. | ايطاليا | Italy | ME0000007245SFDAA00064 | EXTRACTING INSTR.SET | EXTRACTING INSTR.SET | Dental instruments set
ACEM SPA | ايطاليا | Italy | ME0000011496SFDAA00003 | Luminaire for diagnosis | Luminaire for diagnosis | Single lamp used to illuminate the body of the PATIENT locally in order to support diagnosis or treatment which could be interrupted without any hazard for the PATIENT in case of failure of the light
CHINESPORT SPA | ايطاليا | Italy | ME0000002263SFDAA00030 | ALFATRAC | ALFATRAC | Fixed height table specifically designed for tractions, with two sections and fixed height
LUMED SRL | ايطاليا | Italy | ME0000016737SFDAA00006 | Recording Chart Paper | Recorder Thermal Paper | Thermal papers are used for recording biological signals from electro medical instruments
CMed Aesthetics S.r.l. | ايطاليا | Italy | ME0000022753SFDAA00001 | BioRePeelCl3 FND | BioRePeelCl3 FND | BioRePeelCl3 produces exfoliation effect on the skin. It is indicated as adjuvant in acne prevention.
AT-OS SRL | ايطاليا | Italy | ME0000007808SFDAA00001 | ENDOSCOPE CABINET | ENDOSCOPE CABINET | The cabinet is designed to dry and store endoscopes that are already washed and disinfected
BMS Dental S.r.l | ايطاليا | Italy | ME0000007940SFDAA00028 | Silibox | Impression Material | Condensation curing silicone for high precision dental impressions
BMS Dental S.r.l | ايطاليا | Italy | ME0000007940SFDAA00027 | Vinyl Bite | Impression Material | Addition-curing silicone for bite registration
FAZZINI s.r.l | ايطاليا | Italy | ME0000010658SFDAA00011 | WHEELCHAIR | WHEELCHAIR | FOLDABLE WHEELCHAIR
FAZZINI s.r.l | ايطاليا | Italy | ME0000010658SFDAA00010 | I.V. STAND | I.V. STAND | I.V. STAND FOR WHELCHAIR
Luxottica Group S.p.A. | ايطاليا | Italy | ML0000000381SFDAA00002 | CHANEL | OPTICAL LENSES | CH CAMBON 1,60 CL SV CHANEL AR , CH CAMBON 1,74 CL SV CHANEL BLUE , CH CAMBON 1,60 CL PAL CHANEL AR , CH CAMBON 1,67 CL PAL CHANEL BLUE , CH SUN 1,50 SV GRAD GREY POLAR CHANEL AR , CH SUN 1,60 SV GRAD GREY CHANEL AR , CH SUN 1,60 SV GRAD PINK CHANEL AR , CH SUN 1,50 PAL GRAD GREY POLAR CHANEL AR , CH SUN 1,60 PAL GRAD GREY CHANEL AR , CH SUN 1,60 PAL GRAD PINK CHANEL AR , CH TWEED 1,60 CL BOOST 0.3 CHANEL AR , CH TWEED 1,60 CL BOOST 0.3 CHANEL BLUE , CH TWEED 1,67 CL BOOST 0.3 CHANEL AR , CH TWEED 1,67 CL BOOST 0.3 CHANEL BLUE , CH TWEED 1,74 CL BOOST 0.3 CHANEL AR , CH TWEED 1,74 CL BOOST 0.3 CHANEL BLUE , CH CAMBON 1,60 CL SV CHANEL BLUE , CH CAMBON 1,67 CL SV CHANEL AR , CH CAMBON 1,60 CL PAL CHANEL BLUE , CH CAMBON 1,74 CL PAL CHANEL AR , CH SUN 1,50 SV GRAD BROWN POLAR CHANEL AR , CH SUN 1,60 SV LIGHT BROWN CHANEL AR , CH SUN 1,60 SV BROWN CHANEL AR , CH SUN 1,50 PAL GRAD BROWN POLAR CHANEL AR , CH SUN 1,60 PAL LIGHT BROWN CHANEL AR , CH SUN 1,60 PAL BROWN CHANEL AR , CH TWEED 1,60 CL BOOST 0.6 CHANEL AR , CH TWEED 1,60 CL BOOST 0.6 CHANEL BLUE , CH TWEED 1,67 CL BOOST 0.6 CHANEL AR , CH TWEED 1,67 CL BOOST 0.6 CHANEL BLUE , CH TWEED 1,74 CL BOOST 0.6 CHANEL AR , CH TWEED 1,74 CL BOOST 0.6 CHANEL BLUE , CH CAMBON 1,74 CL SV CHANEL AR , CH CAMBON 1,67 CL SV CHANEL BLUE , CH CAMBON 1,67 CL PAL CHANEL AR , CH CAMBON 1,74 CL PAL CHANEL BLUE , CH SUN 1,59 SV GREY POLAR CHANEL AR , CH SUN 1,60 SV GRAD BROWN CHANEL AR , CH SUN 1,60 SV GREY CHANEL AR , CH SUN 1,59 PAL GREY POLAR CHANEL AR , CH SUN 1,60 PAL GRAD BROWN CHANEL AR , CH SUN 1,60 PAL GREY CHANEL AR , CH TWEED 1,60 CL BOOST 0.9 CHANEL AR , CH TWEED 1,60 CL BOOST 0.9 CHANEL BLUE , CH TWEED 1,67 CL BOOST 0.9 CHANEL AR , CH TWEED 1,67 CL BOOST 0.9 CHANEL BLUE , CH TWEED 1,74 CL BOOST 0.9 CHANEL AR , CH TWEED 1,74 CL BOOST 0.9 CHANEL BLUE , LSA0010648 , LSA0010651 , LSA0010654 , LSA0010657 , LSA0010660 , LSA0010663 , LSA0010666 , LSA0010669 , LSA0010672 , LSA0010675 , LSA0010678 , LSA0010681 , LSA0010684 , LSA0002193 , LSA0002218 , LSA0002192 , LSA0002195 , LSA0002222 , LSA0010649 , LSA0010652 , LSA0010655 , LSA0010658 , LSA0010661 , LSA0010664 , LSA0010667 , LSA0010670 , LSA0010673 , LSA0010676 , LSA0010679 , LSA0010682 , LSA0002191 , LSA0002194 , LSA0002219 , LSA0010685 , LSA0002196 , LSA0002223 , LSA0010650 , LSA0010653 , LSA0010656 , LSA0010659 , LSA0010662 , LSA0010665 , LSA0010668 , LSA0010671 , LSA0010674 , LSA0010677 , LSA0010680 , LSA0010683 , LSA0002215 , LSA0002217 , LSA0002220 , LSA0002216 , LSA0002221 , LSA0002224 | عدسات نظارات طبية جاهزة
AIRNIVOL S.P.A. | ايطاليا | Italy | ME0000000138SFDAA00004 | AIRNIVOL | Orthodontic appliance (transparent aligners) | The orthodontic aligner
Cedic s.r.l. | ايطاليا | Italy | ME0000002026SFDAA00027 | Enteral Distal End ENFit Transition Connector | Enteral Distal End ENFit Transition Connector | This transition connector is connecting an enteral giving set with an ENFit connector to an enteral catheter soft funnel.
Cedic s.r.l. | ايطاليا | Italy | ME0000002026SFDAA00027 | Enteral Distal End ENFit Transition Connector | Enteral Distal End ENFit Transition Connector | This transition connector is connecting an enteral giving set with an ENFit connector to an enteral catheter soft funnel.
CMED AESTHETICS S.R.L | ايطاليا | Italy | ME0000007884SFDAA00026 | BioRePeelCl3® BIPHASIC TECHNOLOGY FND | BioRePeelCl3® BIPHASIC TECHNOLOGY FND | BioRePeelCl3® FND produces exfoliation effect on the skin. It is indicated as adjuvant in acne prevention.
LOVE COSMEDICAL SRL | ايطاليا | Italy | ME0000000202SFDAA00004 | NEOFOUND | NEOFOUND | a skin reconditioning solution containing high molecular weight hyaluronic acid
ZHERMACK SPA | ايطاليا | Italy | ME0000005672SFDAA00017 | Hydrorise | Addition Silicone | Addition Silicone for impression materials
CMED AESTHETICS S.R.L | ايطاليا | Italy | ME0000007886SFDAA00001 | BioRePeelCl3® BIPHASIC TECHNOLOGY BODY | BioRePeelCl3® BIPHASIC TECHNOLOGY BODY | BioRePeelCl3® BODY produces exfoliation effect on the skin. It is indicated as adjuvant in acne prevention.
DEAS S.r.l | ايطاليا | Italy | ME0000008137SFDAA00010 | Deaflux | ATOREX | Nasal Atomizer
CHINESPORT SPA | ايطاليا | Italy | ME0000002263SFDAA00041 | VERTICAL SPIRAL | VERTICAL SPIRAL | An instrument similar to the horizontal spiral
CHINESPORT SPA | ايطاليا | Italy | ME0000002263SFDAA00038 | STANDARD SHORT STAIRCASE | STANDARD SHORT STAIRCASE | staircase for a rehabilitation training exercise
CHINESPORT SPA | ايطاليا | Italy | ME0000002263SFDAA00035 | ERGO10 | ERGO10 | This is a wall mounted panel that is fitted with a library of 7 aids to simulate everyday domestic activities. In particular
CHINESPORT SPA | ايطاليا | Italy | ME0000002263SFDAA00044 | MAGNETIC GAMES - LARGE BOARD | MAGNETIC GAMES - LARGE BOARD | The panel has a larger, square base compared to item AR10029, and is supplied together with 16 pins with magnetic top, and 16 different coloured metal discs.
CHINESPORT SPA | ايطاليا | Italy | ME0000002263SFDAA00036 | ERGO20 | ERGO20 | This is a wall mounted panel that is fitted with a library of 7 aids to simulate everyday dressing activities.
CHINESPORT SPA | ايطاليا | Italy | ME0000002263SFDAA00031 | BARRE PARALLELE 2,5M | BARRE PARALLELE 2,5M | It is a 2.5-meter long parallel bar system used for physical or rehabilitation training activities
CHINESPORT SPA | ايطاليا | Italy | ME0000002263SFDAA00042 | ROLLING WHEEL | ROLLING WHEEL | The patient can practise performing a semi-circle or a full circle
CHINESPORT SPA | ايطاليا | Italy | ME0000002263SFDAA00043 | OLYMPIC DISCS - LARGE BOARD | OLYMPIC DISCS - LARGE BOARD | Base module with a larger, square shape, with seventy-five holes to insert the elements freely
CHINESPORT SPA | ايطاليا | Italy | ME0000002263SFDAA00040 | FUNCTIONAL TABLE | FUNCTIONAL TABLE | Occupational table is composed of a sturdy painted steel frame and one wooden working surface with 90 cm width and 70 cm depth.
CHINESPORT SPA | ايطاليا | Italy | ME0000002263SFDAA00037 | STANDARD LONG STAIRCASE | STANDARD LONG STAIRCASE | staircase for a rehabilitation training exercise
CHINESPORT SPA | ايطاليا | Italy | ME0000002263SFDAA00034 | VISIT LARGE | LETTINI VISIT LINE | Examination or treatment two sections table adjustable in height electrically or by means of a hydraulic piston
MARC MEDICAL SRL | ايطاليا | Italy | ME0000000357SFDAA00019 | PEPPERMINTPEEL MILD | PEPPERMINTPEEL MILD | an exfoliating effect on the skin, thanks to the acid pH and the properties of its components, promoting the elimination of damaged epidermal cells, which will be replaced by new cells, helping to restore optimal physiological conditions of the skin. Thanks to its action, it prevents the formation of acne, counteracts scarring and skin imperfections and is an adjuvant for the treatment of acne diseases.
CHINESPORT SPA | ايطاليا | Italy | ME0000002263SFDAA00046 | BOBATH ST120 | BOBATH | The treatment table has two 120 cm wide sections The head section with a gas spring assisted adjustment allows tilting up to 90° in a positive direction
CHINESPORT SPA | ايطاليا | Italy | ME0000002263SFDAA00039 | THER 2 | THER 2 | Examination and treatments tables for physical therapy
GRUPPO FARMAIMPRESA | ايطاليا | Italy | ME0000000359SFDAA00003 | VAGITIC | VAGITIC | Vagitic is a medical device vaginal tablets based on lactic acid, Tyndallized Lactobacillus, Natural (Hydrolyzed/Femented) Mix Milk Protein and Fructo-oligosaccharides (FOS). | الأقراص المهبلية عبارة عن جهاز طبي للحفاظ على PH الطبيعي للمهبل . يعتمد على حمض اللاكتيك ، البكتريا النافعة Lactobacillus Tyndallized ، مزيج بروتين الحليب الطبيعي )المتحلل / المخمر( ، Fructo-oligosaccharides)
CHINESPORT SPA | ايطاليا | Italy | ME0000002263SFDAA00045 | Tilt Table Marcus | Tilt Table | Tilt tables help to gradually reach an erect posture from a static prone or supine position when patients are unable to load their own body weight on their lower limbs
Vasini Strumenti Srl | ايطاليا | Italy | ME0000000305SFDAA00010 | ELECTRICAL TROLLEY FOR BLOOD COLLECTION MIXER SCALE | ELECTRICAL TROLLEY | ELECTRICAL TROLLEY
MARC MEDICAL SRL | ايطاليا | Italy | ME0000000356SFDAA00017 | PEPPERMINTPEEL INTENSE | PEPPERMINTPEEL INTENSE | An exfoliating effect on the skin, thanks to the acid pH and the properties of its components, promoting the elimination of damaged epidermal cells, which will be replaced by new cells, helping to restore optimal physiological conditions of the skin. Thanks to its action, it prevents the formation of acne, counteracts scarring and skin imperfections and is an adjuvant for the treatment of acne diseases.
Limacorporate S.p.a. | ايطاليا | Italy | ME0000001853SFDAA00157 | SMR Shoulder | Shoulder Instrument System | reusable surgical instruments
Vasini Strumenti Srl | ايطاليا | Italy | ME0000000305SFDAA00011 | ELECTRICAL TROLLEY FOR BAGS FILTRATION | ELECTRICAL TROLLEY FOR BAGS FILTRATION | telescopic filtration trolley mod
EUROSIREL SPA | ايطاليا | Italy | ME0000000499SFDAA00022 | Myorest Plus | Patches with Heat Effect | Patches with Heat Effect | لصقات بمفعول حراري
Gruppo Farmaimpresa srl | ايطاليا | Italy | ME0000001492SFDAA00010 | Myvagyn | Myvagyn | Medical device ovules based on hyaluronic acid, lactic acid, Boric Acid, Vitaminn E, tea tree oil, semi-synthetic triglycerides, 18-beta glycyrrhetic acid. hat exerts a hydrating and lubricating action against vaginal dryness contributes to restore a natural and comfortable vaginal environment. . Protection against bacterial infections and recurrent candidiasis.
GPQ Sri | ايطاليا | Italy | ME0000004629SFDAA00005 | PRX-T33 | PRX-T33 | Chemical Peeling with 33% trichloroacetic acid ( TCA ). The product performs a skin exfoliation with the consequent epidermal cell renewal.
Spencer Italia s.r.l. | ايطاليا | Italy | ME0000001664SFDAA00004 | CARRERA XL 68 T/TEC MAX P/BLACK F/YELLOW 10G | CARRERA XL 68 T/TEC MAX P/BLACK F/YELLOW 10G | Model CA60003C CARRERA TEC XL 68 Self loading stretcher
Spencer Italia s.r.l. | ايطاليا | Italy | ME0000001664SFDAA00006 | CROSSOVER T CHROME FRAME BLACK BOARD | CROSSOVER T CHROME FRAME BLACK BOARD | Model CR70002C CROSSOVER T Self-loading stretcher
Spencer Italia s.r.l. | ايطاليا | Italy | ME0000001664SFDAA00010 | SKID OK | SKID OK | Model SK20003E Ultralight evacuation chair
Spencer Italia s.r.l. | ايطاليا | Italy | ME0000001664SFDAA00014 | DAVIS PEDIATRIC TRACTION SYSTEM | DAVIS PEDIATRIC TRACTION SYSTEM | Model SR02020D Davis Paediatric traction/immobilization system
Spencer Italia s.r.l. | ايطاليا | Italy | ME0000001664SFDAA00019 | DNA STRAP THORACIC BELT W/RE-WINDING SYSTEM | DNA STRAP THORACIC BELT W/RE-WINDING SYSTEM | Model ST00498B DNA Strap Thorax Belt
Spencer Italia s.r.l. | ايطاليا | Italy | ME0000001664SFDAA00028 | FOLDING EMERGENCY STRETCHER SPENCER 100 | FOLDING EMERGENCY STRETCHER SPENCER 100 | Model ST30100A Spencer 100 Lengthwise foldable stretcher
Spencer Italia s.r.l. | ايطاليا | Italy | ME0000001664SFDAA00024 | STAIR CHAIR SILVER SPENCER 420S | STAIR CHAIR SILVER SPENCER 420S | Model ST10420A Spencer 420 Transport chair with two wheels
Spencer Italia s.r.l. | ايطاليا | Italy | ME0000001664SFDAA00027 | TRANSPORT CHAIR 4BELL CLASS | TRANSPORT CHAIR 4BELL CLASS | Model ST10438B Spencer 4BELL CLASS Transport chair with four wheels
Spencer Italia s.r.l. | ايطاليا | Italy | ME0000001664SFDAA00023 | SPENCER SXR PICK UP STRETCHER, 2 BLADES | SPENCER SXR PICK UP STRETCHER, 2 BLADES | Model ST05002C SPENCER SX-R Pickup stretcher
Spencer Italia s.r.l. | ايطاليا | Italy | ME0000001664SFDAA00008 | CROSS T 10 G BLACK/B YELLOW/F WITH QMX 777 | CROSS T 10 G BLACK/B YELLOW/F WITH QMX 777 | Model CR70054E CROSS T 10 G self-loading stretcher
Spencer Italia s.r.l. | ايطاليا | Italy | ME0000001664SFDAA00012 | Super blue blue compact universal. head immobilzer. | Super blue blue compact universal. head immobilzer | Model SH00110C Super Compact universal head immobilizer
Spencer Italia s.r.l. | ايطاليا | Italy | ME0000001664SFDAA00016 | DAVIS ADULT TRACTION SYSTEM | DAVIS ADULT TRACTION SYSTEM | Model SR01010A Davis traction/immobilization system
Spencer Italia s.r.l. | ايطاليا | Italy | ME0000001664SFDAA00017 | SPENCER 122 - FOUR FOLD STRETCHER ORANGE | SPENCER 122 - FOUR FOLD STRETCHER ORANGE | Model ST00122A Foldable stretcher
Spencer Italia s.r.l. | ايطاليا | Italy | ME0000001664SFDAA00021 | MOD 598 RESTRAINT BELT 2 PCS. DERLIN | MOD 598 RESTRAINT BELT 2 PCS. DERLIN | Model ST00598A Two piece restraint belts
Spencer Italia s.r.l. | ايطاليا | Italy | ME0000001664SFDAA00022 | SPENCER SHELL BASKET STRETCHER ORANGE | SPENCER SHELL BASKET STRETCHER ORANGE | Model ST04000A Spencer Shell basket stretcher
Spencer Italia s.r.l. | ايطاليا | Italy | ME0000001664SFDAA00026 | TRANSPORT CHAIR 4BELL STAIR | TRANSPORT CHAIR 4BELL STAIR | Model ST10437B Spencer 4BELL STAIR Foldable patient transfer chair with 4 wheels
Spencer Italia s.r.l. | ايطاليا | Italy | ME0000001664SFDAA00030 | S-MAX 10G FASTENER FOR STRETCHER | S-MAX 10G FASTENER FOR STRETCHER | Model ST42707B S MAX 10G Fastener for stretcher
CHINESPORT SPA | ايطاليا | Italy | ME0000002263SFDAA00032 | PRONE SUPINATION | PRONE SUPINATION | This aid is used to invite and guide the patient through prone supination tasks with their forearm The patient puts their forearm into a support that holds it in place. This aid comes with two different shaped aluminium pins
Gruppo Farmaimpresa srl | ايطاليا | Italy | ME0000001492SFDAA00011 | Caregyn | Caregyn | Caregyn vaginal ovules is a medical device that helps to keep intact the natural defenses of the vagina and facilitates the restoration of vaginal flora; it allows to eliminate the symptoms resulting from an imbalance of hydration and/or of vaginal pH.
Gruppo Farmaimpresa srl | ايطاليا | Italy | ME0000001492SFDAA00009 | Gum Light | Gums and Teeth Protective Gel | Gums and Teeth Protective Gel | جل واقي للثة و الأسنان
Asa Dental S.p.A. | ايطاليا | Italy | ME0000009058SFDAA00098 | Restorative instruments | Restorative instruments | Amalgam restoration instrument
Asa Dental S.p.A. | ايطاليا | Italy | ME0000009058SFDAA00111 | Tweezers | Tweezers | Dental extractor
ASA Dental S.p.a | ايطاليا | Italy | ME0000006741SFDAA00140 | Forceps | Forceps | Forceps
Asa Dental S.p.A. | ايطاليا | Italy | ME0000009058SFDAA00089 | Markley | Markley | Amalgam condenser
Asa Dental S.p.A. | ايطاليا | Italy | ME0000009058SFDAA00080 | Gouges | Gouges | PERIODONTAL INSTRUMENTS
ASA Dental S.p.a | ايطاليا | Italy | ME0000006741SFDAA00115 | Amalgam carriers | Amalgam carriers | instruments used to fill dental cavities with amalgam
ASA Dental S.p.a | ايطاليا | Italy | ME0000006741SFDAA00124 | Chisels | Chisels | cutting tool with a sharpened edge at the end of a metal blade
ASA Dental S.p.a | ايطاليا | Italy | ME0000006741SFDAA00120 | Band Remover | Band Remover | band removing orthodontic pliers help remove bands, brackets and adhesives.
ASA Dental S.p.a | ايطاليا | Italy | ME0000006741SFDAA00127 | Crane-Kaplan | Crane-Kaplan | For the removal of supragingival calculus.
Asa Dental S.p.A. | ايطاليا | Italy | ME0000009058SFDAA00095 | Preparation Instrument | Preparation Instrument | Cavity preparation instrument
Asa Dental S.p.A. | ايطاليا | Italy | ME0000009058SFDAA00092 | Pads | Pads | Dental pad
ASA Dental S.p.a | ايطاليا | Italy | ME0000006741SFDAA00116 | Amalgam instruments | Amalgam instruments | The Amalgam instruments, burnisher, condensers, composite placement instruments, carvers, and Woodsen
ASA Dental S.p.a | ايطاليا | Italy | ME0000006741SFDAA00141 | Base | Base | Base
Asa Dental S.p.A. | ايطاليا | Italy | ME0000009058SFDAA00099 | Retrograds | Retrograds | Dental root filling
Asa Dental S.p.A. | ايطاليا | Italy | ME0000009058SFDAA00096 | Raspatories | Raspatories | Dental Surgical Instrument
Asa Dental S.p.A. | ايطاليا | Italy | ME0000009058SFDAA00093 | Part | Part | Stainless steel instrument trays
ASA Dental S.p.a | ايطاليا | Italy | ME0000006741SFDAA00132 | Endodontic Kit | Endodontic Kit | The first tools used during a root canal. They open the inside of the tooth so the canals can be reached. Burs come in different shapes and sizes depending on the type of tooth and treatment
ASA Dental S.p.a | ايطاليا | Italy | ME0000006741SFDAA00128 | Curettes and Scalers | Curettes and Scalers | remove subgingival calculus, root planing and for curettage.
Asa Dental S.p.A. | ايطاليا | Italy | ME0000009058SFDAA00079 | Fork | Fork | Patient articulation instrument
ASA Dental S.p.a | ايطاليا | Italy | ME0000006741SFDAA00121 | Bone filter | Bone filter | water filtering
Asa Dental S.p.A. | ايطاليا | Italy | ME0000009058SFDAA00101 | Scalpels | Scalpels | Dental Surgical Instrument
ASA Dental S.p.a | ايطاليا | Italy | ME0000006741SFDAA00118 | Amalgam well | Amalgam well | A dental material consisting of powdered mercury, silver and tin which when mixed, may be forced into a drilled and cleaned cavity in a tooth where it hardens within a few minutes.
ASA Dental S.p.a | ايطاليا | Italy | ME0000006741SFDAA00123 | Bone Scraper | Bone Scraper | doctor cuts away dead or damaged bone tissue
Asa Dental S.p.A. | ايطاليا | Italy | ME0000009058SFDAA00083 | Handles | Handles | Cone Socket Mirror Handle used with Single and Double-Sided Cone Socket Mirrors
Asa Dental S.p.A. | ايطاليا | Italy | ME0000009058SFDAA00090 | Matrix | Matrix | Amalgam Instrument
Asa Dental S.p.A. | ايطاليا | Italy | ME0000009058SFDAA00084 | Impression trays | Impression trays | a container which holds the impression material
Asa Dental S.p.A. | ايطاليا | Italy | ME0000009058SFDAA00081 | Gingivectomy Knives | Gingivectomy Knives | Dental Surgical Instrument
Asa Dental S.p.A. | ايطاليا | Italy | ME0000009058SFDAA00102 | Scissors | Scissors | Dental Scissors
Asa Dental S.p.A. | ايطاليا | Italy | ME0000009058SFDAA00106 | Spreaders | Spreaders | Endodontic spreader
ASA Dental S.p.a | ايطاليا | Italy | ME0000006741SFDAA00138 | Foc | Foc | Foc
ASA Dental S.p.a | ايطاليا | Italy | ME0000006741SFDAA00137 | Files | Files | Files
ASA Dental S.p.a | ايطاليا | Italy | ME0000006741SFDAA00135 | Explorer-Probes | Explorer-Probes | Explorer-Probes
ASA Dental S.p.a | ايطاليا | Italy | ME0000006741SFDAA00126 | Condenser | Condenser | CONDENSADOR VERTICAL NERVINSTRUMENTE
ASA Dental S.p.a | ايطاليا | Italy | ME0000006741SFDAA00130 | Elastic Instrument | Elastic Instrument | Elastic Instrument
Asa Dental S.p.A. | ايطاليا | Italy | ME0000009058SFDAA00082 | Grill | Grill | Decorative Dental Cover
Asa Dental S.p.A. | ايطاليا | Italy | ME0000009058SFDAA00086 | Instrument set | Instrument set | Dental Surgical Instrument
Asa Dental S.p.A. | ايطاليا | Italy | ME0000009058SFDAA00088 | Lid | Lid | Dental container lid
Asa Dental S.p.A. | ايطاليا | Italy | ME0000009058SFDAA00091 | Mucotomes | Mucotomes | Dental instrument
OPTIMA MOLLITER SRL | ايطاليا | Italy | ME0000000030SFDAA00001 | SBI MOTUS | SBI MOTUS | WOUND CARE SHOE
METEDA S.r.l | ايطاليا | Italy | ME0000000167SFDAA00001 | Biothesiometer Plus | Biothesiometer Plus | a portable, hand-held electro-medical device.
DELCON S.r.l. | ايطاليا | Italy | ME0000000274SFDAA00001 | HEMOWELD-MC | HEMOWELD-MC | Bench tube sealer with four clamps for medical PVC
DELCON S.r.l. | ايطاليا | Italy | ME0000000274SFDAA00003 | HEMOMIX 3 | HEMOMIX 3 | Blood collection monitor
DELCON S.r.l. | ايطاليا | Italy | ME0000000274SFDAA00003 | HEMOMIX 3 | HEMOMIX 3 | Blood collection monitor
CORICAMA s.r.l. | ايطاليا | Italy | ME0000000320SFDAA00002 | ROOT ELEVATOR | ROOT ELEVATORS | ROOT ELEVATORS
CORICAMA s.r.l. | ايطاليا | Italy | ME0000000320SFDAA00003 | TONSIL GAUZE PACKER LUNIATSCHECK | TONSIL GAUZE PACKER LUNIATSCHECK | TONSIL GAUZE PACKER LUNIATSCHECK
CORICAMA s.r.l. | ايطاليا | Italy | ME0000000320SFDAA00004 | CURETTE | CURETTE | PERIODONTAL
CORICAMA s.r.l. | ايطاليا | Italy | ME0000000320SFDAA00006 | SCALPEL HANDLE | SCALPEL HANDLE | SCALPEL HANDLE
CORICAMA SRL | ايطاليا | Italy | ME0000000493SFDAA00001 | DENTAL DAM | DENTAL DAM INSTRUMENTS | DAM INSTRUMENTS
CORICAMA SRL | ايطاليا | Italy | ME0000000493SFDAA00002 | PROBE | PERIODONTAL | PERIODONTAL instruments
CORICAMA SRL | ايطاليا | Italy | ME0000000493SFDAA00003 | Explorer | Diagnostic instruments | Diagnostic instruments
CORICAMA s.r.l. | ايطاليا | Italy | ME0000000320SFDAA00008 | PERIOSTEAL ELEVATOR | PERIOSTEAL ELEVATOR | PERIOSTEAL ELEVATOR
CORICAMA s.r.l. | ايطاليا | Italy | ME0000000320SFDAA00009 | RETRACTOR | RETRACTOR | SURGICAL INSTRUMENTS
CORICAMA s.r.l. | ايطاليا | Italy | ME0000000320SFDAA00010 | CHISEL | CHISEL | Dental instruments
CORICAMA SRL | ايطاليا | Italy | ME0000000493SFDAA00004 | PLIERS FOR CLAMP | PLIER FOR CLAMPS | Dental restorative instruments.
CORICAMA SRL | ايطاليا | Italy | ME0000000493SFDAA00005 | AMALGAM | AMALGAM INSTRUMENTS | CONSERVATIVE INSTRUMENTS
CORICAMA SRL | ايطاليا | Italy | ME0000000493SFDAA00006 | RUBBER DAM | RESTORATIVE INSTRUMENTS | CROWN AND BRIDGE TOOLS.
CORICAMA s.r.l. | ايطاليا | Italy | ME0000000320SFDAA00011 | BONE FILE | BONE FILE | BONE FILE
CORICAMA s.r.l. | ايطاليا | Italy | ME0000000320SFDAA00013 | MIXING CUP | MIXING CUP | MIXING CUP
CORICAMA s.r.l. | ايطاليا | Italy | ME0000000320SFDAA00014 | PERIODONTAL FILE | PERIODONTAL FILE | PERIODONTAL FILE
CORICAMA s.r.l. | ايطاليا | Italy | ME0000000320SFDAA00015 | PLIER | PLIER | ORTHODONTIC Instruments
CORICAMA s.r.l. | ايطاليا | Italy | ME0000000320SFDAA00016 | TOOTH FORCEPS | TOOTH FORCEPS | TOOTH FORCEPS
CORICAMA SRL | ايطاليا | Italy | ME0000000493SFDAA00008 | IMPRESSION-TRAY | IMPRESSION-TRAY | IMPRESSION-TRAY
CORICAMA s.r.l. | ايطاليا | Italy | ME0000000320SFDAA00018 | CUTTER | CUTTERs | CUTTER
CORICAMA s.r.l. | ايطاليا | Italy | ME0000000320SFDAA00020 | CALIPER MSY | CALIPER MSY | CALIPER MSY
CORICAMA s.r.l. | ايطاليا | Italy | ME0000000320SFDAA00021 | COTTON PELLET DISPENSER | COTTON PELLET DISPENSER | COTTON CONTAINER
CORICAMA s.r.l. | ايطاليا | Italy | ME0000000320SFDAA00022 | ENDODONTIC BOX ALUMINIUM SMALL | ENDODONTIC BOX ALUMINIUM SMALL | ENDODONTIC BOX ALUMINIUM SMALL
CORICAMA s.r.l. | ايطاليا | Italy | ME0000000320SFDAA00023 | ENDOMETER RED | ENDOMETER RED | ENDOMETER RED
CORICAMA s.r.l. | ايطاليا | Italy | ME0000000320SFDAA00025 | LIGATURE FORCEP | LIGATURE FORCEP | LIGATURE FORCEP
CORICAMA s.r.l. | ايطاليا | Italy | ME0000000320SFDAA00027 | TRAY | TRAY | INSTRUMENTs TRAY
CORICAMA SRL | ايطاليا | Italy | ME0000000493SFDAA00009 | PLACEMENT INSTRUMENT | PLACEMENT INSTRUMENT | RESTORATIVE Instruments
CORICAMA SRL | ايطاليا | Italy | ME0000000493SFDAA00010 | BONE INJECTOR | AMALGAM CARRIERS | AMALGAM CARRIERS
CORICAMA SRL | ايطاليا | Italy | ME0000000493SFDAA00011 | EXCAVATOR | RESTORATIVE INSTRUMENTS | RESTORATIVE INSTRUMENTS
CORICAMA SRL | ايطاليا | Italy | ME0000000493SFDAA00012 | MIRRORS | DIAGNOSTIC INSTRUMENTS | DIAGNOSTIC INSTRUMENTS
CORICAMA SRL | ايطاليا | Italy | ME0000000493SFDAA00014 | SPREADER | SPREADERS | SPREADERS
CORICAMA SRL | ايطاليا | Italy | ME0000000493SFDAA00015 | FILLING INSTRUMENT | CONSERVATIVE INSTRUMENTS | CONSERVATIVE INSTRUMENTS
CORICAMA SRL | ايطاليا | Italy | ME0000000493SFDAA00016 | ENDO GUN FOR RETROGRADS | AMALGAM CARRIERS | AMALGAM CARRIERS
CORICAMA SRL | ايطاليا | Italy | ME0000000493SFDAA00017 | PLUGGER | PLUGGERS | ENDODONTIC instruments
CORICAMA SRL | ايطاليا | Italy | ME0000000493SFDAA00018 | GINGIVAL CORD PACKER | GINGIVAL CORD PACKER | GINGIVAL CORD PACKER
CORICAMA SRL | ايطاليا | Italy | ME0000000493SFDAA00019 | ENAMEL INSTRUMENT | ENAMEL INSTRUMENT | ENAMEL INSTRUMENT
CORICAMA SRL | ايطاليا | Italy | ME0000000493SFDAA00020 | COMPOSITE INSTRUMENT | RESTORATIVE | RESTORATIVE INSTRUMENTS
CORICAMA s.r.l. | ايطاليا | Italy | ME0000000320SFDAA00029 | CROWN OPENER UNIVERSAL | CROWN OPENER UNIVERSAL | CROWN OPENER
CORICAMA s.r.l. | ايطاليا | Italy | ME0000000320SFDAA00032 | MIXING BOWL | Accessories Instruments | Accessories Instruments
CORICAMA SRL | ايطاليا | Italy | ME0000000493SFDAA00021 | BONE CURETTE | BONE CURETTE | SURGICAL Instruments
CORICAMA SRL | ايطاليا | Italy | ME0000000493SFDAA00022 | MIXING GLASS | RESTORATIVE INSTRUMENTS | RESTORATIVE INSTRUMENTS
CORICAMA SRL | ايطاليا | Italy | ME0000000493SFDAA00024 | MATRIX | CONSERVATIVE INSTRUMENTS | CONSERVATIVE INSTRUMENTS
CORICAMA SRL | ايطاليا | Italy | ME0000000493SFDAA00027 | SCISSOR | SCISSORS | SURGICAL INSTRUMENTS
CORICAMA SRL | ايطاليا | Italy | ME0000000493SFDAA00029 | SYRINGE | SURGICAL INSTRUMENTS | SURGICAL INSTRUMENTS
BMG Pharma S.p.A. | ايطاليا | Italy | ME0000000311SFDAA00002 | Ginoxil wash | Ginoxil wash | vaginal wash | غسول مهبلي
Asa Dental S.p.A. | ايطاليا | Italy | ME0000009058SFDAA00110 | Trimmer | Trimmer | Restorative cutting instruments
ASA Dental S.p.a | ايطاليا | Italy | ME0000006741SFDAA00117 | Amalgam plastic | Amalgam plastic | Amalgam plastic
ASA Dental S.p.a | ايطاليا | Italy | ME0000006741SFDAA00122 | Bone keeper | Bone keeper | GUN WITH BONE KEEPER
ASA Dental S.p.a | ايطاليا | Italy | ME0000006741SFDAA00125 | Composite Instruments | Composite Instruments | The composite placement instruments help dentists place, sculpt and contour composites with complete ease.
ASA Dental S.p.a | ايطاليا | Italy | ME0000006741SFDAA00129 | Depressors | Depressors | inserted over the tongue to facilitate insertion of an oral airway and prevent downfolding of the tongue
BMS Dental S.r.l | ايطاليا | Italy | ME0000007940SFDAA00031 | Bowie & Dick Test | Bowie & Dick Test | Disposable Bowie & Dick type autoclave test pack
SO.SE.PHARM S.R.L. | ايطاليا | Italy | ME0000006966SFDAA00001 | Eva qu | evacuant suppositories | suppositories to evacuant the bowel prior to surgery for diagnostic procedures | جهاز طبي، يفيد في استرجاع حركة الأمعاء الطبيعية،
ASA Dental S.p.a | ايطاليا | Italy | ME0000006741SFDAA00131 | Endodontic Instruments | Endodontic Instruments | Endodontic Instruments
Asa Dental S.p.A. | ايطاليا | Italy | ME0000009058SFDAA00085 | Insert | Insert | Insert frame for Instrument trays
ASA Dental S.p.a | ايطاليا | Italy | ME0000006741SFDAA00133 | Examination Kit | Examination Kit | Examination Kit
ASA Dental S.p.a | ايطاليا | Italy | ME0000006741SFDAA00134 | Expander | Expander | Expander
Asa Dental S.p.A. | ايطاليا | Italy | ME0000009058SFDAA00097 | Replacement tips | Replacement tips | Dental Instrument
Asa Dental S.p.A. | ايطاليا | Italy | ME0000009058SFDAA00100 | Scalers | Scalers | Periodontal scalers
ASA Dental S.p.a | ايطاليا | Italy | ME0000006741SFDAA00142 | Place Instruments | Place Instruments | Place Instruments
BMS Dental S.r.l | ايطاليا | Italy | ME0000007940SFDAA00030 | Sterilization test | Sterilization test | Steam sterilization integrator
FAZZINI SRL | ايطاليا | Italy | ME0000009060SFDAA00023 | PROFESSIONAL DELUXE STHETOSCOPE BLACK TUBE | STHETOSCOPE | Professional Deluxe Stethoscope Stainless Steel dual-head Chest Piece
GRUPPO FARMAIMPRESA S.R.L. | ايطاليا | Italy | ME0000003097SFDAA00010 | Myorest Plus | Massage cream | Massage cream | مساج كريم
BMS Dental S.r.l | ايطاليا | Italy | ME0000007940SFDAA00029 | catalyst gel | catalyst gel | condensation type silicone
FAZZINI SRL | ايطاليا | Italy | ME0000009060SFDAA00024 | LISTER BANDAGE SCISSORS CM 18 | BANDAGE SCISSORS | LISTER BANDAGE SCISSORS
FAZZINI SRL | ايطاليا | Italy | ME0000009060SFDAA00025 | McINTOSH LARYNGOSCOPE COMPLETE MATT TYPE W\3 S.S.BLADES SIZE 1,2,3 W/CARRYING CASE | LARYNGOSCOPE MC INTOSH SET | McIntosh Laryngoscope Set with 3 Stainless Steel Blades
Asa Dental S.p.A. | ايطاليا | Italy | ME0000009058SFDAA00109 | Trays | Trays | Dental instrument trays
FAZZINI SRL | ايطاليا | Italy | ME0000009060SFDAA00026 | MILLER S.S. BLADE SIZE 0 | MILLER LARYNGOSCOPE | Stainless Steel Blade for Miller Laryngoscope Size 0
Spencer Italia s.r.l. | ايطاليا | Italy | ME0000001664SFDAA00020 | STX 592 - 2 PC YELLOW BELT METAL BUCKLE | STX 592 - 2 PC YELLOW BELT METAL BUCKLE | Model ST00592A Two pieces restraint belts
Spencer Italia s.r.l. | ايطاليا | Italy | ME0000001664SFDAA00035 | ROCK-STRAPS - IMMOBILIZATION BELTS ADULT BACKBOARD | RSP - ROCK-STRAPS - IMMOBILIZATION BELTS ADULT BACKBOARD | Model ST02035A Rock Straps Spider straps system for spine board
Spencer Italia s.r.l. | ايطاليا | Italy | ME0000001664SFDAA00031 | BABY GO PAEDIATRIC SPINE BOARD W/OUT HEADIMMOBIL | BABY GO PAEDIATRIC SPINE BOARD W/OUT HEADIMMOBIL | Model ST02141B Baby Go Pediatric Spine board
Spencer Italia s.r.l. | ايطاليا | Italy | ME0000001664SFDAA00039 | TANGO ADULT AND PAEDIATRIC SPINE BOARD | TANGO ADULT AND PAEDIATRIC SPINE BOARD | Model ST02140C Tango integrated pediatric and adult spine boards
CRAB SINERGY S.r.l. | ايطاليا | Italy | ME0000000938SFDAA00001 | Vaginal Hyal Gel | Vaginal Hyal Gel | Moisturizing vaginal gel | جل للترطيب المهبلي
AT OS | ايطاليا | Italy | ME0000001380SFDAA00001 | Endoscope Cabinet | Endoscope Cabinet | Endoscope Cabinet
FAZZINI S.r.l. | ايطاليا | Italy | ME0000001390SFDAA00002 | Wheel Chair Foldable | Wheel Chair Foldable | Wheel Chair Foldable
FAZZINI S.r.l. | ايطاليا | Italy | ME0000001390SFDAA00002 | Wheel Chair Foldable | Wheel Chair Foldable | Wheel Chair Foldable
Spencer Italia s.r.l. | ايطاليا | Italy | ME0000001664SFDAA00025 | SPENCER 425 SILVER FOLDING CHAIR 4 WHEELS ORANGE | SPENCER 425 SILVER FOLDING CHAIR 4 WHEELS ORANGE | Model ST10425B Spencer 425 Transport chair with four wheels
Spencer Italia s.r.l. | ايطاليا | Italy | ME0000001664SFDAA00029 | EASY-FOLD EMERGENY STRETCHER SPENCER 250 | EASY-FOLD EMERGENY STRETCHER SPENCER 250 | Model ST30250A SPENCER 250 Lengthwise compact foldable stretcher
Spencer Italia s.r.l. | ايطاليا | Italy | ME0000001664SFDAA00034 | RSP - IMMOBILIZATION BELTS PEDIATRIC BACKBOARD | RSP - IMMOBILIZATION BELTS PEDIATRIC BACKBOARD | Model ST02018A RSP Pediatric spider straps system for spine board
Spencer Italia s.r.l. | ايطاليا | Italy | ME0000001664SFDAA00038 | B-BAK PIN MAX YELLOW SPINE BOARD | B-BAK PIN MAX YELLOW SPINE BOARD | Model ST02067B B-BAK PIN MAX Spinal board with pins
Spencer Italia s.r.l. | ايطاليا | Italy | ME0000001664SFDAA00033 | ROCK PIN - SPINE BOARD COMPLETE OF PINS, MILITARY | ROCK PIN - SPINE BOARD COMPLETE OF PINS, MILITARY | Model ST02014B Rock Pin Spinal board
Spencer Italia s.r.l. | ايطاليا | Italy | ME0000001664SFDAA00037 | B-BAK PIN YELLOW SPINE BOARD COMPLETE OF PINS | B-BAK PIN YELLOW SPINE BOARD COMPLETE OF PINS | Model ST02061B B-BAK PIN Spinal board with pins
Spencer Italia s.r.l. | ايطاليا | Italy | ME0000001664SFDAA00041 | BLUE SPLINT KIT - RIGID SPLINTS WITH FLEXIBLE INTERNAL | BLUE SPLINT KIT - RIGID SPLINTS WITH FLEXIBLE INTERNAL | Model JM80002A Blue Splint Kit
Spencer Italia s.r.l. | ايطاليا | Italy | ME0000001664SFDAA00040 | SPECTAR FOAM - KIT 4 SIZES (XS-S-M-L) W/BAG | SPECTAR FOAM - KIT 4 SIZES (XS-S-M-L) W/BAG | Model JM30030A SPECTAR Kit 4 extrication cervical collars
Spencer Italia s.r.l. | ايطاليا | Italy | ME0000001664SFDAA00036 | T-STRAPS-IMMOBILISATION BELTS ADULT BACKBOARD | T-STRAPS-IMMOBILISATION BELTS ADULT BACKBOARD | Model ST02039A T - STRAPS Spider straps system for spine board
Spencer Italia s.r.l. | ايطاليا | Italy | ME0000001664SFDAA00032 | PEDI LOC - PAEDIATRIC IMMOB. AND TRANSP. SYSTEM | PEDI LOC - PAEDIATRIC IMMOB. AND TRANSP. SYSTEM | Model ST02600C Pedi Loc Pediatric immobilization system
UNIVET s.p.a | ايطاليا | Italy | ME0000016065SFDAA00010 | EOS WIRELESS | EOS WIRELESS | The LED system Light Emitting Diode Univet EOS WIRELESS is a portable lighting device that can be worn by the operator to illuminate the visual field during the execution of work
EXAR srl | ايطاليا | Italy | ME0000014075SFDAA00001 | OXY5MODES | Oxygen concentrator | OXY5MODES used to take care of the beauty in five different ways with the functions Vacuum, Light, Oxygen Spray, Oxygen Infusion and Oxyaroma. Oxygen Spray gently spraying on the skin oxygen together with studied cosmetics products that are which will become the skin nourishing and soothing effect on the skin. Oxygent Infusion function can be used with cosmetics products to improve all visible signs of ageing and work effectively on other beauty flaws. The Vaccum function offering a deep massage on the skin surface to support the blood circulation and stimulates the skin. The PBT light function offering a soothing and relaxing effect on the skin and skin becomes firmed.
EF MEDICA SRL | ايطاليا | Italy | ME0000019313SFDAA00003 | Disposable ECG electrodes | Disposable ECG electrodes | Electrodes (small, plastic patches that stick to the skin) are placed at certain spots on the chest, arms, and legs.
SO.SE.PHARM S.R.L. | ايطاليا | Italy | ME0000006966SFDAA00002 | Eva qu | evacuant suppositories | suppositories to evacuant the bowel prior to surgery for diagnostic procedures | جهاز طبي، يفيد في استرجاع حركة الأمعاء الطبيعية،
Ghimas S.P.A | ايطاليا | Italy | ME0000002406SFDAA00001 | PLASTOR | PLASTOR | Plastor Material is always ready for use without requiring any other preparation.
fazzini | ايطاليا | Italy | ME0000000939SFDAA00004 | Walker | Walking Frame | The walking frame is designed to be used inside buildings by patients with an impairment to legs.The devices are intended to provide a support to the body. This aid allow patient mobility making it easy to walk. They must be used with two arms in order to guarantee safe operation.
DELCON S.r.l. | ايطاليا | Italy | ME0000015411SFDAA00017 | Giotto MONZA | Automatic blood components extractor | Automatic blood components extractor.designed to prepare and to process blood components after centrifugation of blood bags.
Fumagalli Care & Reha Srl | ايطاليا | Italy | ME0000016758SFDAA00002 | SHIFO 841312 | SHIFO 841312 | Standing Frame | وقافة مرضى لدوي الاحتياجات الخاصة
Spencer Italia S.r.l. | ايطاليا | Italy | ME0000001264SFDAA00016 | TRACK 4-30 TELESCOPIC IV POLE FOR STRETCHER | TRACK 4-30 TELESCOPIC IV POLE FOR STRETCHERS | TELESCOPIC IV POLE FOR STRETCHERS
Spencer Italia S.r.l. | ايطاليا | Italy | ME0000001264SFDAA00014 | S-MAX 10G FASTENER FOR STRETCHER | S-MAX 10G FASTENER FOR STRETCHER | FASTENER FOR STRETCHERS
EUROSETS S.R.L. | ايطاليا | Italy | ME0000004161SFDAA00133 | HOLDER OXY ADULT LIGHT | Holder for medical device | Holder for medical device
Spencer Italia S.r.l. | ايطاليا | Italy | ME0000001264SFDAA00013 | CROSSOVER T CHROME FRAME BLACK BOARD WITH | CROSSOVER T CHROME FRAME BLACK BOARD | AMBULANCE STRETCHER
Spencer Italia S.r.l. | ايطاليا | Italy | ME0000001264SFDAA00015 | SPENCER 425 YELLOW FOLDING CHAIR 4 WHEELS BLACK CO | SPENCER 425 YELLOW FOLDING CHAIR 4 WHEELS BLACK | TRANSPORT CHAIR WITH 4 WHEELS
EUROSETS S.R.L. | ايطاليا | Italy | ME0000004161SFDAA00134 | HOLDER LIGHT X SVR2000 | Holder for medical device | Holder for medical device
CHINESPORT SPA | ايطاليا | Italy | ME0000002263SFDAA00047 | PARALLEL BARS PLUS 3m | PARALLEL BARS PLUS 3m | Parallels bars for walking rehabilitation
CHINESPORT SPA | ايطاليا | Italy | ME0000002263SFDAA00049 | LONG PLUS STAIRCASE | LONG PLUS STAIRCASE | Staircases for walking rehabilitation
CHINESPORT SPA | ايطاليا | Italy | ME0000002263SFDAA00052 | POLIERCOLINA | POLIERCOLINA | Equipment for counter-resistance strengthening exercises for upper and lower limbs
CHINESPORT SPA | ايطاليا | Italy | ME0000002263SFDAA00055 | ELECTRICITY | ELECTRICITY | Devices for upper limbs functional rehabilitation
CHINESPORT SPA | ايطاليا | Italy | ME0000002263SFDAA00057 | CUPS | CUPS | Devices for upper limbs functional rehabilitation
CHINESPORT SPA | ايطاليا | Italy | ME0000002263SFDAA00059 | UNIX | UNIX | Examination and treatments tables two section
CHINESPORT SPA | ايطاليا | Italy | ME0000002263SFDAA00061 | TILT TABLE 2ET | TILT TABLE 2ET | Tilt table for static therapy
CHINESPORT SPA | ايطاليا | Italy | ME0000002263SFDAA00051 | PLUS STAIRCASE WITH RAMP | PLUS STAIRCASE WITH RAMP | Staircases for walking rehabilitation
EUROSETS S.R.L. | ايطاليا | Italy | ME0000004161SFDAA00137 | HOLDERS FOR AMG PMP OXY MODULE | Holder for medical device | Holder for medical device
EUROSETS S.R.L. | ايطاليا | Italy | ME0000004161SFDAA00136 | HOLDERS FOR HEAT EXCHANGER M1 | Holder for medical device | Holder for medical device
EUROSETS S.R.L. | ايطاليا | Italy | ME0000004161SFDAA00138 | TOP FIXING HOLDER x OXY MODULE | Holder for medical device | Holder for medical device
EUROSETS S.R.L. | ايطاليا | Italy | ME0000004161SFDAA00135 | HOLDERS ADJUSTABLE X SVR2000 | Holder for medical device | Holder for medical device
CHINESPORT SPA | ايطاليا | Italy | ME0000002263SFDAA00054 | LATCHES | LATCHES | Devices for upper limbs functional rehabilitation
CHINESPORT SPA | ايطاليا | Italy | ME0000002263SFDAA00058 | TRACKS - SMALL BOARD | TRACKS - SMALL BOARD | Devices for upper limbs functional rehabilitation
CHINESPORT SPA | ايطاليا | Italy | ME0000002263SFDAA00062 | BETATRAC E | BETATRAC E | table specifically designed for tractions four section
CHINESPORT SPA | ايطاليا | Italy | ME0000002263SFDAA00060 | SINTHESI | SINTHESI | Examination and treatments tables three section
CHINESPORT SPA | ايطاليا | Italy | ME0000002263SFDAA00056 | MANIGLIE | MANIGLIE | Devices for upper limbs functional rehabilitation
CHINESPORT SPA | ايطاليا | Italy | ME0000002263SFDAA00048 | PLATFORM WITH 3 STAIRCASES | PLATFORM WITH 3 STAIRCASES | Staircases for walking rehabilitation
POLINELLI S.R.L. | ايطاليا | Italy | ME0000002899SFDAA00050 | POLINELLI milano | Reading Glass | Reading Glass
E.C.S. S.R.L. | ايطاليا | Italy | ME0000003135SFDAA00002 | STERIDIAMOND FLAT ROLL | STERIDIAMOND FLAT ROLL | The color change points out that the packaging has undergone the sterilization process.
ZHERMACK SPA | ايطاليا | Italy | ME0000005672SFDAA00018 | Hydrorise | Addition Silicone impression material | Addition Silicone impression material
POLINELLI S.R.L. | ايطاليا | Italy | ME0000003299SFDAA00003 | MAGNIVISION | Reading Glass | Reading Glass
CORICAMA s.r.l. | ايطاليا | Italy | ME0000015284SFDAA00029 | MALLET | SURGICAL INSTRUMENTS | SURGICAL INSTRUMENTS
DEAS S.r.l | ايطاليا | Italy | ME0000008137SFDAA00018 | Deaflux | NA | LARYNGO TRACHEAL ATOMISER 21 CM Extention with 3ML SYRINGE
CHINESPORT SPA | ايطاليا | Italy | ME0000002263SFDAA00050 | SHORT PLUS STAIRCASE | SHORT PLUS STAIRCASE | Staircases for walking rehabilitation
ZHERMACK SPA | ايطاليا | Italy | ME0000005672SFDAA00019 | Tropicalgin Normal | Alginate Impression Material | Alginate impression material
Gruppo Farmaimpresa srl | ايطاليا | Italy | ME0000001492SFDAA00014 | ReVagin | Vaginal Ovules | Vaginal Ovules
EUROSETS S.R.L. | ايطاليا | Italy | ME0000004161SFDAA00141 | Holder per emoconcentratore | Holder per emoconcentratore | Holder per emoconcentratore
POLINELLI S.R.L. | ايطاليا | Italy | ME0000003292SFDAA00001 | SIGHT STATION | Reading Glass | Reading Glass
DEAS S.r.l | ايطاليا | Italy | ME0000008137SFDAA00020 | Deaflux | NA | Nasal Atomizer
EUROSETS S.R.L. | ايطاليا | Italy | ME0000004161SFDAA00140 | Holder ADJ for ADMICARD 3200 | Holder ADJ for ADMICARD 3200 | Holder ADJ for ADMICARD 3200
GLORIA MED S.P.A | ايطاليا | Italy | ME0000006518SFDAA00008 | Gloriamed Thrombosis 18 | Anti Embolism Stocking | Anti Embolism Stocking made of fabric | جورب مضاد للانسداد مصنوع من القماش
DELCON S.r.L. | ايطاليا | Italy | ME0000003559SFDAA00013 | HEMOTEK 2™ | HEMOTEK 2, Electronics blood bags mixer | Electronic Blood Bags Mixer
LEONE S.P.A. | ايطاليا | Italy | ME0000009192SFDAA00009 | Extraoral devices | Extraoral devices | noninvasive medical devices used in orthodontic/orthopedic therapies
LEONE S.P.A. | ايطاليا | Italy | ME0000009192SFDAA00008 | EXTRAORAL PRODUCTS | EXTRAORAL PRODUCTS | single-use device for removable orthodontic intra/extraoral appliances intended to be used for the prevention, interception, and treatment in patients with dental/skeletal malocclusions.
CORICAMA s.r.l. | ايطاليا | Italy | ME0000015284SFDAA00030 | DAPPEN DISH | Accessories Instruments | MIXING CUP
LEONE S.P.A. | ايطاليا | Italy | ME0000009192SFDAA00007 | lip bumper | lip bumper | A lip bumper is placed in front of the anterior teeth in order to remove the pressure of the lips and cheeks from the front and back teeth. The lip bumper can be used to reduce lower anterior crowding, increase an arch circumference and move the permanent lower molars distally in order to maintain anchorage.
UNIVET s.p.a | ايطاليا | Italy | ME0000016065SFDAA00011 | EOS NEXT | EOS NEXT | The LED system Light Emitting Diode Univet EOS NEXT is a portable lighting device that can be worn by the operator to illuminate the visual field during the execution of work
OPT SurgiSystems S.r.l. | ايطاليا | Italy | ME0000016903SFDAA00011 | OPT Gynaecological Accessory | Stirrup | Pair of stirrup
M.&G. INT'L SRL | ايطاليا | Italy | ME0000004060SFDAA00002 | AIRTIGHT Container for the Transport of Drugs and Vaccines | AIRTIGHT Container for the Transport of Drugs and Vaccines | secondary containers for drugs transport
M.&G. INT'L SRL | ايطاليا | Italy | ME0000003857SFDAA00002 | Isothermal BAG for the transport of vaccines | Isothermal containers for the transport of vaccines | Isotherm containers Used for the controlled temperature transport of vaccines , They are made of highly isothermal materials and are able to maintain the temperature
FRASTEMA SRL | ايطاليا | Italy | ME0000004829SFDAA00050 | Exclusive 65 | Exclusive | It is an ophthalmic unit.
FRASTEMA SRL | ايطاليا | Italy | ME0000004829SFDAA00045 | Trial Lenses | Tray Lenses | It is a set of trial lenses.
FRASTEMA SRL | ايطاليا | Italy | ME0000004829SFDAA00049 | Polyvisus Logic 65LG | Polyvisus Logic | it is a Polyvisus Logic.
FRASTEMA SRL | ايطاليا | Italy | ME0000004829SFDAA00047 | Excellence | Excellence 65AG | It is a workstation.
FRASTEMA SRL | ايطاليا | Italy | ME0000004829SFDAA00042 | Counterbalanced Arm | Counterbalanced Arm | It is a Counterbalanced Arm.
FRASTEMA SRL | ايطاليا | Italy | ME0000004829SFDAA00048 | Electric Instruments Table | Electric Instruments Table | It is an Electric Instruments Table.
FRASTEMA SRL | ايطاليا | Italy | ME0000004829SFDAA00024 | Surgical Bed | Surgical bed | It is a surgical Bed
Steelco SPA | ايطاليا | Italy | ME0000004129SFDAA00002 | ULTRASONIC CLEANING SYSTEM | CLEANING SYSTEM | Machine for low level disinfection of surgical instruments
FRASTEMA SRL | ايطاليا | Italy | ME0000004829SFDAA00046 | Surgical Chair | Surgical Chair | It is a Surgical Chair.
MALVESTIO S.p.A. | ايطاليا | Italy | ME0000002402SFDAA00004 | SICURA 2.0 | TREATMENT AND THERAPY ARMCHAIRS | BLOOD DONOR ARMCHAIRS SICURA 2.0 MODEL 364851
PROGETTI S.R.L. | ايطاليا | Italy | ME0000002224SFDAA00025 | Electrical Surgical Table | Operation Table | Electrical Surgical Table
New.Fa.Dem. Srl | ايطاليا | Italy | ME0000004230SFDAA00009 | Rinonag ISO 50ml nasal spray | Rinonag ISO 50ml nasal spray | The device RINONAG ISO Nasal spray contains Isotonic Saline solution 0.9% and Hyaluronic Acid belongs to the category of Device non-surgical invasive via nasal orifices) with Transient use (less than 60 minutes) Isotonic Saline solution 0.9% has a key role in nasal congestion of the upper respiratory channels and cold; it fluidifies the mucus and facilitates its elimination, improving breathing. Hyaluronic Acid moisturizes the mucous membrane, decreasing dryness thanks to a long- lasting soothing action. This effect is local and has no metabolic, pharmacological or immunological action
New.Fa.Dem. Srl | ايطاليا | Italy | ME0000004230SFDAA00010 | Otonag 20ml EAR Drops | Otonag 20ml EAR Drops | the device OTONAG ear drops contains Aloe vera and Propylene Glycol belongs to the category of Device non-surgical invasive via ear orifice with Transient use (Less than 60 minutes) . Aloe vera has a protective and soothing action. Propylene glycol has a wax melting and soothing effect on the external auditory channel. This effect is local and has no metabolic, pharmacological or immunological action
New.Fa.Dem. Srl | ايطاليا | Italy | ME0000004230SFDAA00007 | Easylax Enema | Easylax Enema | The device Easylax Enema with monobasic sodium phosphate dihydrate and disodium phosphate dodecahydrate belongs to the category of medical device non-surgical invasive through anal orifice with Transient use (less than 60 minutes) . It is indicated for treatment of constipation for rectal use acts with an osmotic effect by drawing water from the adjacent tissues and increasing the intestinal volume, without being absorbed by the intestinal mucosa. This increase in volume lubricates and moves the faecal mass, stimulating its evacuation. This effect is local and has no metabolic, pharmacological or immunological action
New.Fa.Dem. Srl | ايطاليا | Italy | ME0000004230SFDAA00012 | Veruderm colloidal solution 10g | Veruderm colloidal solution 10g | The device VERUDERM colloidal solution with salicylic acid and lactic acid belongs to class I as a non-invasive device and intended for topical use with keratolytic action.Thanks to salicylic acid and lactic acid, VERUDERM has rapid keratolytic effect thinner the corneous layer. In addition, the presence of lactic acid enhances the keratolytic effect.
Artsana S.p.A | ايطاليا | Italy | ME0000020602SFDAA00001 | Chicco PhysioClean | ASPIRATORE NASALE PRATICO E DELICATO NASAL ASPIRATOR SOFT AND EASY | شفاط الأنف PhysioClean ناعم | شفاط الأنف ناعم
NEW LIFE RADIOLOGY SRL | ايطاليا | Italy | ME0000009036SFDAA00002 | DIGISKAN Phosphor Plate Scanner | DIGISKAN Phosphor Plate Scanner | PHOSPHOR PLATE SCANNER.A POWER SUPPLY TO IMAGING PLATE SCANNER.
MEDESY SRL | ايطاليا | Italy | ME0000000999SFDAA00001 | MEDESY PERIODONTAL | MEDESY PERIODONTAL | Each MEDESY S.R.I instrument has been manufactured with great care and professionalism and should be utilized by qualified dental specialized personnel only.
MEDESY SRL | ايطاليا | Italy | ME0000000998SFDAA00003 | MEDESY AMALGAM INSTRUMENTS | MEDESY AMALGAM INSTRUMENTS | Each MEDESY instrument has been manufactured with great care and professionalism and should be utilized by qualified dental specialized personnel only.
Major Prodotti Dentari SpA | ايطاليا | Italy | ME0000000796SFDAA00001 | MAJOR Alginate Impression Materials | MAJOR Alginate Impression Materials | Alginate for Dental Impressions
Major Prodotti Dentari SpA | ايطاليا | Italy | ME0000000794SFDAA00001 | ORMA Impression Materials | ORMA Impression Materials | ORMA Elastomeric Impression Materials use for FAST SETTING & REGULAR SETTING
LEONE S.P.A. | ايطاليا | Italy | ME0000009192SFDAA00002 | EXTRAORAL FACEBOW | EXTRAORAL FACEBOW | The devices included within the "Leone Extraoral System" are single-use devices for removable orthodontic intra/extraoral appliances intended to be used to prevent, intercept, and treat patients with dental/skeletal malocclusions.
LEONE S.P.A. | ايطاليا | Italy | ME0000009192SFDAA00003 | EXPANSION SWIVEL KEY | EXPANSION SWIVEL KEY | EXPANSION SWIVEL KEY is intended for orthodontic and odontological use only and must be used by skilled and legally qualified personnel.
MEDESY SRL | ايطاليا | Italy | ME0000001170SFDAA00002 | MEDESY NEEDLE HANDLE HOLDER | MEDESY NEEDLE HANDLE HOLDER | Each MEDESY S.R.I instrument has been manufactured with great care and professionalism and should be utilized by qualified dental specialized personnel only.
MEDESY SRL | ايطاليا | Italy | ME0000001169SFDAA00002 | MEDESY SURGICAL INSTRUMENTS | MEDESY SURGICAL INSTRUMENTS | Each MEDESY S.R.I instrument has been manufactured with great care and professionalism and should be utilized by qualified dental specialized personnel only.
Ormesa S.R.L | ايطاليا | Italy | ME0000000762SFDAA00001 | OBI pushchair | OBI BUGGY | Pushchair for transporting disable children | كرسي لتنقل الاطفال المعاقين
MEDESY SRL | ايطاليا | Italy | ME0000001284SFDAA00005 | MEDESY CHISELES OSTEOTOMS | MEDESY CHISELES OSTEOTOMS | Medesy Dental OSTEOTOMS is used as a dilatator providing circumferential expansion of the implant BED in a thin alveolar ridge.
MEDESY SRL | ايطاليا | Italy | ME0000001313SFDAA00002 | MEDESY INSTRUMENTS TRAY | MEDESY INSTRUMENTS TRAY | Medesy Instruments Tray tools are used by the dentist for laboratory activities.
MEDESY SRL | ايطاليا | Italy | ME0000001314SFDAA00003 | MEDESY CROWN REMOVER | MEDESY CROWN REMOVER | Each MEDESY S.R.I instrument has been manufactured with great care and professionalism and should be utilized by qualified dental specialized personnel only.
MEDESY SRL | ايطاليا | Italy | ME0000001355SFDAA00004 | MEDESY SURGICAL ELEVATOR | MEDESY SURGICAL ELEVATOR | Each MEDESY S.R.I instrument has been manufactured with great care and professionalism and should be utilized by qualified dental specialized personnel only.
BIOLOREN SRL | ايطاليا | Italy | ME0000007008SFDAA00001 | VOCA-DENT TRANSLUCENT FIBER POSTS CONINAL | VOCA-DENT TRANSLUCENT FIBER POSTS CONINAL | Bioloren posts contain the highest fiber density (>73%) offering high reliability also on thinner sizes. The micro-roughness increases the contact surface by around 40%.
BIOLOREN SRL | ايطاليا | Italy | ME0000007280SFDAA00001 | VOCA-DENT CONICAL DRILL | CONICAL DRILL | The drills are made of inox steel.
MEDESY SRL | ايطاليا | Italy | ME0000000861SFDAA00060 | MEDESY FORCEPS | DENTAL AND SURGICAL INSTRUMENTS | MEDESY S.R.I instrument has been manufactured with great care and professionalism and should be utilized by qualified dental specialized personnel only.
LEONE S.P.A | ايطاليا | Italy | ME0000001812SFDAA00005 | EXPANSION SCREW | EXPANSION SCREW | The above products are intended for orthodontic and orthodontological use only and must be used by skilled and legally qualified personnel.
Orthofix Srl | ايطاليا | Italy | ME0000004612SFDAA00009 | ISKD INSTRUMENT BOX EMPTY | ISKD INSTRUMENT BOX EMPTY
Orthofix Srl | ايطاليا | Italy | ME0000004612SFDAA00037 | TRUELOK TENSIONER RETROFIT KIT EMPTY | TrueLok System | TRUELOK Brackets
Orthofix Srl | ايطاليا | Italy | ME0000004612SFDAA00038 | TRUELOK BOLT CADDY FIXATION ELEMENT TRAY | TrueLok System | empy vessel
AT-OS S.r.l. | ايطاليا | Italy | ME0000000237SFDAA00004 | ENDO - 1 | Ventilated cabinet for endoscopes
ASA DENTAL SPA | ايطاليا | Italy | ME0000000489SFDAA00129 | PLIER REMOVING BROKEN BROACH | BROACH PLIERS
ASA DENTAL SPA | ايطاليا | Italy | ME0000000489SFDAA00130 | CHISELS | CHISELS
ASA DENTAL SPA | ايطاليا | Italy | ME0000000489SFDAA00131 | COMBINATION EXPLOR-PROBES | COMBINATION EXPLOR-PROBES
ASA DENTAL SPA | ايطاليا | Italy | ME0000000489SFDAA00132 | COMPACTORS | COMPACTORS
ASA DENTAL SPA | ايطاليا | Italy | ME0000000489SFDAA00133 | CROWN SPREADERS FIG.0 | CROWN SPREADERS
ASA DENTAL SPA | ايطاليا | Italy | ME0000000489SFDAA00134 | DISPOSABLE DAPPEN 1000 PCS | DISPOSABLE DAPPEN
ASA DENTAL SPA | ايطاليا | Italy | ME0000000489SFDAA00135 | EXCAVATORS DOUBLE ENDED F.17W | EXCAVATORS DOUBLE ENDED
ASA DENTAL SPA | ايطاليا | Italy | ME0000000489SFDAA00136 | FILLING INSTRUMENTS FIG.1 | ALLUMINIUM FILLING INSTRUMENTS
ASA DENTAL SPA | ايطاليا | Italy | ME0000000489SFDAA00137 | ENDOD.INSTRUMENTS SPREADER | ENDO INSTRUMENTS
ASA DENTAL SPA | ايطاليا | Italy | ME0000000489SFDAA00138 | FACE BOW COMPLETE SET | FACE BOW
ASA DENTAL SPA | ايطاليا | Italy | ME0000000489SFDAA00139 | HIRSCHFELD FIG. 3/7 FILE | FILES
ASA DENTAL SPA | ايطاليا | Italy | ME0000000489SFDAA00140 | FORK BLOCK | FORK
ASA DENTAL SPA | ايطاليا | Italy | ME0000000489SFDAA00141 | PLIERS FOR MEMBRANES | PLIERS FOR MEMBRANES
ASA DENTAL SPA | ايطاليا | Italy | ME0000000489SFDAA00142 | LEONARDO PLEONARDO PERIOD.MILL. PROBESERIOD.MILL. PROBES | LEONARDO PERIOD.MILL. PROBES
ASA DENTAL SPA | ايطاليا | Italy | ME0000000489SFDAA00143 | PERIOT. STRAIGHT 1 LEONARDO | LEONARDO PERIOTOME
ASA DENTAL SPA | ايطاليا | Italy | ME0000000489SFDAA00144 | ROOT CANAL PLUGGER 1 LEONARDO | LEONARDO PLUGGER
ASA DENTAL SPA | ايطاليا | Italy | ME0000000489SFDAA00145 | MEASURING PLATE | MEASURING PLATE
ASA DENTAL SPA | ايطاليا | Italy | ME0000000489SFDAA00146 | MIXING BOWLS FOR PLASTER | MIXING BOWLS FOR PLASTER
ASA DENTAL SPA | ايطاليا | Italy | ME0000000489SFDAA00147 | CHILDREN MOUTH GAGS, MOLT | MOLT MOUTH GAG
ASA DENTAL SPA | ايطاليا | Italy | ME0000000489SFDAA00148 | PERIODONTIA INSTRUMENTS | PERIODONTIA INSTRUMENTS
ASA DENTAL SPA | ايطاليا | Italy | ME0000000489SFDAA00149 | PLACEMENT INSTRUMENTS | PLACEMENT INSTRUMENTS
ASA DENTAL SPA | ايطاليا | Italy | ME0000000489SFDAA00150 | COMBINATION EXPLORER-PROB L.S. | COMBINATION EXPLORER-PROB
ASA DENTAL SPA | ايطاليا | Italy | ME0000000489SFDAA00151 | RUBBER DAM CLAMPS TRAYS | RUBBER DAM TRAYS
ASA DENTAL SPA | ايطاليا | Italy | ME0000000489SFDAA00152 | STERILIZING FORCEPS | STERILIZING FORCEPS
ASA DENTAL SPA | ايطاليا | Italy | ME0000000489SFDAA00153 | TELESCOPE CROWN PLIERS BOEHM | TELESCOPE CROWN PLIERS BOEHM
ASA DENTAL SPA | ايطاليا | Italy | ME0000000489SFDAA00154 | LIGATURE DIRECTOR | WIRE LIGATURE INSTRUMENTS
PIRRONE SRL | ايطاليا | Italy | ME0000005215SFDAA00001 | ECOULTRAGEL | Ultrasound Transmission Gel
FAZZINI S.r.l. | ايطاليا | Italy | ME0000001390SFDAA00003 | ALLUMINIUM CONTAINER VALVE TYPE SMALL | Instrument Box
FAZZINI S.r.l. | ايطاليا | Italy | ME0000001390SFDAA00004 | STETHOPHONENDOSCOPE DUAL HEAD | Stethoscope
FAZZINI S.r.l. | ايطاليا | Italy | ME0000001390SFDAA00005 | Thumb and Tissue forcep | Forceps
FAZZINI S.r.l. | ايطاليا | Italy | ME0000001390SFDAA00006 | Operatine Scissors | SCISSOR
FAZZINI S.r.l. | ايطاليا | Italy | ME0000001390SFDAA00007 | Vaginal Specula | Speculum
FAZZINI S.r.l. | ايطاليا | Italy | ME0000001390SFDAA00008 | Dissecting Scissor | SCISSOR
FAZZINI S.r.l. | ايطاليا | Italy | ME0000001390SFDAA00009 | Needle Holder | Forceps
FAZZINI S.r.l. | ايطاليا | Italy | ME0000001390SFDAA00010 | Wheel Chair Foldable | Wheel Chair
FAZZINI S.r.l. | ايطاليا | Italy | ME0000001390SFDAA00011 | I.V Stand | Drip Stand
CEFLA S.C. | ايطاليا | Italy | ME0000000521SFDAA00015 | myray | Endoral Camera
FAZZINI S.r.l. | ايطاليا | Italy | ME0000001390SFDAA00012 | BOWL's STAND | Stand
Svas Biosana S.p.A | ايطاليا | Italy | ME0000006206SFDAA00001 | Farmax | Diapers
Svas Biosana S.p.A | ايطاليا | Italy | ME0000006206SFDAA00002 | Farmax | Under Pad
Svas Biosana S.p.A | ايطاليا | Italy | ME0000006206SFDAA00003 | Farmax | Diaper Pants
GLORIA MED S.p.A. | ايطاليا | Italy | ME0000007895SFDAA00002 | Gloriamed Thrombosis 18 | Anti Embolism Stocking |  | مكافحة حركات التخزين
ECS SRL | ايطاليا | Italy | ME0000007191SFDAA00001 | Bio-Check 98.B5 | Biological Indicator
ECS SRL | ايطاليا | Italy | ME0000007191SFDAA00002 | EC.STEAM 98 S | Chemical Indictor
ECS SRL | ايطاليا | Italy | ME0000007191SFDAA00003 | PERROMER-E | Sterilization Control
ECS SRL | ايطاليا | Italy | ME0000007191SFDAA00004 | DISPOSABLE PLASTIC SEAL WITH INDICATOR | DISPOSABLE PLASTIC SEAL
CHINESPORT SPA | ايطاليا | Italy | ME0000001392SFDAA00003 | ALFATRAC | ALFATRAC
CHINESPORT SPA | ايطاليا | Italy | ME0000001392SFDAA00004 | BARRE PARALLELE 2,5M | PARALLEL BARS 2,5 M
CHINESPORT SPA | ايطاليا | Italy | ME0000001392SFDAA00005 | Tilt Table Marcus | Tilt Table
CHINESPORT SPA | ايطاليا | Italy | ME0000001392SFDAA00006 | PARALLELA PLUS 2M BIMBO | CHILDREN’S PARALLEL BARS PLUS 2 M
CHINESPORT SPA | ايطاليا | Italy | ME0000001392SFDAA00007 | VISIT LARGE | LETTINI VISIT LINE
CHINESPORT SPA | ايطاليا | Italy | ME0000001392SFDAA00008 | ERGO10 | ERGO10
CHINESPORT SPA | ايطاليا | Italy | ME0000001392SFDAA00009 | ERGO20 | ERGO20
G.P.Q s.r.l | ايطاليا | Italy | ME0000008337SFDAA00001 | PRX-T trade lady | Gel for non ablative chemical stimulation of the dermis for bio revitalization in women.
G.P.Q s.r.l | ايطاليا | Italy | ME0000008337SFDAA00002 | PRX -T33 | Gel for non ablative chemical stimulation of the dermis for bio revitalization in women.
CMED AESTHETICS SRL | ايطاليا | Italy | ME0000008338SFDAA00001 | BIOREPEELCL3 BODY | emulsion for aesthetic treatment
CMED AESTHETICS SRL | ايطاليا | Italy | ME0000008338SFDAA00002 | BIOREPEELCL3 BODY | emulsion for aesthetic treatment
ZHERMACK SPA | ايطاليا | Italy | ME0000005671SFDAA00038 | HYDRORISE LIGHT BODY NORMAL SET | Addition Silicone
ZHERMACK SPA | ايطاليا | Italy | ME0000005671SFDAA00039 | HYDRORISE HEAVY BODY NORMAL SET | Addition Silicone
ZHERMACK SPA | ايطاليا | Italy | ME0000005671SFDAA00040 | HYDRORISE HEAVY BODY FAST SET | Addition Silicone
ZHERMACK SPA | ايطاليا | Italy | ME0000005671SFDAA00041 | HYDRORISE REGULAR BODY FAST SET | Addition Silicone
ZHERMACK SPA | ايطاليا | Italy | ME0000005671SFDAA00042 | HYDRORISE REGULAR BODY NORMAL SET | Addition Silicone
ZHERMACK SPA | ايطاليا | Italy | ME0000005671SFDAA00043 | HYDRORISE PUTTY FAST SET | Addition Silicone
ZHERMACK SPA | ايطاليا | Italy | ME0000005671SFDAA00044 | HYDRORISE MONOPHASE FAST SET | Addition Silicone
ZHERMACK SPA | ايطاليا | Italy | ME0000005671SFDAA00045 | HYDRORISE MAXI HEAVY BODY FAST SET | Addition Silicone
ZHERMACK SPA | ايطاليا | Italy | ME0000005671SFDAA00046 | HYDRORISE MAXI MONOPHASE FAST SET | Addition Silicone
Fiab SpA | ايطاليا | Italy | ME0000001038SFDAA00011 | Bipolar universal connection cables for reusable grounding plates for electrosurgery | Bipolar universal connection cables for reusable grounding plates for electrosurgery
Fiab SpA | ايطاليا | Italy | ME0000001038SFDAA00012 | Bipolar universal connection cables for reusable grounding plates for electrosurgery | Bipolar universal connection cables for reusable grounding plates for electrosurgery
DELCON S.r.l. | ايطاليا | Italy | ME0000000274SFDAA00007 | Hemoweld MC | Hemoweld MC
Dial medicali s r l | ايطاليا | Italy | ME0000008984SFDAA00001 | E Fix | External Fixator
Dial medicali s r l | ايطاليا | Italy | ME0000008984SFDAA00002 | MiniFix | External Fixator
Dial medicali s r l | ايطاليا | Italy | ME0000008984SFDAA00003 | RRS | External Fixator
E.C.S. s.r.l. | ايطاليا | Italy | ME0000009012SFDAA00002 | STERIDIAMOND | STERILIZATION FLAT ROLLS
E.C.S. s.r.l. | ايطاليا | Italy | ME0000009012SFDAA00003 | STERIPLASMA | STERILIZATION FLAT ROLL
FAZZINI S.r.l. | ايطاليا | Italy | ME0000001390SFDAA00013 | FAZZINI SRL / FOLDABLE WHEEL CHAIR | FOLDABLE WHEEL CHAIR
FAZZINI SRL | ايطاليا | Italy | ME0000009060SFDAA00001 | FAZZINI | Bowl's stand
FAZZINI SRL | ايطاليا | Italy | ME0000009060SFDAA00002 | FAZZINI | Bowl's stand
Asa Dental S.p.A. | ايطاليا | Italy | ME0000009058SFDAA00001 | DERBY Mixing Bowls | Mixing Bowls
DELCON S.r.l. | ايطاليا | Italy | ME0000000274SFDAA00008 | DELCON / HEMOWELD | Tube Sealer
CHINESPORT S.p.A. | ايطاليا | Italy | ME0000009063SFDAA00001 | CHINESPORT | Standing Frame
Asa Dental S.p.A. | ايطاليا | Italy | ME0000009058SFDAA00002 | DERBY MATRIX | Matrix
Asa Dental S.p.A. | ايطاليا | Italy | ME0000009058SFDAA00003 | DERBY PERIOSTEAL | Periosteal
Asa Dental S.p.A. | ايطاليا | Italy | ME0000009058SFDAA00004 | DERBY SCALPEL HANDLES | SCALPEL HANDLES
Asa Dental S.p.A. | ايطاليا | Italy | ME0000009058SFDAA00005 | DERBY SUCTION TUBES | SUCTION TUBES
FAZZINI S.r.l. | ايطاليا | Italy | ME0000001390SFDAA00014 | FAZZINI SRL / FOLDABLE WHEEL CHAIR | FOLDABLE WHEEL CHAIR
Flowmeter S.p.A | ايطاليا | Italy | ME0000009064SFDAA00001 | Flow-meter / Wall Plate 25x5 for Jars | Wall Plate
Flowmeter S.p.A | ايطاليا | Italy | ME0000009064SFDAA00002 | Flow-meter / Ring for Flovac | Ring for Flovac
Flowmeter S.p.A | ايطاليا | Italy | ME0000009064SFDAA00003 | Flow-meter / Safety Jars Type Easysafe Plus | Safety Jars Type Easysafe Plus
Flowmeter S.p.A | ايطاليا | Italy | ME0000009064SFDAA00004 | Flow-meter / Ring for 21. Jars | Ring for 21. Jars
Asa Dental S.p.A. | ايطاليا | Italy | ME0000009058SFDAA00006 | DERBY AMALGAM CARRIERS | AMALGAM CARRIERS
Asa Dental S.p.A. | ايطاليا | Italy | ME0000009058SFDAA00007 | DERBY AMALGAM CARVERS | AMALGAM CARVERS
Asa Dental S.p.A. | ايطاليا | Italy | ME0000009058SFDAA00008 | DERBY CLAMPS | CLAMPS
Asa Dental S.p.A. | ايطاليا | Italy | ME0000009058SFDAA00009 | DERBY FACE MASK | FACE MASK
Asa Dental S.p.A. | ايطاليا | Italy | ME0000009058SFDAA00010 | DERBY DRESSING PLIERS | DRESSING PLIERS
Asa Dental S.p.A. | ايطاليا | Italy | ME0000009058SFDAA00011 | DERBY EXCAVATORS | EXCAVATORS
Asa Dental S.p.A. | ايطاليا | Italy | ME0000009058SFDAA00012 | DERBY EXPLORERS | EXPLORERS
Asa Dental S.p.A. | ايطاليا | Italy | ME0000009058SFDAA00013 | DERBY FILLING INSTRUMENTS | FILLING INSTRUMENTS
Asa Dental S.p.A. | ايطاليا | Italy | ME0000009058SFDAA00014 | DERBY EXTRACTING FORCEPS | EXTRACTING FORCEPS
Asa Dental S.p.A. | ايطاليا | Italy | ME0000009058SFDAA00015 | DERBY KIT | KIT
Asa Dental S.p.A. | ايطاليا | Italy | ME0000009058SFDAA00016 | DERBY MOUTH MIRRORS | MOUTH MIRRORS
Asa Dental S.p.A. | ايطاليا | Italy | ME0000009058SFDAA00017 | DERBY NEEDLE HOLDERS | NEEDLE HOLDERS
Asa Dental S.p.A. | ايطاليا | Italy | ME0000009058SFDAA00018 | DERBY PERIODONTAL | PERIODONTAL
Asa Dental S.p.A. | ايطاليا | Italy | ME0000009058SFDAA00019 | DERBY PLUGGERS | PLUGGERS
Asa Dental S.p.A. | ايطاليا | Italy | ME0000009058SFDAA00020 | DERBY PROBES | PROBES
Asa Dental S.p.A. | ايطاليا | Italy | ME0000009058SFDAA00021 | DERBY ROOT ELEVATORS | ROOT ELEVATORS
Asa Dental S.p.A. | ايطاليا | Italy | ME0000009058SFDAA00022 | DERBY RUBBER DAM INSTRUMENTS | RUBBER DAM INSTRUMENTS
Asa Dental S.p.A. | ايطاليا | Italy | ME0000009058SFDAA00023 | DERBY SCISSORS | SCISSORS
Asa Dental S.p.A. | ايطاليا | Italy | ME0000009058SFDAA00024 | DERBY SPATULAS | SPATULAS
Asa Dental S.p.A. | ايطاليا | Italy | ME0000009058SFDAA00025 | DERBY SYNDESMOTOMES | SYNDESMOTOMES
Asa Dental S.p.A. | ايطاليا | Italy | ME0000009058SFDAA00026 | DERBY SYRINGES | SYRINGES
Asa Dental S.p.A. | ايطاليا | Italy | ME0000009058SFDAA00027 | DERBY TISSUE PLIERS | TISSUE PLIERS
Asa Dental S.p.A. | ايطاليا | Italy | ME0000009058SFDAA00028 | DERBY TRAYS | TRAYS
DELCON S.r.l. | ايطاليا | Italy | ME0000000274SFDAA00009 | DELCON / HEMOWELD | Tube Sealer
FAZZINI S.r.l. | ايطاليا | Italy | ME0000001390SFDAA00015 | FAZZINI SRL / Foot Operated Suction Pump | Medical Suction Pump
Asa Dental S.p.A. | ايطاليا | Italy | ME0000009058SFDAA00029 | Derby Disposable Napkins DD891 | Disposable Napkins DD891
Asa Dental S.p.A. | ايطاليا | Italy | ME0000009058SFDAA00030 | DERBY Disposable Cotton Rolls | Disposable Cotton Rolls
Asa Dental S.p.A. | ايطاليا | Italy | ME0000009058SFDAA00031 | DERBY SPREADERS | SPREADERS
FAZZINI SRL | ايطاليا | Italy | ME0000009060SFDAA00004 | FAZZINI | LARYNGOSCOPE
Asa Dental S.p.A. | ايطاليا | Italy | ME0000009058SFDAA00032 | DERBY Disposable Impression Trays | Disposable Impression Trays
DELCON S.r.l. | ايطاليا | Italy | ME0000000274SFDAA00010 | DELCON / HemoMix 3 - Blood Mixer | Blood Collection Monitor
Ceracarta S.p.A. | ايطاليا | Italy | ME0000006338SFDAA00001 | TopTrace | DISPOSABLE ECG ELECTRODES
DenTag S.r.l | ايطاليا | Italy | ME0000009126SFDAA00001 | Cement spatulas | Cement spatulas
DenTag S.r.l | ايطاليا | Italy | ME0000009126SFDAA00002 | Heidemann spatulas | Heidemann spatulas
ASA DENTAL SPA | ايطاليا | Italy | ME0000000489SFDAA00155 | ASA Locking tray | ASA Locking tray
DenTag S.r.l | ايطاليا | Italy | ME0000009126SFDAA00003 | Extracting forceps | Extracting forceps
DenTag S.r.l | ايطاليا | Italy | ME0000009126SFDAA00004 | Root Elevators and Luxators | Root Elevators and Luxators
ATS DENTAL srl | ايطاليا | Italy | ME0000001385SFDAA00004 | Amalgamator TAC 400/M | AMALGAMATOR TAC 400/M
DELCON S.r.l. | ايطاليا | Italy | ME0000000274SFDAA00011 | HEMOTEK 2 | HEMOTEK 2
DELCON S.r.l. | ايطاليا | Italy | ME0000000274SFDAA00012 | HEMOWELD-B | HEMOWELD-B
DenTag S.r.l | ايطاليا | Italy | ME0000009126SFDAA00005 | Double ended explorers | Probes
DenTag S.r.l | ايطاليا | Italy | ME0000009126SFDAA00006 | Syringes | Syringes
DenTag S.r.l | ايطاليا | Italy | ME0000009126SFDAA00007 | Single ended explorers | Probes
DenTag S.r.l | ايطاليا | Italy | ME0000009126SFDAA00008 | Mouth mirrors | Mirrors
DenTag S.r.l | ايطاليا | Italy | ME0000009126SFDAA00009 | Handles for Mouth mirrors | Mirror handles
FL Medical srl Unipersonale | ايطاليا | Italy | ME0000009134SFDAA00003 | VACUMED SAFEGUARD HOLDER IN POLYPROPYLENE WITH INTEGRATED SAFETY SYSTEM | SAFEGUARD HOLDER IN POLYPROPYLENE WITH INTEGRATED SAFETY SYSTEM
Major Prodotti Dentari SpA | ايطاليا | Italy | ME0000009190SFDAA00001 | Ormadent PUTTY | Silicon Impression Material
Major Prodotti Dentari SpA | ايطاليا | Italy | ME0000009190SFDAA00002 | Ormaplus Bite | Silicone Bite registration Material
Major Prodotti Dentari SpA | ايطاليا | Italy | ME0000009190SFDAA00003 | Ormaactivator Gel | Silicone Catalyst
Major Prodotti Dentari SpA | ايطاليا | Italy | ME0000009190SFDAA00004 | ORMAPLUS putty | Silicone Impression Material
Major Prodotti Dentari SpA | ايطاليا | Italy | ME0000009190SFDAA00005 | ORMAPLUS LV | FAST SETTING low viscosity
Major Prodotti Dentari SpA | ايطاليا | Italy | ME0000009190SFDAA00006 | Untied Alginate | Alginate Impression Material
Major Prodotti Dentari SpA | ايطاليا | Italy | ME0000009190SFDAA00007 | ORMAMAX LIGHT | Silicone Impression Material
Major Prodotti Dentari SpA | ايطاليا | Italy | ME0000009190SFDAA00008 | ormaKIT LIGHT | Silicone Impression Material
LEONE S.P.A. | ايطاليا | Italy | ME0000009192SFDAA00001 | SAFETY MODULE MEDIUM PULL YELLOW | SAFETY MODULE MEDIUM PULL YELLOW
Medesy S.R.L | ايطاليا | Italy | ME0000009193SFDAA00001 | Medesy Amalgam Instruments | Dental And Surgical Instruments
Medesy S.R.L | ايطاليا | Italy | ME0000009193SFDAA00002 | Medesy Articulator | Dental and Surgical Instrument
Medesy S.R.L | ايطاليا | Italy | ME0000009193SFDAA00003 | Medesy Bone Instruments | Dental and Surgical Instrumets
Medesy S.R.L | ايطاليا | Italy | ME0000009193SFDAA00004 | Medesy Spatula | Dental and Surgical Instruments
Medesy S.R.L | ايطاليا | Italy | ME0000009193SFDAA00005 | Medesy chiseles | Dental and Surgical Instruments
Medesy S.R.L | ايطاليا | Italy | ME0000009193SFDAA00006 | Medesy Condensers (Plugger / Spreader) | dental and surgical instruments
Medesy S.R.L | ايطاليا | Italy | ME0000009193SFDAA00007 | Medesy CROWN AND BRIDGES INSTRUMENTS | dental and surgical instruments
Medesy S.R.L | ايطاليا | Italy | ME0000009193SFDAA00008 | Medesy Periodontal instrument | dental and surgical instruments
Medesy S.R.L | ايطاليا | Italy | ME0000009193SFDAA00009 | Medesy Dental Dam Instruments | dental and surgical instruments
Medesy S.R.L | ايطاليا | Italy | ME0000009193SFDAA00010 | Medesy Dental Syringes | dental and surgical instruments
Medesy S.R.L | ايطاليا | Italy | ME0000009193SFDAA00011 | Medesy Dressing Forceps | dental and surgical instruments
Medesy S.R.L | ايطاليا | Italy | ME0000009193SFDAA00012 | Medesy excavator | dental and surgical instruments
Medesy S.R.L | ايطاليا | Italy | ME0000009193SFDAA00013 | Medesy EXTRACTION FORCEPS | dental and surgical instruments
Medesy S.R.L | ايطاليا | Italy | ME0000009193SFDAA00014 | Medesy HAEMOSTATIC AND SURGICAL PLIER | dental and surgical instruments
Medesy S.R.L | ايطاليا | Italy | ME0000009193SFDAA00015 | Medesy Handles | dental and surgical instruments
Medesy S.R.L | ايطاليا | Italy | ME0000009193SFDAA00016 | Medesy Impression Tray | dental and surgical instruments
Medesy S.R.L | ايطاليا | Italy | ME0000009193SFDAA00017 | Medesy Instruments Tray | dental and surgical instruments
Medesy S.R.L | ايطاليا | Italy | ME0000009193SFDAA00018 | Medesy Mallet | dental and surgical instruments
Medesy S.R.L | ايطاليا | Italy | ME0000009193SFDAA00019 | Medesy Matrix Retainer | dental and surgical instruments
Medesy S.R.L | ايطاليا | Italy | ME0000009193SFDAA00020 | Medesy Mirrors | dental and surgical instruments
Medesy S.R.L | ايطاليا | Italy | ME0000009193SFDAA00022 | Medesy Needle Holders | dental and surgical instruments
Medesy S.R.L | ايطاليا | Italy | ME0000009193SFDAA00023 | Medesy ortho plier | dental and surgical instruments
Medesy S.R.L | ايطاليا | Italy | ME0000009193SFDAA00024 | Medesy Osteotoms | dental and surgical instruments
Medesy S.R.L | ايطاليا | Italy | ME0000009193SFDAA00025 | Medesy Periodontal File | dental and surgical instruments
Medesy S.R.L | ايطاليا | Italy | ME0000009193SFDAA00026 | Medesy Periodontal Knives | dental and surgical in struments
Medesy S.R.L | ايطاليا | Italy | ME0000009193SFDAA00027 | Medesy Periodental elevator | dental and surgical instruments
Medesy S.R.L | ايطاليا | Italy | ME0000009193SFDAA00028 | Medesy Probes (probe and explorer) | dental and surgical instruments
Medesy S.R.L | ايطاليا | Italy | ME0000009193SFDAA00029 | Medesy Retractor | dental and surgical instruments
Medesy S.R.L | ايطاليا | Italy | ME0000009193SFDAA00030 | Medesy Root Elevator | dental and surgical instruments
Medesy S.R.L | ايطاليا | Italy | ME0000009193SFDAA00031 | Medesy Scissors | dental and surgical instruments
Medesy S.R.L | ايطاليا | Italy | ME0000009193SFDAA00032 | Medesy Suction Cannula | dental and surgical instruments
Medesy S.R.L | ايطاليا | Italy | ME0000009193SFDAA00033 | Medesy Tweezers | dental and surgical instruments
Medesy S.R.L | ايطاليا | Italy | ME0000009193SFDAA00034 | Medesy Caliper | dental and surgical instruments
LEONE S.P.A. | ايطاليا | Italy | ME0000009192SFDAA00004 | FACE MASK BEIGE SMALL VERTICAL adj. | FACE MASK BEIGE SMALL VERTICAL adj.
LEONE S.P.A. | ايطاليا | Italy | ME0000009192SFDAA00005 | HEADGEAR W/CHIN CAP | HEADGEAR W/CHIN CAP
LEONE S.P.A. | ايطاليا | Italy | ME0000009192SFDAA00006 | HEAD CAP FOR SAFETY MODULE BLUE MEDIUM | HEAD CAP FOR SAFETY MODULE BLUE MEDIUM
Ascom UMS s.r.l. unipersonale | ايطاليا | Italy | ME0000009212SFDAA00001 | DIGISTAT | software application
AT-OS S.r.l. | ايطاليا | Italy | ME0000000237SFDAA00005 | Endoscope Cabinet | Cabinet
FAZZINI S.r.l. | ايطاليا | Italy | ME0000001390SFDAA00017 | Mayo Table | S.S. Trays
FAZZINI S.r.l. | ايطاليا | Italy | ME0000001390SFDAA00018 | BOWL'S STAND | S.S. Bowls
Spencer Italia s.r.l | ايطاليا | Italy | ME0000002307SFDAA00008 | WOW - TRANSFER SHEET 10 HANDLES WITH FOOT SUPPORT | TRANSFER SHEET
FAZZINI S.r.l. | ايطاليا | Italy | ME0000001390SFDAA00019 | Mayo Table | S.S. Trays
FAZZINI SRL | ايطاليا | Italy | ME0000009060SFDAA00005 | Spinal Board | Immobilizers
FAZZINI SRL | ايطاليا | Italy | ME0000009060SFDAA00006 | Wheel Chair Foldable | Wheel Chair
FAZZINI SRL | ايطاليا | Italy | ME0000009060SFDAA00007 | IV STAND FOR WHEEL CHAIR | I.V STAND
Cedic S.r.l. | ايطاليا | Italy | ME0000000494SFDAA00003 | Enteral Distal End ENFit Transition Connector | Enteral Distal End ENFit Transition Connector
FAZZINI S.r.l. | ايطاليا | Italy | ME0000001390SFDAA00020 | STETHOSCOPE PEDIATRIC | STETHOSCOPE
DIVEL ITALIA SPA Unipersonale | ايطاليا | Italy | ME0000007432SFDAA00001 | SILKEN | OPHTHALMIC LENSES | Ophthalmic lens is a device that corrects the optical sight of the patient
DIVEL ITALIA SPA Unipersonale | ايطاليا | Italy | ME0000007432SFDAA00002 | SILKEN | OPHTHALMIC LENSES | Ophthalmic lens is a device that corrects the optical sight of the patient
Spencer ltalia S.R.L. | ايطاليا | Italy | ME0000009262SFDAA00001 | CERVICAL COLLAR | CERVICAL COLLAR
AST Dental srl | ايطاليا | Italy | ME0000009270SFDAA00001 | Amalgamatore TAC 400/M | Amalgamatore TAC 400/M
ASA DENTAL SPA | ايطاليا | Italy | ME0000000489SFDAA00156 | AMALGAM WELL | AMALGAM WELL
ASA DENTAL SPA | ايطاليا | Italy | ME0000000489SFDAA00157 | SINUS LIFT INSTRUMENTS | SINUS LIFT INSTRUMENTS
Givas s.r.l. | ايطاليا | Italy | ME0000009594SFDAA00001 | Blood Donor | Treatment Chair
C.B.M S.r.l | ايطاليا | Italy | ME0000009698SFDAA00001 | Examination Lamp | Examination Lamp
C.B.M S.r.l | ايطاليا | Italy | ME0000009698SFDAA00002 | HALOGEN LAMP | HALOGEN LAMP
C.B.M S.r.l | ايطاليا | Italy | ME0000009698SFDAA00003 | I.V STAND 2 OR 4 HOOK | I.V STAND 2 OR 4 HOOK
C.B.M., S.r.l. | ايطاليا | Italy | ME0000010219SFDAA00001 | CBM | Sterilization container
Spencer Italia s.r.l | ايطاليا | Italy | ME0000002307SFDAA00009 | SPENCER SX-R | Pickup stretcher
Spencer Italia s.r.l | ايطاليا | Italy | ME0000002307SFDAA00010 | NEC YORK | kit 6 one -piece cervical collar
Spencer Italia s.r.l | ايطاليا | Italy | ME0000002307SFDAA00011 | B-BAK PIN | spinal board with pin
VERNIPOLL S.R.L | ايطاليا | Italy | ME0000010221SFDAA00001 | 19-po905 | labour and delivery bed
VERNIPOLL S.R.L | ايطاليا | Italy | ME0000010221SFDAA00002 | 11-L880/E | ELETTRICAL BED COMPLETE 4 SECTION AND 3 JOINT
Spencer Italia s.r.l | ايطاليا | Italy | ME0000002307SFDAA00012 | Sprague Rappaport all black | Stethoscope
Spencer Italia s.r.l | ايطاليا | Italy | ME0000002307SFDAA00013 | Cross over T chrome frame black board | Ambulance self loading Stretcher
Spencer Italia s.r.l | ايطاليا | Italy | ME0000002307SFDAA00014 | transport chair 4bell class | Transport chair
Spencer Italia s.r.l | ايطاليا | Italy | ME0000002307SFDAA00015 | Hux integral fastener | Integral fastener fixation system
VERNIPOLL S.R.L. | ايطاليا | Italy | ME0000010224SFDAA00001 | 24-PE880/E | HOSPITAL BED
Mattioli Engineering Italia S.P.A | ايطاليا | Italy | ME0000010528SFDAA00001 | Disposable Cap Small Size Short Pipe | Disposable Cap
Mattioli Engineering Italia S.P.A | ايطاليا | Italy | ME0000010528SFDAA00002 | Disposable Cap Long Size Long Pipe | Disposable Cap
Mattioli Engineering Italia S.P.A | ايطاليا | Italy | ME0000010528SFDAA00003 | Disposable Cap Small Size Long Pipe | Disposable Cap
Mattioli Engineering Italia S.P.A | ايطاليا | Italy | ME0000010528SFDAA00004 | Disposable Cap Large Size Short Pipe | Disposable Cap
FAZZINI S.r.l. | ايطاليا | Italy | ME0000001390SFDAA00021 | Stethoscope | Stethoscope
MALVESTIO S.p.A. | ايطاليا | Italy | ME0000010759SFDAA00001 | 346780H | ELECTRICAL BED
MALVESTIO S.p.A. | ايطاليا | Italy | ME0000010759SFDAA00002 | 320750 | STRETCHER
MALVESTIO S.p.A. | ايطاليا | Italy | ME0000010759SFDAA00003 | LINKAR | Medical Trolley
DELCON S.r.l. | ايطاليا | Italy | ME0000000274SFDAA00013 | HEMOMIX3 | HEMOMIX3
DELCON S.r.l. | ايطاليا | Italy | ME0000000274SFDAA00014 | HEMOWELD-MC | HEMOWELD-MC
DELCON S.r.l. | ايطاليا | Italy | ME0000000274SFDAA00015 | HEMOWELD-GUN | HEMOWELD-GUN
DELCON S.r.l. | ايطاليا | Italy | ME0000000274SFDAA00016 | HEMOTEK 2 | HEMOTEK 2
FAZZINI S.r.l. | ايطاليا | Italy | ME0000001390SFDAA00022 | OPTOTYPE | OPTOTYPE
FAZZINI S.r.l. | ايطاليا | Italy | ME0000001390SFDAA00023 | I.V. STAND | I.V. STAND
FAZZINI S.r.l. | ايطاليا | Italy | ME0000001390SFDAA00024 | fiber optic handle for adult | fiber optic handle for adult
FAZZINI S.r.l. | ايطاليا | Italy | ME0000001390SFDAA00025 | oto opthalmoscope set | diagnostic set
FAZZINI S.r.l. | ايطاليا | Italy | ME0000001390SFDAA00026 | SCOOP STRETCHER ANTITRAUMA GREY W BELTS | SCOOP STRETCHER
FAZZINI S.r.l. | ايطاليا | Italy | ME0000001390SFDAA00027 | BANDAGE INSTRUMENT SET | BANDAGE INSTRUMENT SET
FAZZINI S.r.l. | ايطاليا | Italy | ME0000001390SFDAA00028 | UNIVERSAL HEAD IMMOBILIZER COLOUR RED | HEAD IMMOBILIZER
FAZZINI S.r.l. | ايطاليا | Italy | ME0000001390SFDAA00029 | PROFESSIONAL STHETOSCOPE DELUXE BLACK TUBE | STETHOSCOPE
DELCON S.r.l. | ايطاليا | Italy | ME0000000274SFDAA00017 | HEMOWELD-B | HEMOWELD-B
DELCON S.r.l. | ايطاليا | Italy | ME0000000274SFDAA00018 | HEMOWELD-T | HEMOWELD-T
FAZZINI S.r.l. | ايطاليا | Italy | ME0000001390SFDAA00030 | COMMODE WHEEL CHAIR | wheel chair
Piai orthotech s.r.l | ايطاليا | Italy | ME0000010958SFDAA00001 | Sollevatore elettrico | Electric lifting pole
Piai orthotech s.r.l | ايطاليا | Italy | ME0000010958SFDAA00002 | Wheelchairs | wheelchairs
Surace S.p.A. | ايطاليا | Italy | ME0000006153SFDAA00001 | Wheelchair | wheelchairs
Meccanottica Mazza s.r.l | ايطاليا | Italy | ME0000010992SFDAA00001 | OPHTHALMIC STAND | OPHTHALMIC STAND
Serenity S.p.A | ايطاليا | Italy | ME0000000436SFDAA00001 | SERENITY Slip Pull Up | Aids for incontinence with absorbent system
SANTEX S.P.A. | ايطاليا | Italy | ME0000011679SFDAA00001 | EGOSAN PANTS | EGOSAN PANTS | حفائض سروال داخلي لكبار السن | حفائض سروال داخلي لكبار السن
SANTEX S.P.A. | ايطاليا | Italy | ME0000011679SFDAA00003 | EGOSAN DIAPERS | EGOSAN DIAPERS |  | حفائض داخليه لكبار السن
Biosteril Italia s.r.l | ايطاليا | Italy | ME0000012089SFDAA00001 | MikroAIR 70 | Dry Disinfection
F.L.Medical s.r.l. | ايطاليا | Italy | ME0000005016SFDAA00001 | Foam Trays | Foam trays
ADAPTICA Srl | ايطاليا | Italy | ME0000012554SFDAA00001 | VisionFit SC | VisionFit SC
Crab Sinergy Srl | ايطاليا | Italy | ME0000013126SFDAA00001 | SFN10 | Ungual Solutiuon for Nail Mycosis
Spencer Italia s.r.l | ايطاليا | Italy | ME0000002307SFDAA00016 | Folding emergency stretcher Spencer 200 | Foldable Stretcher
ITAL LENTI SRL | ايطاليا | Italy | ME0000013157SFDAA00001 | Prima | Finished glass and organic opthalmic lenses
RIMSA P. LONGONI SRL | ايطاليا | Italy | ME0000013175SFDAA00001 | MEDICAL LAMP | MEDICAL LAMP
RIMSA P. LONGONI SRL | ايطاليا | Italy | ME0000013175SFDAA00002 | PRIMALED | PRIMALED
RIMSA P. LONGONI SRL | ايطاليا | Italy | ME0000013175SFDAA00003 | ALFA-LED | ALFA-LED
DELCON S.r.l. | ايطاليا | Italy | ME0000000274SFDAA00019 | HEMOWELD-MC | HEMOWELD-MC
DELCON S.r.l. | ايطاليا | Italy | ME0000000274SFDAA00020 | HEMOWELD-T | HEMOWELD-T
OPT SurgiSystems S.r.l. | ايطاليا | Italy | ME0000013177SFDAA00001 | OPT 40/1 | OPERATING TABLE
DELCON S.r.l. | ايطاليا | Italy | ME0000000274SFDAA00021 | BLOOD COLLECTION MONITOR | BLOOD COLLECTION MONITOR
Givas s.r.l. | ايطاليا | Italy | ME0000009594SFDAA00002 | NEW VARIO BLOOD DONOR ARMCHAIR | Prelievi New Vario Armchair
Brusaferri E C. SRL | ايطاليا | Italy | ME0000013446SFDAA00001 | Tesera 4 Motori | Electric Couch Bed
FAZZINI S.r.l. | ايطاليا | Italy | ME0000001390SFDAA00031 | WHEEL CHAIR FOLDABLE GR951 | Foldable Wheelchair GR951
Luxottica Group S.p.A. | ايطاليا | Italy | ME0000000333SFDAA00001 | RX / Prescription Glasses | Prescription Glasses |  | النظارات الطبية
Luxottica Group S.p.A. | ايطاليا | Italy | ME0000000333SFDAA00002 | RY/ Prescription Glasses | Prescription Glasses |  | النظارات الطبية
NAU S.p.A. | ايطاليا | Italy | ME0000000332SFDAA00001 | NAU | Reader Glasses |  | نظارات القارئ
Luxottica Group S.p.A. | ايطاليا | Italy | ME0000000333SFDAA00003 | Ray-Ban RB/ Prescription Glasses | Prescription Glasses |  | العدسات البصرية مع النظارات الإطار
Luxottica Group S.p.A. | ايطاليا | Italy | ME0000000333SFDAA00004 | Ray-Ban RJ / Prescription Glasses | Prescription Glasses |  | العدسات البصرية مع النظارات الإطار
Luxottica Group S.p.A. | ايطاليا | Italy | ME0000000333SFDAA00005 | Ray-Ban / Prescription Glasses | Prescription lenses |  | العدسات البصرية مع النظارات الإطار
Gamma Poliuretani SRL | ايطاليا | Italy | ME0000000339SFDAA00007 | Cart | Aurion Compact Trolley
Cizeta Medicali S.P.A | ايطاليا | Italy | ME0000000176SFDAA00002 | VARISAN | Pressure stocking | جرابات ضغط لمعالجة الدوالي والليمف وامراض الاوعية الدموية وتصرف بوصفة طبيب لتحديد النوع والضغط | جرابات ضغط لمعالجة الدوالي والليمف وامراض الاوعية الدموية وتصرف بوصفة طبيب لتحديد النوع والضغط
Cizeta Medicali S.P.A | ايطاليا | Italy | ME0000000176SFDAA00002 | VARISAN | Pressure stocking | جرابات ضغط لمعالجة الدوالي والليمف وامراض الاوعية الدموية وتصرف بوصفة طبيب لتحديد النوع والضغط | جرابات ضغط لمعالجة الدوالي والليمف وامراض الاوعية الدموية وتصرف بوصفة طبيب لتحديد النوع والضغط
BMS Dental S.r.l | ايطاليا | Italy | ME0000007940SFDAA00018 | Sterilization Indicators | Sterilization Indicators
MEDICAP s.r.l | ايطاليا | Italy | ME0000008317SFDAA00001 | AUTOMATIC BIOFIBRE HAIR DEVICE | Hair Device
SURGIKA S.r.l. | ايطاليا | Italy | ME0000005053SFDAA00003 | Drain Drop Top Carpet | Drain Drop Top Carpet
SURGIKA S.r.l. | ايطاليا | Italy | ME0000005053SFDAA00004 | Drain Drop Basic Craft | Drain Drop Basic Craft
PIKDARE S.p.A. | ايطاليا | Italy | ME0000000891SFDAA00002 | ThermoGel | ThermoGel |  | جل حراري يعمل بالقوة العلاجية الطبيعية للسخونة والبرودة بطريقة آمنة
LA 3B S.r.l. | ايطاليا | Italy | ME0000000928SFDAA00002 | Aura | Aura
Spencer Italia Srl | ايطاليا | Italy | ME0000015474SFDAA00001 | Roller FA fastener Anterior new shape | Fixation system for Ambulance stretcher
Spencer Italia Srl | ايطاليا | Italy | ME0000002307SFDAA00017 | Davis Adult traction system | Traction immobilization system
Spencer Italia Srl | ايطاليا | Italy | ME0000002307SFDAA00018 | Rock Pin Spine board yellow W/pins | Spine boards
Spencer Italia Srl | ايطاليا | Italy | ME0000002307SFDAA00019 | 4BELL CLASS | Transport chair with four wheels
Spencer Italia Srl | ايطاليا | Italy | ME0000002307SFDAA00020 | Spencer SXR PICK UP stretcher, 2 blades | Pick up stretchers
Spencer Italia Srl | ايطاليا | Italy | ME0000002307SFDAA00021 | SED Spencer exrication device | Extrication Devices
Spencer Italia Srl | ايطاليا | Italy | ME0000002307SFDAA00022 | Blue splint kit N 5 pieces flexible splints | Splints
Spencer Italia Srl | ايطاليا | Italy | ME0000002307SFDAA00023 | SET NEC YORK of 3 sizes W bag | Cervical Collars
Spencer Italia Srl | ايطاليا | Italy | ME0000002307SFDAA00024 | Easy fold emergency stretcher Spencer 250 | Foldable stretchers for first response
Spencer Italia Srl | ايطاليا | Italy | ME0000002307SFDAA00025 | RES-Q- board resuscitation board, yellow | Resuscitation boards
Spencer Italia Srl | ايطاليا | Italy | ME0000002307SFDAA00026 | ECO air splints- inflatable splint set 6 pieces W bag | Splints
Spencer Italia Srl | ايطاليا | Italy | ME0000002307SFDAA00027 | Contour head immobilizer | Head Immobilizer
Spencer Italia Srl | ايطاليا | Italy | ME0000002307SFDAA00028 | Carrera XL T Tec max P/ black F/yellow W/QMX777 | Ambulance self loading Stretcher
UNIVET s.p.a | ايطاليا | Italy | ME0000016065SFDAA00001 | EOS HP LED LIGHT | HeadLights
UNIVET s.p.a | ايطاليا | Italy | ME0000016065SFDAA00002 | EOS II LED LIGHT | HeadLights
UNIVET s.p.a | ايطاليا | Italy | ME0000016065SFDAA00002 | EOS II LED LIGHT | HeadLights
UNIVET s.p.a | ايطاليا | Italy | ME0000016065SFDAA00003 | EOS 2.0 S LED LIGHT | HeadLights
UNIVET s.p.a | ايطاليا | Italy | ME0000016065SFDAA00006 | TTL GALILEIAN LOUPES | LOUPES
Surgika Srl | ايطاليا | Italy | ME0000016067SFDAA00001 | OP Table Cover | OP Table Cover
LTL SPA | ايطاليا | Italy | ME0000019191SFDAA00001 | Semifinished Lenses | Lenses
Sixtus Italia srl | ايطاليا | Italy | ME0000019198SFDAA00001 | Dream K And Dream K Tribe | Elastic adhesive bandage.
Qualiteam s.r.l. | ايطاليا | Italy | ME0000019500SFDAA00001 | QualiBreath | sternum and thorax support
Qualiteam s.r.l. | ايطاليا | Italy | ME0000004201SFDAA00003 | QualiBra | Advanced sternum and breast support
CORICAMA s.r.l. | ايطاليا | Italy | ME0000000320SFDAA00005 | WAX KNIFE | WAX KNIFE
CORICAMA s.r.l. | ايطاليا | Italy | ME0000000320SFDAA00007 | TRAY GAMMAFIX | TRAY GAMMAFIX
Cedic S.r.l. | ايطاليا | Italy | ME0000000494SFDAA00001 | Transition Connector to Oral/luer syringe | Transition Connector
Cedic S.r.l. | ايطاليا | Italy | ME0000000494SFDAA00002 | Transition Connector to ENLock / Funnel tube | Transition Connector
CORICAMA SRL | ايطاليا | Italy | ME0000000493SFDAA00007 | RUBBER DAM CLAMP | DENTAL DAM CLAMPS
CORICAMA s.r.l. | ايطاليا | Italy | ME0000000320SFDAA00012 | CALIPER IWANSON FOR METAL | CALIPER IWANSON FOR METAL
CORICAMA s.r.l. | ايطاليا | Italy | ME0000000320SFDAA00017 | PLUGGER 3/5 | PLUGGER
CORICAMA s.r.l. | ايطاليا | Italy | ME0000000320SFDAA00019 | TWEEZER | TWEEZERS
CORICAMA s.r.l. | ايطاليا | Italy | ME0000000320SFDAA00024 | FORCEP PIN HOLDER | FORCEP PIN HOLDER
CORICAMA s.r.l. | ايطاليا | Italy | ME0000000320SFDAA00026 | PLIER BOHM DIAMOND | PLIER BOHM DIAMOND
CORICAMA s.r.l. | ايطاليا | Italy | ME0000000320SFDAA00028 | TRAY LARGE | TRAY LARGE
BMG Pharma S.p.A. | ايطاليا | Italy | ME0000000311SFDAA00001 | Ginoxil wash | Ginoxil wash |  | غسول مهبلي
ARTSANA SPA | ايطاليا | Italy | ME0000000498SFDAA00001 | FLEXA ELAST | Elastic Bandage |  | رباط مرن لجميع الاغراض مع مشبك
ARTSANA SPA | ايطاليا | Italy | ME0000000498SFDAA00002 | FLEXA ELAST | Elastic Bandage |  | رباط مرن لجميع الاغراض مع مشبك
ARTSANA SPA | ايطاليا | Italy | ME0000000498SFDAA00003 | FLEXA ELAST | Elastic Bandage |  | رباط مرن لجميع الاغراض مع مشبك
CORICAMA SRL | ايطاليا | Italy | ME0000000493SFDAA00013 | SPATULA HEIDEMANN | SPATULAS
CORICAMA s.r.l. | ايطاليا | Italy | ME0000000320SFDAA00030 | PLIER CROWN SLITTER MONTFORT | PLIER CROWN SLITTER MONTFORT
CORICAMA s.r.l. | ايطاليا | Italy | ME0000000320SFDAA00031 | CROWN HOLDER PLIER | CROWN HOLDER PLIER
CORICAMA s.r.l. | ايطاليا | Italy | ME0000000320SFDAA00033 | CROWN REMOVER | CROWN REMOVER
CORICAMA SRL | ايطاليا | Italy | ME0000000493SFDAA00023 | AMALGAM CARRIER | AMALGAM CARRIER
CORICAMA SRL | ايطاليا | Italy | ME0000000493SFDAA00025 | NEEDLE HOLDER | NEEDLE HOLDER
CORICAMA SRL | ايطاليا | Italy | ME0000000493SFDAA00026 | PLIER | HAEMOSTATIC AND SURGICAL PLIERS
CORICAMA SRL | ايطاليا | Italy | ME0000000493SFDAA00028 | BONE RONGEUR | BONE RONGEUR
Kerr Italia S.r.I. | ايطاليا | Italy | ME0000000939SFDAA00001 | Luralite | Luralite
Kerr Italia S.r.I. | ايطاليا | Italy | ME0000000939SFDAA00002 | Permlastic Light Body | Permlastic Light Body
ASA DENTAL SPA | ايطاليا | Italy | ME0000000489SFDAA00001 | MICRO-BLADEHOLDER | MICRO-BLADE HOLDER
ASA DENTAL SPA | ايطاليا | Italy | ME0000000489SFDAA00002 | EXTRA.FORCEPS FIG.38 ASA LADY | ASA LADY FORCEPS
ASA DENTAL SPA | ايطاليا | Italy | ME0000000489SFDAA00003 | BONE INJECTORS | BONE INSTRUMENTS
ASA DENTAL SPA | ايطاليا | Italy | ME0000000489SFDAA00004 | CROWN PLIER | CROWN PLIER
ASA DENTAL SPA | ايطاليا | Italy | ME0000000489SFDAA00005 | ELASTIC FORCEPS STRAIGHT | ELASTIC FORCEPS
ASA DENTAL SPA | ايطاليا | Italy | ME0000000489SFDAA00006 | IMPLANT SIZE EXPANDER | IMPLANT SIZE EXPANDER
ASA DENTAL SPA | ايطاليا | Italy | ME0000000489SFDAA00007 | OSTEOTOME | OSTEOTOME
ASA DENTAL SPA | ايطاليا | Italy | ME0000000489SFDAA00008 | PERIODONTIA POCKET MAKER PLIER | PERIODONTIA POCKET MAKER PLIER
ASA DENTAL SPA | ايطاليا | Italy | ME0000000489SFDAA00009 | ROOT SPLINTER FORCEPS | ROOT SPLINTER FORCEPS
ASA DENTAL SPA | ايطاليا | Italy | ME0000000489SFDAA00010 | SCALPEL BLADE REMOVER | SCALPEL BLADE REMOVER
ASA DENTAL SPA | ايطاليا | Italy | ME0000000489SFDAA00011 | SYNDESMOTOMES CHOMPRET | SYNDESMOTOMES
ASA DENTAL SPA | ايطاليا | Italy | ME0000000489SFDAA00012 | TONGUE FORCEPS | TONGUE FORCEPS
ASA DENTAL SPA | ايطاليا | Italy | ME0000000489SFDAA00013 | WAKEFIELD FIG 1W BONE CHISELS | WAKEFIELD FIG 1W BONE CHISELS
ASA DENTAL SPA | ايطاليا | Italy | ME0000000489SFDAA00014 | MATRIX RETAINERS TOFFLEMIRE | MATRIX RETAINERS TOFFLEMIRE
ASA DENTAL SPA | ايطاليا | Italy | ME0000000489SFDAA00015 | Cotton Dispenser | Cotton Dispenser
ASA DENTAL SPA | ايطاليا | Italy | ME0000000489SFDAA00016 | Endodontic Boxes | Endodontic Boxes
ASA DENTAL SPA | ايطاليا | Italy | ME0000000489SFDAA00017 | MAXI INOX TRAY | Inox Trays
ASA DENTAL SPA | ايطاليا | Italy | ME0000000489SFDAA00018 | Instrument Tray Holder-Maxi | Instrument Tray Rack
ASA DENTAL SPA | ايطاليا | Italy | ME0000000489SFDAA00019 | FIRST EXAM.INSTR.KIT ASA LADY | ASA LADY KIT
ASA DENTAL SPA | ايطاليا | Italy | ME0000000489SFDAA00020 | TOWEL CLAMPS BACKHAUS | TOWEL CLAMPS
ASA DENTAL SPA | ايطاليا | Italy | ME0000000489SFDAA00021 | FOLDING SYRINGE W, IMPERIAL | WITHWORTH SYRINGES
FARO SpA | ايطاليا | Italy | ME0000001378SFDAA00001 | MAIA | MAIA Dental Light
ASA DENTAL SPA | ايطاليا | Italy | ME0000000489SFDAA00022 | Orthodontic Plier Tray | Pliers Trays
ASA DENTAL SPA | ايطاليا | Italy | ME0000000489SFDAA00023 | SET OF 5 CEMENT SPATULAS | SET OF 5 CEMENT SPATULAS
ASA DENTAL SPA | ايطاليا | Italy | ME0000000489SFDAA00024 | SET OF 5 EXPLORERS | SET OF 5 EXPLORERS
ASA DENTAL SPA | ايطاليا | Italy | ME0000000489SFDAA00025 | EXTRACTING INSTR.SET | EXTRACTING INSTR.SET
ASA DENTAL SPA | ايطاليا | Italy | ME0000000489SFDAA00026 | SCALPEL HANDLE,BLADE REMOVER | SCALPEL HANDLE,BLADE REMOVER
ASA DENTAL SPA | ايطاليا | Italy | ME0000000489SFDAA00027 | SET 1 HANDLE | SET 1 HANDLE
ASA DENTAL SPA | ايطاليا | Italy | ME0000000489SFDAA00028 | MOLAR CLAMPS | MOLAR CLAMPS
FARO SpA | ايطاليا | Italy | ME0000001378SFDAA00002 | ALYA | ALYA Dental Light
ASA DENTAL SPA | ايطاليا | Italy | ME0000000489SFDAA00029 | ASA LOCKING TRAY | INSTRUMENT TRAYS
ATS DENTAL srl | ايطاليا | Italy | ME0000001385SFDAA00001 | Amalgamator TAC 400M | Amalgamator TAC 400M
DELCON S.r.l. | ايطاليا | Italy | ME0000000274SFDAA00006 | HemoMix 3 | Blood Collection Mixer
ASA DENTAL SPA | ايطاليا | Italy | ME0000000489SFDAA00030 | Extracting Forceps | Extracting Forceps
ASA DENTAL SPA | ايطاليا | Italy | ME0000000489SFDAA00031 | RUBBER DAM | RUBBER DAM
ATS DENTAL srl | ايطاليا | Italy | ME0000001385SFDAA00002 | TOP 1000 | Curing Light
ASA DENTAL SPA | ايطاليا | Italy | ME0000000489SFDAA00032 | SET 7 COLUMBIA INSTRUMENTS | PERIODONTAL KIT
FAZZINI S.r.l. | ايطاليا | Italy | ME0000001390SFDAA00001 | Deluxe Sthetoscope Black Tube | Professional Deluxe Sthetoscope Black Tube
ASA DENTAL SPA | ايطاليا | Italy | ME0000000489SFDAA00033 | AMALGAM CARVER | AMALGAM CARVER
ASA DENTAL SPA | ايطاليا | Italy | ME0000000489SFDAA00034 | CAVITY PREPARATION INSTR | CAVITY PREPARATION INSTRUMENT
ASA DENTAL SPA | ايطاليا | Italy | ME0000000489SFDAA00035 | COTTON AND DRESSING PLIERS | COTTON AND DRESSING PLIERS
ASA DENTAL SPA | ايطاليا | Italy | ME0000000489SFDAA00036 | CROWN AND BRIDGE REMOVER | CROWN AND BRIDGE REMOVER
ASA DENTAL SPA | ايطاليا | Italy | ME0000000489SFDAA00037 | EXCAVATOR | EXCAVATOR
ASA DENTAL SPA | ايطاليا | Italy | ME0000000489SFDAA00038 | EXPLORERS | EXPLORERS
ASA DENTAL SPA | ايطاليا | Italy | ME0000000489SFDAA00039 | FILLING INSTRUMENT | FILLING INSTRUMENT
ASA DENTAL SPA | ايطاليا | Italy | ME0000000489SFDAA00040 | GINGIVECTOMY KNIVES | GINGIVECTOMY KNIVES
ASA DENTAL SPA | ايطاليا | Italy | ME0000000489SFDAA00041 | PLIERS FOR ORTHODONTIC | PLIERS FOR ORTHODONTIC
ASA DENTAL SPA | ايطاليا | Italy | ME0000000489SFDAA00042 | ROOT CANAL PLUGGERS | ROOT CANAL PLUGGERS
ASA DENTAL SPA | ايطاليا | Italy | ME0000000489SFDAA00043 | ROOT ELEVATORS | ROOT ELEVATORS
ASA DENTAL SPA | ايطاليا | Italy | ME0000000489SFDAA00044 | GUM SCISSORS | GUM SCISSORS
ASA DENTAL SPA | ايطاليا | Italy | ME0000000489SFDAA00045 | SPATULA FOR PLASTER | SPATULA FOR PLASTER
ASA DENTAL SPA | ايطاليا | Italy | ME0000000489SFDAA00046 | TISSUE PLIERS | TISSUE PLIERS
ASA DENTAL SPA | ايطاليا | Italy | ME0000000489SFDAA00047 | PERIODONTAL POCKET PROBES | PERIODONTAL POCKET PROBES
ASA DENTAL SPA | ايطاليا | Italy | ME0000000489SFDAA00048 | Instrument Tray Holder-Maxi | Instrument Tray Rack
ASA DENTAL SPA | ايطاليا | Italy | ME0000000489SFDAA00049 | ASA LOCKING TRAY | Locking Trays
ASA DENTAL SPA | ايطاليا | Italy | ME0000000489SFDAA00050 | GLASS SLABS | GLASS SLABS
ASA DENTAL SPA | ايطاليا | Italy | ME0000000489SFDAA00051 | SCALPEL HANDLES ORIENTABLE | SCALPEL HANDLES
ASA DENTAL SPA | ايطاليا | Italy | ME0000000489SFDAA00052 | OCHSENBEIN BONE CHISELS | OCHSENBEIN BONE CHISELS
ASA DENTAL SPA | ايطاليا | Italy | ME0000000489SFDAA00053 | SURGICAL MALLETS PARTSCH | SURGICAL MALLETS PARTSCH
ASA DENTAL SPA | ايطاليا | Italy | ME0000000489SFDAA00054 | MOUTH MIRRORS | MOUTH MIRRORS
ASA DENTAL SPA | ايطاليا | Italy | ME0000000489SFDAA00055 | ARTICULATING FORCEPS | ARTICULATING FORCEPS
ASA DENTAL SPA | ايطاليا | Italy | ME0000000489SFDAA00056 | CALIPER | CALIPER
ASA DENTAL SPA | ايطاليا | Italy | ME0000000489SFDAA00057 | MOLAR CLAMPS | MOLAR CLAMPS
ASA DENTAL SPA | ايطاليا | Italy | ME0000000489SFDAA00058 | MATRIX RETAINERS TOFFLEMIRE | MATRIX RETAINERS TOFFLEMIRE
ASA DENTAL SPA | ايطاليا | Italy | ME0000000489SFDAA00059 | LIGATURE DIRECTOR | LIGATURE DIRECTOR
ASA DENTAL SPA | ايطاليا | Italy | ME0000000489SFDAA00060 | BAND PUSHER | BAND PUSHER
ASA DENTAL SPA | ايطاليا | Italy | ME0000000489SFDAA00061 | SEPARATING PLIERS FOR ELASTICS | SEPARATING PLIERS FOR ELASTICS
ASA DENTAL SPA | ايطاليا | Italy | ME0000000489SFDAA00062 | WAKEFIELD FIG.1W BONE CHISELS | WAKEFIELD FIG.1W BONE CHISELS
CHINESPORT SPA | ايطاليا | Italy | ME0000001392SFDAA00001 | THER PLUS MODULAR | THER PLUS MODULAR
CHINESPORT SPA | ايطاليا | Italy | ME0000001392SFDAA00002 | BOBATH S TILT 2ET | BOBATH S TILT 2ET
ASA DENTAL SPA | ايطاليا | Italy | ME0000000489SFDAA00063 | ENDO GUNS RETROGRADS | Amalgam Carrier
ASA DENTAL SPA | ايطاليا | Italy | ME0000000489SFDAA00064 | CLAMP FORCEPS | CLAMP FORCEPS
ASA DENTAL SPA | ايطاليا | Italy | ME0000000489SFDAA00065 | Syringes | Syringes
ASA DENTAL SPA | ايطاليا | Italy | ME0000000489SFDAA00066 | IMPRESSION TRAYS | IMPRESSION TRAYS
ASA DENTAL SPA | ايطاليا | Italy | ME0000000489SFDAA00067 | Needle Holders | Needle Holders
ASA DENTAL SPA | ايطاليا | Italy | ME0000000489SFDAA00068 | CURETTE AND SCALER | CURETTE AND SCALER
ASA DENTAL SPA | ايطاليا | Italy | ME0000000489SFDAA00069 | PERIODONTIA INSTRUMENTS | PERIODONTIA INSTRUMENTS
ASA DENTAL SPA | ايطاليا | Italy | ME0000000489SFDAA00070 | MATRIX BAND | MATRIX BAND
ASA DENTAL SPA | ايطاليا | Italy | ME0000000489SFDAA00071 | DE LA ROSA ORTHO PLIER | DE LA ROSA ORTHO PLIER
ASA DENTAL SPA | ايطاليا | Italy | ME0000000489SFDAA00072 | ORTHODONTIC PLIERS | DIRECT BONDING BRACKET REMOVER
ASA DENTAL SPA | ايطاليا | Italy | ME0000000489SFDAA00073 | RUBBER DAM FRAME STAINLESS | RUBBER DAM FRAME
ASA DENTAL SPA | ايطاليا | Italy | ME0000000489SFDAA00074 | VISION RUBBER DAM FRAME | RUBBER DAM FRAME
ASA DENTAL SPA | ايطاليا | Italy | ME0000000489SFDAA00075 | AMALGAM INSTRUMENT | AMALGAM INSTRUMENT
ASA DENTAL SPA | ايطاليا | Italy | ME0000000489SFDAA00076 | BONE CURETTE | BONE CURETTE
ASA DENTAL SPA | ايطاليا | Italy | ME0000000489SFDAA00077 | BONE FILE | BONE FILE
ASA DENTAL SPA | ايطاليا | Italy | ME0000000489SFDAA00078 | BONE RONGEURS | BONE RONGEURS
ASA DENTAL SPA | ايطاليا | Italy | ME0000000489SFDAA00079 | BURNISHERS | BURNISHERS
ASA DENTAL SPA | ايطاليا | Italy | ME0000000489SFDAA00080 | Haemostatic forceps | Haemostatic forceps
ASA DENTAL SPA | ايطاليا | Italy | ME0000000489SFDAA00081 | PUNCH FORCEPS | PUNCH FORCEPS
ASA DENTAL SPA | ايطاليا | Italy | ME0000000489SFDAA00082 | ALUMINIUM TRAYS INSERT FRAME | Aluminium Insert Trays
ASA DENTAL SPA | ايطاليا | Italy | ME0000000489SFDAA00083 | ALUM.INSTR.GREY LID | Aluminium Lids
ASA DENTAL SPA | ايطاليا | Italy | ME0000000489SFDAA00084 | ALUM.INSTR.TRAYS SILVER | Aluminium Trays
ASA DENTAL SPA | ايطاليا | Italy | ME0000000489SFDAA00085 | SHAPED ACC.LID 24 FG SMALL BUR | Bur Holder
ASA DENTAL SPA | ايطاليا | Italy | ME0000000489SFDAA00086 | LID FOR BUR HOLDER | Bur Lid
ASA DENTAL SPA | ايطاليا | Italy | ME0000000489SFDAA00087 | PLATE 48 FG BUR HOLDER | Bur Plate
ASA DENTAL SPA | ايطاليا | Italy | ME0000000489SFDAA00088 | SET 7 BUR HOLDER BOX WITH LID | Bur set
ASA DENTAL SPA | ايطاليا | Italy | ME0000000489SFDAA00089 | DISPOSABLE 12 WELL BOX 1000 PZ | Disposable Trays MAXI
ASA DENTAL SPA | ايطاليا | Italy | ME0000000489SFDAA00090 | MIDI DIMENS.MILLED SURF.400 BL | Disposable Trays MIDI
ASA DENTAL SPA | ايطاليا | Italy | ME0000000489SFDAA00091 | PLASTIC DISPOSABLE TRAY 400PCS | Disposable Trays
ASA DENTAL SPA | ايطاليا | Italy | ME0000000489SFDAA00092 | MINI WASTE CONTAINER | MINI WASTE CONTAINER
ASA DENTAL SPA | ايطاليا | Italy | ME0000000489SFDAA00093 | PERIODONTAL INSTRUMENTS | PERIODONTAL INSTRUMENTS
ASA DENTAL SPA | ايطاليا | Italy | ME0000000489SFDAA00094 | SELDIN RETRACTOR | SELDIN RETRACTOR
ASA DENTAL SPA | ايطاليا | Italy | ME0000000489SFDAA00095 | SINUS LIFT INSTRUMENTS | SINUS LIFT INSTRUMENTS
ASA DENTAL SPA | ايطاليا | Italy | ME0000000489SFDAA00096 | TONGUE DEPRESSOR | TONGUE DEPRESSOR
ASA DENTAL SPA | ايطاليا | Italy | ME0000000489SFDAA00097 | TWEEZERS BONDING BRACKETS | TWEEZERS BONDING BRACKETS
ASA DENTAL SPA | ايطاليا | Italy | ME0000000489SFDAA00098 | KOENIGS CM. 15.5 RASPATORIES | RASPATORIES
ASA DENTAL SPA | ايطاليا | Italy | ME0000000489SFDAA00099 | ORTHODONTIC INSTRUMENT | ORTHODONTIC INSTRUMENT
ASA DENTAL SPA | ايطاليا | Italy | ME0000000489SFDAA00100 | PERIOSTEAL ELEVATORS | PERIOSTEAL ELEVATORS
ASA DENTAL SPA | ايطاليا | Italy | ME0000000489SFDAA00101 | RETRACTORS | RETRACTORS
ASA DENTAL SPA | ايطاليا | Italy | ME0000000489SFDAA00102 | ANTRUM PROBES | ANTRUM PROBES
ASA DENTAL SPA | ايطاليا | Italy | ME0000000489SFDAA00103 | BAND PUSHER | BAND PUSHER
ASA DENTAL SPA | ايطاليا | Italy | ME0000000489SFDAA00104 | BAND SETTER ITH TIN INSERT | BAND SETTER ITH TIN INSERT
ASA DENTAL SPA | ايطاليا | Italy | ME0000000489SFDAA00105 | DIRECT BOND.BRACK.HOLDER | DIRECT BOND.BRACK.HOLDER
ASA DENTAL SPA | ايطاليا | Italy | ME0000000489SFDAA00106 | illinger elevator | illinger elevator
ASA DENTAL SPA | ايطاليا | Italy | ME0000000489SFDAA00107 | MOUTH GAGS | MOUTH GAGS
ASA DENTAL SPA | ايطاليا | Italy | ME0000000489SFDAA00108 | ASA TRAY INSERT FRAME | ASA TRAY INSERT FRAME
ASA DENTAL SPA | ايطاليا | Italy | ME0000000489SFDAA00109 | IMPLANT LOCKING TRAYS ORANGE | IMPLANT LOCKING TRAYS ORANGE
ASA DENTAL SPA | ايطاليا | Italy | ME0000000489SFDAA00110 | ASA TRAY LID | ASA TRAY LID
ASA DENTAL SPA | ايطاليا | Italy | ME0000000489SFDAA00111 | ASA LOCKING TRAY ORANGE SILIC. | ASA LOCKING TRAY
ASA DENTAL SPA | ايطاليا | Italy | ME0000000489SFDAA00112 | SILICON INSERT FOR 10 INSTRUM | SILICON INSERT FOR 10 INSTRUM
ASA DENTAL SPA | ايطاليا | Italy | ME0000000489SFDAA00113 | ASA LOCKING TRAY MINI | ASA LOCKING TRAY MINI
ASA DENTAL SPA | ايطاليا | Italy | ME0000000489SFDAA00114 | ASA TRAY 7 INTRUMENTS | ASA TRAY 7 INTRUMENTS
ASA DENTAL SPA | ايطاليا | Italy | ME0000000489SFDAA00115 | BOSTON UNIVERSITY KIT | BOSTON KIT
ASA DENTAL SPA | ايطاليا | Italy | ME0000000489SFDAA00116 | Set of No.6 Felt Alum. Composit | Composite Kit
ASA DENTAL SPA | ايطاليا | Italy | ME0000000489SFDAA00117 | FIRST EXAMINATION KIT | FIRST EXAMINATION KIT
ASA DENTAL SPA | ايطاليا | Italy | ME0000000489SFDAA00118 | GORACCI KIT | GORACCI KIT
ASA DENTAL SPA | ايطاليا | Italy | ME0000000489SFDAA00119 | IMPLANT INSTR.SET | IMPLANT KIT
ASA DENTAL SPA | ايطاليا | Italy | ME0000000489SFDAA00120 | MINI SINUS LIFT SET | MINI SINUS LIFT KIT
ASA DENTAL SPA | ايطاليا | Italy | ME0000000489SFDAA00121 | SET 5 OCTAGONAL S/S MIRROR HANDLES | MOUTH MIRROR HANDEL SET
ASA DENTAL SPA | ايطاليا | Italy | ME0000000489SFDAA00122 | INSTR.SET FOR ORAL SURGERY | ORAL SUGERY KIT
ASA DENTAL SPA | ايطاليا | Italy | ME0000000489SFDAA00123 | OSTEOTOME KIT NO.6 PCS | OSTEOTOME KIT
ASA DENTAL SPA | ايطاليا | Italy | ME0000000489SFDAA00124 | PARALLELOM.MOUTH MIRROR+ HANDLE | PARALLEL MOUTH MIRROR SET
ASA DENTAL SPA | ايطاليا | Italy | ME0000000489SFDAA00125 | SHADE DAM KIT | RUBBER DAM KITS
ASA DENTAL SPA | ايطاليا | Italy | ME0000000489SFDAA00126 | SET ULTRALIGHT MIRROR/RETRACT | SET ULTRALIGHT MIRROR
ASA DENTAL SPA | ايطاليا | Italy | ME0000000489SFDAA00127 | TISSUE PLIERS IN CASE OF 5 PCS | TISSUE PLIERS KIT
ASA DENTAL SPA | ايطاليا | Italy | ME0000000489SFDAA00128 | SET OF 7 PERIOD.POCKET PROBES ENDODONTIC SET | PERIO PROBE SET
UNIVET s.p.a | ايطاليا | Italy | ME0000016065SFDAA00012 | EOS II LED LIGHT | HeadLights
M.A.S Medical S.r.l | ايطاليا | Italy | ME0000008165SFDAA00001 | Drain Star Evolution | Drain Star
T.G.R. S.R.L. | ايطاليا | Italy | ME0000005753SFDAA00001 | SUPREMA | SUPREMA
T.G.R. S.R.L. | ايطاليا | Italy | ME0000005753SFDAA00002 | SCOIATTOLO | SCOIATTOLO
T.G.R. S.R.L. | ايطاليا | Italy | ME0000005753SFDAA00003 | JOLLY | JOLLY
EVERmed S.r.l. | ايطاليا | Italy | ME0000009062SFDAA00001 | EVERMED | MEDICAL-PHARMACEUTICAL REFRIGERATOR / LABORATORY REFRIGERATOR
FAZZINI SRL | ايطاليا | Italy | ME0000009060SFDAA00003 | Fazzini IV stand | IV STAND
FAZZINI S.r.l. | ايطاليا | Italy | ME0000001390SFDAA00016 | FAZZINI SRL / Manual Suction Pump | Manual Suction Pump
Fazzini S. R.L | ايطاليا | Italy | ME0000009218SFDAA00001 | I.V. Stand | I.V Stand
OPTIKA | ايطاليا | Italy | ME0000009595SFDAA00001 | OPTIKA B-190 | Binocular brighfield MICROSCOPES
Light Progress Srl | ايطاليا | Italy | ME0000012547SFDAA00001 | STET CUBE | STET CUBE
Light Progress Srl | ايطاليا | Italy | ME0000012547SFDAA00002 | STET CLEAN | STET CLEAN
LTL SPAS | ايطاليا | Italy | ME0000000055SFDAA00002 | LTL | Plastic Ophthalmic Lenses & Spectacles Lenses | عدسات بلاستيكية طبية للنظارات جاهزة وغير جاهزة | عدسات بلاستيكية طبية للنظارات جاهزة وغير جاهزة
Promos S.p.A. | ايطاليا | Italy | ME0000017866SFDAA00001 | PROMOS | Urinal Bottle - Urinale maschile |  | حاوية البول الذكور متوافقة أيضا مع الدم والتقيؤ الأخرى
EURONDA SPA | ايطاليا | Italy | ME0000001055SFDAA00001 | CDS301 CORAL ONYX | Dental Stool
PROGEO SRL | ايطاليا | Italy | ME0000013341SFDAA00003 | Joker Junior Active Light Wheelchair | Active Light Wheelchair | active light wheelchair for patients who cannot walk. | كرسي متحرك خفيف الوزن اطفال
ATS DENTAL srl | ايطاليا | Italy | ME0000001385SFDAA00003 | ATS Dental srl AMALAGAMATOR TAC 400M | AMALAGAMTOR TAC 400M | ATS Dental srl AMALAGAMATOR TAC 400M
BTS S.p.A. | ايطاليا | Italy | ME0000002547SFDAA00003 | BTS G-Walk | Device for gait analysis | Study of human movement patterns in the fields of rehabilitation, sports medicine, ergonomics, clinical research.
DIVEL ITALIA SPA Unipersonale | ايطاليا | Italy | ME0000007432SFDAA00003 | SILKEN | OPHTHALMIC LENSES | Ophthalmic lens is a device that corrects the optical sight of the patient
Eurofil srl | ايطاليا | Italy | ME0000009999SFDAA00001 | VENIXE ALL IN ONE ADULT DIAPERS | Adult Diapers | Adult Diapers | حفاضات الكبار
Eurofil srl | ايطاليا | Italy | ME0000009999SFDAA00002 | VENIXE BED PAD | VENIXE BED PAD | VENIXE BED PAD | شراشف السرير
Santex S.p.A | ايطاليا | Italy | ME0000005071SFDAA00001 | EGOSAN All In One Diapers | Adult Diapers | Adult Diapers | حفاضات الكبار
Santex S.p.A | ايطاليا | Italy | ME0000005071SFDAA00001 | EGOSAN All In One Diapers | Adult Diapers | Adult Diapers | حفاضات الكبار
Santex S.p.A | ايطاليا | Italy | ME0000005071SFDAA00002 | EGOSAN Pants | Pants | Pants | بنطال
Santex S.p.A | ايطاليا | Italy | ME0000005071SFDAA00003 | EGOSAN UnderPads | UnderPads | EGOSAN UnderPads | فرشات اغوسان
VANNINI DENTAL INDUSTRY S R L | ايطاليا | Italy | ME0000010781SFDAA00001 | PROTESIL PUTTY | PROTESIL PUTTY | Protesil Putty is a silicon designed to be used for first impressions particularly flowable during the insertion
ORMESA S.r.l | ايطاليا | Italy | ME0000010957SFDAA00001 | Mini standy | Mini standy | mini standy | للتدريب و تاهيل المرضى لجعل الجسم بوضع مستقيم بالاعتماد على القدمين
ORMESA S.r.l | ايطاليا | Italy | ME0000010957SFDAA00001 | Mini standy | Mini standy | mini standy | للتدريب و تاهيل المرضى لجعل الجسم بوضع مستقيم بالاعتماد على القدمين
ACEM S.p.a. | ايطاليا | Italy | ME0000011504SFDAA00002 | Surgical Luminaire | Surgical Luminaire | Single lamp within PATIENTS ENVIRONMENT intended to support treatment and diagnosis which can be interrupted without any HAZARD for the PATIENT in case of light failure to be used in operating rooms
BMS DENTAL SRL | ايطاليا | Italy | ME0000007944SFDAA00001 | BMS | Amalgam Mixer | Amalgam Mixer
BMS DENTAL SRL | ايطاليا | Italy | ME0000007944SFDAA00002 | BMS | Crown & Bridge Wax | Modeling & Inlay Wax BMS Wax 4
BMS DENTAL SRL | ايطاليا | Italy | ME0000007944SFDAA00003 | BMS Dental | Temporary Filling Material | BMS Temporary Filling Material
offcarr srl | ايطاليا | Italy | ME0000013172SFDAA00001 | IO SONO | manual wheelchairs | المنتجات عبارة عن كراسي متحركة | كراسي متحركة
GIVAS SRL | ايطاليا | Italy | ME0000007721SFDAA00004 | GIVAS / CART FOR ORTHOPEDICS | CART FOR ORTHOPEDICS | CART FOR ORTHOPEDICS
GIVAS SRL | ايطاليا | Italy | ME0000007721SFDAA00003 | GIVAS / STAINLESS STEEL TROLLEY | STAINLESS STEEL TROLLEY | STAINLESS STEEL TROLLEY WITH 5 DRAWERS AND 1 CABINET
Ormesa S.R.L | ايطاليا | Italy | ME0000000678SFDAA00019 | ORMESA | OBI | Pushchair for transporting disable children | كرسي لتنقل الاطفال المعاقين
Ormesa S.R.L | ايطاليا | Italy | ME0000000678SFDAA00019 | ORMESA | OBI | Pushchair for transporting disable children | كرسي لتنقل الاطفال المعاقين
E.JANACH SRL | ايطاليا | Italy | ME0000008507SFDAA00010 | Trays | Trays | Surgical Instruments
E.JANACH SRL | ايطاليا | Italy | ME0000008507SFDAA00009 | Rhexies Forceps | Rhexies Forceps | Surgical Instruments
E.JANACH SRL | ايطاليا | Italy | ME0000008507SFDAA00013 | Towel Forceps | Towel Forceps | Surgical Instruments
E.JANACH SRL | ايطاليا | Italy | ME0000008507SFDAA00012 | Suture Instruments | Suture Instruments | Surgical Instruments
E.JANACH SRL | ايطاليا | Italy | ME0000008507SFDAA00001 | Chalazion Forceps | Chalazion Forceps | Surgical Instruments
E.JANACH SRL | ايطاليا | Italy | ME0000008507SFDAA00005 | Muscle/ Haemostatic Forceps | Muscle/ Haemostatic Forceps | Surgical Instruments
E.JANACH SRL | ايطاليا | Italy | ME0000008507SFDAA00004 | Chopper | Chopper | Surgical Instruments
E.JANACH SRL | ايطاليا | Italy | ME0000008507SFDAA00006 | Scissors | Scissors | Surgical Instruments
E.Janach | ايطاليا | Italy | ME0000007739SFDAA00005 | Loops | Loops | Surgical Instruments
E.Janach | ايطاليا | Italy | ME0000007739SFDAA00006 | Speculum | Speculum | Surgical Instruments
E.JANACH SRL | ايطاليا | Italy | ME0000008507SFDAA00014 | IOL/ Nucleus Manipulator/ Hooks | IOL/ Nucleus Manipulator/ Hooks | Surgical Instruments
ECS SRL | ايطاليا | Italy | ME0000007191SFDAA00006 | BIO-CHECK | Biological indicator | Biological indicator, designed to verify the reliability of the equipment used for STEAM sterilization.
ECS SRL | ايطاليا | Italy | ME0000007191SFDAA00014 | STERIL-TEST 6 | chemical indicator | chemical indicator for steam sterilization process.
ECS SRL | ايطاليا | Italy | ME0000007191SFDAA00012 | EC.STEAM 98 | Chemical Indicator | Chemical Indicator for steam sterilization.
E.Janach | ايطاليا | Italy | ME0000007739SFDAA00008 | Surgical Cannulas | Surgical Cannulas | Surgical Instrument
4Tek S.r.l | ايطاليا | Italy | ME0000002019SFDAA00006 | 4tek | Rain | Semi-Dry Suction for dental Chairs | جهاز شفط السوائل من كرسي الأسنان
FRANCEHOPITAL SAS | ايطاليا | Italy | ME0000011628SFDAA00001 | PERSOLIFE 400 with 5 drawers | Crash Cart | Crash Cart
FRANCEHOPITAL SAS | ايطاليا | Italy | ME0000011628SFDAA00003 | Trolley in stainless steel with 2 flat shelves | Utility Cart | Utility Cart
Bieffe Italia srl | ايطاليا | Italy | ME0000000565SFDAA00002 | Portabombole Doppio | Portabombole Doppio | Gas cylinder holder.
MDG ENGINEERING S.r.l. | ايطاليا | Italy | ME0000009410SFDAA00001 | BANDELETTES STERANIOS 2% - STERANIOS 2% ECS - STERANIOS 2% NG | Testing Strips | control testing strips.
C.S.O Srl | ايطاليا | Italy | ME0000010193SFDAA00005 | Chair | Chair for Ophthalmic Unit | Chair with electrical elevation and backrest, adjustable armrest, footrest with adjustable base plate.
E.Janach | ايطاليا | Italy | ME0000007739SFDAA00009 | Cannula | Cannula | Surgical Instrument
Bieffe Italia srl | ايطاليا | Italy | ME0000000565SFDAA00005 | PORTABOMBOLA 205 | PORTABOMBOLA 205 | Gas cylinder holder.
Bieffe Italia srl | ايطاليا | Italy | ME0000000565SFDAA00009 | Trisolution Flex Arm | Trisolution Flex Arm | Image display monitor holder.
Bieffe Italia srl | ايطاليا | Italy | ME0000000565SFDAA00004 | Asta Portaflebo | Asta Portaflebo | Intravenous pole.
Bieffe Italia srl | ايطاليا | Italy | ME0000000565SFDAA00008 | Carrello Medicale | Carrello Medicale | Utility trolley.
E.line Srl. | ايطاليا | Italy | ME0000007444SFDAA00009 | ROTOLI TYVEK | ROTOLI TYVEK | Device for ethylene oxide, radiation and plasma gas sterilization.
E.JANACH SRL | ايطاليا | Italy | ME0000008507SFDAA00011 | Spatulas | Spatulas | Surgical Instruments
MEDI SPORT S.r.I | ايطاليا | Italy | ME0000010089SFDAA00004 | Conductive Cream For Diathermy | Conductive Cream For Diathermy | cream for professorial use
E.JANACH SRL | ايطاليا | Italy | ME0000008507SFDAA00007 | Markers | Markers | Surgical Instruments
C.S.O Srl | ايطاليا | Italy | ME0000010193SFDAA00006 | Refraction unit | Refraction unit, Ophthalmic unit | AC powered device, composed of movable table top, LED spotlight with adjustable intensity, and ambient light
FERROX S.R.L | ايطاليا | Italy | ME0000004808SFDAA00018 | Bobath JR | Bobath JR | treatment tables
Bieffe Italia srl | ايطاليا | Italy | ME0000000565SFDAA00003 | Portatastiera | Portatastiera | Computer/medical device keyboard.
Bieffe Italia srl | ايطاليا | Italy | ME0000000565SFDAA00010 | Cestello | Cestello | Hamper.
Bieffe Italia srl | ايطاليا | Italy | ME0000000565SFDAA00006 | Braccio Trisolution | Braccio Trisolution | Image display monitor holder.
Bieffe Italia srl | ايطاليا | Italy | ME0000000565SFDAA00007 | Portabombole Aggiuntivo | Portabombole Aggiuntivo | Gas cylinder holder.
BTS S.p.A. | ايطاليا | Italy | ME0000002547SFDAA00005 | Nirvana | Motion Capture and Analysis System | Motion Analysis System
PIKDARE S.p.A. | ايطاليا | Italy | ME0000000891SFDAA00054 | PIC SOLUTION HOT WATER BAG | Hot Water Bag | Hot Water Bag | قربة مياه ساخنة مضلعة وبجانبين
EUROPROSAN S.p.A | ايطاليا | Italy | ME0000018771SFDAA00001 | Flufsan® | Articles for adult incontinence; absorbent articles for Baby | 1. Slip adult pants : size S, M , L , XL ; pack of 14 pcs. (NCD: T04010103) 2. Slip lady pants : size M , L ; 8,7 pcs. (NCD: T04010103) | فلافسان أكتف ملابس داخلية للبالغين للإستعمال الواحد، فلافسان ليدي ملابس داخلية نسائية للإستعمال الواحد
FAZZINI s.r.l | ايطاليا | Italy | ME0000010658SFDAA00012 | Mayo Table | S.S. Trays | MAYO TABLE WITH MANUAL VARIABLE HEIGHT STAINLESS STEEL STRUCTURE
EUROPROSAN S.p.A | ايطاليا | Italy | ME0000018771SFDAA00003 | Flufsan® & Flufsan® Compact | Absorbent Underpads | Underpads for hospital – 40x60,60x60,80*180: pack of 15 pcs.; 60x90: pack of 15 or 30 pcs - (NCD: T04010299) | هذا المنتج للاستخدام لمرة واحدة، يوفر الراحة والنظافة (الحماية من الجراثيم) من مواصفاته أنه يحمي من حساسية الجلد ويحافظ على نظافة مفرش السرير، يحتوي على طبقة ناعمة غير منسوجة (غير محاكاة) مضادة للتحسس في منطقة التلامس مع الجسم لذلك فهي تبقي الجلد نظيفا وجافا وتمنع تقرحات السرير مصنوع من الداخل من زغب السليلوزتأكد من تغييرها بشكل منتظم
Bieffe Italia srl | ايطاليا | Italy | ME0000000565SFDAA00012 | Ripiano AIRSEAL | Ripiano AIRSEAL | Device/equipment fixation.
Bieffe Italia srl | ايطاليا | Italy | ME0000000565SFDAA00011 | Portapedaliera | Portapedaliera | Medical device service rail clamp.
Dental Centra S.r.l | ايطاليا | Italy | ME0000020735SFDAA00001 | DC | Dental unit hose | Dental unit hose | حلقة وصل بين وحدة الأسنان الرئيسية والأجهزة المختلفة الأخرى
ECS SRL | ايطاليا | Italy | ME0000007191SFDAA00017 | WASHTEST | Washing indicator-cleaning performance test | designed for validation and routine monitoring of cleaning efficiency in washer-disinfectors and ultrasonic cleaners
Nannini Italian Quality s.r.l | ايطاليا | Italy | ME0000020919SFDAA00001 | Nannini Eyewear | READING GLASSES | READING GLASSES
Medisoft Ram Italia SRL | ايطاليا | Italy | ME0000020810SFDAA00001 | MEDISOFT | Treadmill | Medical Treadmill
Herniamesh S.r.l. | ايطاليا | Italy | ME0000021081SFDAA00001 | Aiartex | Mattress Overlay | A mattress for back pain relief and sleep disorders.
SBM Sistemi S.R.L | ايطاليا | Italy | ME0000020989SFDAA00001 | IDRA | Dry Eye Device | homonymous medical device that will be connected to the PC (fixed or portable) it allow to do the examination related to the study of dry eye diseases
CSO Srl Costruzione Strumenti Oftalmici | ايطاليا | Italy | ME0000006774SFDAA00006 | Refraction unit Accessories | Refraction unit, Ophthalmic unit | AC powered device composes of movable table top, LED spot light with adjustable, intensely and ambient light
ORMESA S.r.l | ايطاليا | Italy | ME0000010957SFDAA00002 | ORMESA - DYNAMICO | DYNAMICO | walking frame
DELCON S.r.l. | ايطاليا | Italy | ME0000015411SFDAA00004 | HemoWeld-Gun | Bench Tube Sealer | Portable sealer for blood bag tubes
DELCON S.r.l. | ايطاليا | Italy | ME0000015411SFDAA00013 | HEMOTEK 2 | Blood collection monitor | To perform whole blood collection from donor
C.S.O Srl | ايطاليا | Italy | ME0000010193SFDAA00007 | Perseus | specular microscope | fully automated non- contact device, providing analysis of the corneal endothelium, the device quickly produces high- definition, quality and well contrasted image
Euro Ausili S.r.l | ايطاليا | Italy | ME0000022243SFDAA00001 | Anti-decubitus cusion | Air cusion | Air cusion
FLAMOR S.r.l | ايطاليا | Italy | ME0000022559SFDAA00003 | Portabarella campale | Carrier | Portabarella campale
FLAMOR S.r.l | ايطاليا | Italy | ME0000022559SFDAA00003 | Portabarella campale | Carrier | Portabarella campale
Khymeia s.r.l. | ايطاليا | Italy | ME0000022091SFDAA00002 | VRRS | Rehabilitation device | virtual reality system for rehabilitation training
EXTRO’ STYLE SRL | ايطاليا | Italy | ME0000000776SFDAA00005 | Orthopedic Shoes | Energy-diabetic line | allow a smooth and natural transition in the different walking phases, minimizing the pressure on the forefoot, allowing thus a more correct and balanced walking and distribution of the body weight. With SEMI-RIGID OUTSOLE the footwear can be used for primary prevention purposes in the diabetic foot with 0 or 1 risk degree, or in other pathologies such as Polyarthritis, Morton's Neuroma, Arthrosis
EXTRO’ STYLE SRL | ايطاليا | Italy | ME0000000731SFDAA00008 | Orthopedic Shoes | Braces, diabetic foot and post-operators line | for the treatment of the acute phase of diabetic plantar lesions, wounds after surgery, traumas of the foot and the tarsus, wounds, or traumas of the forefoot. Their special shape allows the immobilization of the foot, decompressing the affected area of the wound, reducing thus the pression points
GIVAS SRL | ايطاليا | Italy | ME0000007721SFDAA00006 | Givas I.V stand | I.V. stand | I.V. stand
Euro Ausili S.r.l. | ايطاليا | Italy | ME0000022244SFDAA00002 | Foam Mattresses | Mattresses | Foam Mattresses
Khymeia s.r.l. | ايطاليا | Italy | ME0000022091SFDAA00001 | OAK | Rehabilitation device | integrated system for the assessment and prevention of fall risks
EXTRO’ STYLE SRL | ايطاليا | Italy | ME0000000780SFDAA00004 | Orthopedic Shoes | Active line | allow a smooth and natural transition in the different walking phases, minimizing the pressure on the forefoot, allowing thus a more correct and balanced walking and distribution of the body weight. With SEMI-RIGID OUTSOLE the footwear can be used for primary prevention purposes in diabetic foot with 0 or 1 risk degree, or in other pathologies such as Polyarthritis, Morton's Neuroma, Arthrosis. With RIGID OUTSOLE the footwear can be used for secondary prevention purposes in diabetic foot with risk degree 2 and 3, even in the presence of previous ulcerations with the risk of recurrence, deformity or arthrodesis of the toes, arthrodesis of the tarsus, Charcot's foot, biomechanical problems of the movement
EXTRO’ STYLE SRL | ايطاليا | Italy | ME0000000731SFDAA00011 | Orthopedic Shoes | Elderly, Rehabilitation, daibetic and rheumatic foot line | indicated for primary prevention in the diabetic foot with risk degrees 0 and 1, in post-surgery and in case of sprains, instability, walking pain, fragile skin and vascular problems
Nannini Italian Quality s.r.l | ايطاليا | Italy | ME0000001058SFDAA00066 | Nannini Eyewear | READING GLASSES | READING GLASSES
Nannini Italian Quality s.r.l | ايطاليا | Italy | ME0000002282SFDAA00021 | Nannini Eyewear | READING GLASSES | READING GLASSES | نظارة للقراءة
BMS Dental S.r.l | ايطاليا | Italy | ME0000007940SFDAA00032 | BMS | Resin for Trays | BMS 017 Resin Self Curing for Tray
Spencer Italia s.r.l | ايطاليا | Italy | ME0000002307SFDAA00035 | Mattress | Mattress | mattress for ambulance stretcher
Spencer Italia s.r.l | ايطاليا | Italy | ME0000002307SFDAA00036 | FA ANTERIOR FASTNER SELF LOADING STRETC. + ENDURO | FA ANTERIOR FASTNER SELF LOADING STRETC. + ENDURO | fasteners for ambulance stretcher
Spencer Italia s.r.l | ايطاليا | Italy | ME0000002307SFDAA00039 | FP POSTERIOR FASTNER SELF LOADING STRETC. + ENDURO | FP POSTERIOR FASTNER SELF LOADING STRETC. + ENDURO | fasteners for ambulance stretcher
GRUPPO FARMAIMPRESA S.R.L. | ايطاليا | Italy | ME0000003097SFDAA00009 | Hemo Guard | Hypertonic hydrating barrier gel | Hypertonic hydrating barrier gel | جل عازل و مرطب و عالي التوتر يعمل ميكانيكيا للمساعدة في حالات البواسيرر
Spencer Italia s.r.l | ايطاليا | Italy | ME0000002307SFDAA00034 | ELLA SELF S SILVER | Ambulance stretcher | to transport patients inside ambulnaces
Herniamesh S.r.l. | ايطاليا | Italy | ME0000003135SFDAA00001 | Aiartex | Mattress Overlay | A mattress for back pain relief and sleep disorders.
Ci-Zeta srl | ايطاليا | Italy | ME0000004032SFDAA00002 | Anti Embolism ladies pop sock | Anti Embolism ladies pop sock | Graduated compression ladies pop sock for the prevention of deep vein thrombosis and pulmonary embolism in cellular knitting | جوارب نسائية تمنح الضغط التدريجي لتجنب التخثر الوريدي العميق والانصمام الرئوي
ANTANO GROUP | ايطاليا | Italy | ME0000004144SFDAA00001 | SPINAL BOARD | LG BAR SPINE | TRANSFER AID
Ci-Zeta srl | ايطاليا | Italy | ME0000004032SFDAA00009 | Medical Support knee-high (k2) Graded Compression whihout toe | Medical Support knee-high (k2) Graded Compression whihout toe | Medical Support knee-high (k2) Graded Compression whihout toe | جوارب طبية داعمة الي حد الركبة مع الضغط التدريجي بدرجة 200 بدون مقدمة اصبع (k2)
Spencer Italia Srl | ايطاليا | Italy | ME0000017080SFDAA00005 | STX 592 | Belts for stretcher | to fasten patients on the stretchers
Ci-Zeta srl | ايطاليا | Italy | ME0000004032SFDAA00003 | Anti-thrombo anti-embolism stocking | Anti-thrombo anti-embolism stocking | Anti-thrombo anti-embolism stocking | جوارب طويلة مضادة للتخثر
FERROX S.R.L | ايطاليا | Italy | ME0000004808SFDAA00004 | Ferrox PICASSO XLL | Ferrox PICASSO XLL | Treatment table
Ci-Zeta srl | ايطاليا | Italy | ME0000004031SFDAA00002 | Anti Cellulite Slimming Apparel with Caffeine | Anti Cellulite Slimming Apparel with Caffeine Stylish leggings with reducing effect and push up | Anti Cellulite Slimming Apparel with Caffeine Stylish leggings with reducing effect and push up | بنطال طويل يساعد علي التخسيس والشد
Spencer Italia Srl | ايطاليا | Italy | ME0000017080SFDAA00002 | DAVIS ADULT/ PEDIATRIC | Traction system | Traction splint used for femur fractures
FERROX S.R.L | ايطاليا | Italy | ME0000004807SFDAA00001 | Ferrox PICASSO XL | Ferrox PICASSO XL | Treatment table
Spencer Italia Srl | ايطاليا | Italy | ME0000017080SFDAA00006 | Spencer SXR pick up stretcher | SCOPE STRETCHER | to transport injured patients
FERROX S.R.L | ايطاليا | Italy | ME0000004808SFDAA00006 | Ferrox MATISSE PRO II | Ferrox MATISSE PRO II | Treatment table
FERROX S.R.L | ايطاليا | Italy | ME0000004808SFDAA00005 | Ferrox MATISSE PRO II+II | Ferrox MATISSE PRO II+II | Treatment table
FERROX S.R.L | ايطاليا | Italy | ME0000004808SFDAA00008 | Ferrox CEZANNE PRO II 5 SEC | Ferrox CEZANNE PRO II 5 SEC | Treatment table
FERROX S.R.L | ايطاليا | Italy | ME0000004808SFDAA00007 | Ferrox CEZANNE PRO II 3 SEC | Ferrox CEZANNE PRO II 3 SEC | Treatment table
Ci-Zeta srl | ايطاليا | Italy | ME0000004032SFDAA00004 | Support Medical Tights | Support Medical Tights | Support Medical Tights | جوارب طبية طويلة وداعمة
Ci-Zeta srl | ايطاليا | Italy | ME0000004032SFDAA00010 | Ladies pop-sock at graded Compression 70 den 14mmHg | Ladies pop-sock at graded Compression 70 den 14mmHg | Ladies pop-sock at graded Compression 70 den 14mmHg | جوارب طبية داعمة الي حد الركبة مع الضغط التدريجي 70 دن
Ci-Zeta srl | ايطاليا | Italy | ME0000004032SFDAA00005 | Support Medical Tights 70 den | Support Medical Tights 70 den | Support Medical Tights 70 den | تم صناعة الجوارب الطبية الطويلة والداعمة بطريقة معينة لتفادي مرض الدوالي وتخفيفة والاورام وتخفف الثقل علي القدمين
Ci-Zeta srl | ايطاليا | Italy | ME0000003833SFDAA00010 | Post-op bra after breast enlargement or reduction | Post-op bra after breast enlargement or reduction + Elastic stabilizer band | Post-op bra after breast enlargement or reduction + Elastic stabilizer band | حمالة صدر بعد الجراحة بعد تكبير الثدي أو تصغيره مع حزام مطاطي للتثبيت
Spencer Italia Srl | ايطاليا | Italy | ME0000017080SFDAA00007 | SED | EXTRICATION DEVICE | to immobilize patients spine and extricate them
FERROX S.R.L | ايطاليا | Italy | ME0000004808SFDAA00009 | Ferrox CEZANNE PRO II 7 SEC | Ferrox CEZANNE PRO II 7 SEC | Treatment table
Ci-Zeta srl | ايطاليا | Italy | ME0000004032SFDAA00007 | Medical Support knee-high (k1) Graded Compression whihout toe | Medical Support knee-high (k1) Graded Compression whihout toe | Medical Support knee-high (k1) Graded Compression whihout toe | جوارب طبية داعمة الي حد الركبة مع الضغط التدريجي بدون مقدمة اصبع (k1)
Ci-Zeta srl | ايطاليا | Italy | ME0000004032SFDAA00006 | Ladies pop-sock at Graded Compression 200 den 2 class medical | Ladies pop-sock at Graded Compression 200 den 2 class medical | Ladies pop-sock at Graded Compression 200 den 2 class medical | جوارب داعمة إلي حد الركبة
Ci-Zeta srl | ايطاليا | Italy | ME0000004032SFDAA00014 | Anti Cellulite slimming Apparel with Caffeine | Capri midi pants with micro-massage-Anti Cellulite with slimming effect | Capri midi pants with micro-massage-Anti Cellulite with slimming effect | بنطال متوسط الطول يساعد علي التخسيس والشد مضاد للسيلوليت
FERROX S.R.L | ايطاليا | Italy | ME0000004808SFDAA00012 | Ferrox MICHELANGELO | Ferrox MICHELANGELO | Treatment Table
FERROX S.R.L | ايطاليا | Italy | ME0000004808SFDAA00011 | Ferrox RAFFAELLO | Ferrox RAFFAELLO | Treatment table
Ci-Zeta srl | ايطاليا | Italy | ME0000004032SFDAA00015 | Anti Cellulite slimming Apparel with Caffeine | Anti Cellulite slimming Legging with micro massage | Anti Cellulite slimming Legging with micro massage | بنطال يساعد علي التخسيس والشد مضاد للسيلوليت
Spencer Italia Srl | ايطاليا | Italy | ME0000017080SFDAA00003 | NEC UP PEADIATRIC / ADULT | Collars | collars to immobilize paediatric patients neck
Ci-Zeta srl | ايطاليا | Italy | ME0000004032SFDAA00011 | Maxillofacial mask for face and neck lifts | Maxillofacial mask for face and neck lifts | Maxillofacial mask for face and neck lifts | قناع لشد الوجه والرقبة
Ci-Zeta srl | ايطاليا | Italy | ME0000004032SFDAA00020 | Support Medical Tights 40 den | Support Medical Tights 40 den | Support Medical Tights 40 den | تم صناعة الجوارب الطبية الطويلة والداعمة بطريقة معينة لتفادي مرض الدوالي وتخفيفة والاورام وتخفيف الثقل علي القدمين
Ci-Zeta srl | ايطاليا | Italy | ME0000004032SFDAA00013 | Anti Cellulite slimming Apparel with Caffeine | Anti Cellulite slimming Apparel with Caffeine | Anti Cellulite slimming Apparel with Caffeine | لباس التخسيس المضاد للسيلوليت مع الكافيين
Ci-Zeta srl | ايطاليا | Italy | ME0000004032SFDAA00018 | Support Medical Tights Medical 2 Class | Support Medical Tights Medical 2 Class | Support Medical Tights Medical 2 Class | تم صناعة الجوارب الطبية الطويلة والداعمة بطريقة معينة لتفادي مرض الدوالي وتخفيفة والاورام وتخفيف الثقل علي القدمين
Ci-Zeta srl | ايطاليا | Italy | ME0000004032SFDAA00017 | Support Medical Tights 140 den | Support Medical Tights 140 den | Support Medical Tights 140 den | تم صناعة الجوارب الطبية الطويلة والداعمة بطريقة معينة لتفادي مرض الدوالي وتخفيفة والاورام وتخفيف الثقل علي القدمين
Ci-Zeta srl | ايطاليا | Italy | ME0000004032SFDAA00012 | Post liposuction Bust and arms girdle | Post liposuction Bust and arms girdle | Post liposuction Bust and arms girdle | الملابس الضاغطة لعملية شفط الدهون
Ci-Zeta srl | ايطاليا | Italy | ME0000004032SFDAA00022 | Therapeuttic post-op single leg tights | Therapeuttic post-op single leg tights-Left | Therapeuttic post-op single leg tights-Left | جوارب طويلة لما بعد الجراحة لرجل واحدة يسار
Ci-Zeta srl | ايطاليا | Italy | ME0000004032SFDAA00023 | Futura Mamma Pospart Maternity support briefs | Maternity support briefs | slip boxer culotte and nursing vest for mom to be slip | سروال داخلي لما بعد الولادة وسترة الرضاعة وشورت وسروال داخلي للحوامل
Ci-Zeta srl | ايطاليا | Italy | ME0000004032SFDAA00029 | Man's knee sock at graded compression cotton with silver fiber | Man's knee sock at graded compression cotton with silver fiber | Man's knee sock at graded compression cotton with silver fiber | جوارب رجالية الي حد الركبة مع الضغط التدريجي
Ci-Zeta srl | ايطاليا | Italy | ME0000004032SFDAA00026 | Futura Mamma Pospart Maternity shorts | Maternity shorts | Maternity shorts | سروال داخلي لما بعد الولادة وسترة الرضاعة وشورت وسروال داخلي للحوامل
Ci-Zeta srl | ايطاليا | Italy | ME0000004032SFDAA00030 | Man's knee sock at graded compression skin life antibacterial fabric polyamide yarn | Man's knee sock at graded compression skin life antibacterial fabric polyamide yarn | Man's knee sock at graded compression skin life antibacterial fabric polyamide yarn | خيوط البولي أميد المصنوعة من نسيج مضاد للبكتيريا
Ci-Zeta srl | ايطاليا | Italy | ME0000004032SFDAA00024 | Futura Mamma Pospart Nursing vest | Nursing vest | Nursing vest | سروال داخلي لما بعد الولادة وسترة الرضاعة وشورت وسروال داخلي للحوامل
Spencer Italia s.r.l | ايطاليا | Italy | ME0000002307SFDAA00040 | ENDURO Multilevel stretcher | ENDURO Multilevel stretcher | Spencer ENDURO is a multilevel stretcher for transport of patients characterized by an X-Frame structure which makes the device extremely robust. It can be used for rescue operations on road and sanitary vehicles.
Ci-Zeta srl | ايطاليا | Italy | ME0000004032SFDAA00031 | Man's knee sock at graded compression cotton 16 mmhg | Man's knee sock at graded compression cotton 16 mmhg | Man's knee sock at graded compression cotton 16 mmhg | جوارب رجالية الي حد الركبة مع الضغط التدريجي
Ci-Zeta srl | ايطاليا | Italy | ME0000004032SFDAA00028 | Man's knee sock at graded compression cotton | Man's knee sock at graded compression cotton | Man's knee sock at graded compression cotton | جوارب رجالية الي حد الركبة مع الضغط التدريجي
Ci-Zeta srl | ايطاليا | Italy | ME0000004032SFDAA00027 | Futura Mamma Pospart Maternity shorts HUPMB 7/9 | Maternity shorts HUPMB 7/9 | Futura Mamma Pospart Maternity shorts HUPMB 7/9 | سروال داخلي لما بعد الولادة وسترة الرضاعة وشورت وسروال داخلي للحوامل
Ci-Zeta srl | ايطاليا | Italy | ME0000004032SFDAA00033 | Diabetic Sock Created with maximum comfort in mind | Diabetic Sock | Diabetic Sock | جوارب مرضي السكر
Ci-Zeta srl | ايطاليا | Italy | ME0000004032SFDAA00021 | Therapeuttic post-op single leg tights | Therapeuttic post-op single leg tights- right | Therapeuttic post-op single leg tights right | جوارب طويلة لما بعد الجراحة لرجل واحدة يمين
Ci-Zeta srl | ايطاليا | Italy | ME0000004032SFDAA00034 | High Compression mini top massaging arms sleeves for Lipedema Lymphedema diseases | High Compression mini top massaging arms sleeves for Lipedema Lymphedema diseases | High Compression mini top massaging arms sleeves for Lipedema Lymphedema diseases | ملابس التخسيس الضاغطة والداعمة للوذمة الشحمية واللمفية
Ci-Zeta srl | ايطاليا | Italy | ME0000004032SFDAA00035 | Lipedma lymphedema Compression (15-18 mmhg) per support slimming leggings | Lipedma lymphedema Compression (15-18 mmhg) per support slimming leggings | Lipedma lymphedema Compression (15-18 mmhg) per support slimming leggings | ملابس التخسيس الضاغطة والداعمة للوذمة الشحمية واللمفية
REVEE S.r.l. | ايطاليا | Italy | ME0000005541SFDAA00054 | REVÉE® SLEEVES | REVÉE® SLEEVES | Garments help to ease muscle stiffness and quicken recovery time. | تساعد الملابس على تخفيف تصلب العضلات وتسريع وقت الشفاء.
Revee S.r.l. | ايطاليا | Italy | ME0000005535SFDAA00001 | REVÉE® BELT | REVÉE® BELT | Garments help to ease muscle stiffness and quicken recovery time. | تساعد الملابس على تخفيف تصلب العضلات وتسريع وقت الشفاء.
Ci-Zeta srl | ايطاليا | Italy | ME0000004032SFDAA00037 | Post Liposuction K1 Leggings | Post Liposuction K1 Leggings | Post Liposuction K1 Leggings | بنطال لعملية ما بعد شفط الدهون
Ci-Zeta srl | ايطاليا | Italy | ME0000004032SFDAA00036 | Medical Support Leggings with high compression k2 | Medical Support Leggings with high compression k2 | Medical Support Leggings with high compression k2 | بنطال طبي داعم مع الضغط العالي
Ci-Zeta srl | ايطاليا | Italy | ME0000004032SFDAA00032 | Diabetic Sock | Diabetic Sock | Diabetic Sock | جوارب مرضي السكر
REVEE S.r.l. | ايطاليا | Italy | ME0000005536SFDAA00006 | REVÉE® BINDER | REVÉE® BINDER | Garments help to ease muscle stiffness and quicken recovery time. | تساعد الملابس على تخفيف تصلب العضلات وتسريع وقت الشفاء.
Ci-Zeta srl | ايطاليا | Italy | ME0000004032SFDAA00039 | Anti Cellulite slimming Apparel with Caffeine | Vest with micro-massage anti-cellulite with slimming effect | Vest with micro-massage anti-cellulite with slimming effect | سترة تساعد على التخسيس والشد مضادة للسيلوليت
E.line Srl. | ايطاليا | Italy | ME0000007444SFDAA00008 | Tyvek reels | Tyvek reels | reels for ethylene oxide, radiation and plasma gas sterilization
E.line Srl. | ايطاليا | Italy | ME0000007444SFDAA00010 | TYEVEK PLASMA REELS | TYEVEK PLASMA REELS | Device for ethylene oxide, radiation and plasma gas sterilization.
REVEE S.r.l. | ايطاليا | Italy | ME0000005540SFDAA00001 | REVÉE® MASK | Compression Garments | Post-surgical compression therapy after surgeries such as: facelift and mentoplasty. | علاج ضغط ما بعد الجراحة بعد العمليات الجراحية مثل: شد الوجه وشد الذقن.
REVEE S.r.l. | ايطاليا | Italy | ME0000005534SFDAA00001 | LIPO REVÉE® | Compression Garments | Post-surgical compression therapy after liposuction surgery. | علاج ضغط ما بعد الجراحة بعد جراحة شفط الدهون.
REVEE S.r.l. | ايطاليا | Italy | ME0000005539SFDAA00003 | REVÉE® CHEST | Compression Garments | Post-surgical compression therapy after: gynecomastia, hip liposuction, surgical repair of the pectoral region. | علاج ضغط ما بعد الجراحة: التثدي ، شفط دهون الورك ، الإصلاح الجراحي المنطقة الصدرية.
REVEE S.r.l. | ايطاليا | Italy | ME0000005537SFDAA00006 | REVÉE® BRA | Compression Garments | Post-surgical compression therapy after surgeries such as: breast augmentation, breast reduction. | علاج ضغط ما بعد الجراحة بعد العمليات الجراحية مثل: تكبير الثدي ، تصغير الثدي.
Ci-Zeta srl | ايطاليا | Italy | ME0000004032SFDAA00025 | Modelling girdle contenitive ladies briefs | Modelling girdle contenitive ladies briefs | Modelling girdle contenitive ladies briefs | مشد داخلي للنساء
M.A.S. Medical S.r.l. | ايطاليا | Italy | ME0000003362SFDAA00004 | Drain Star Revolution Junior | Drain Star | DRAIN STAR DS4M EVOLUTION
OFFHEALTH S.p.A. | ايطاليا | Italy | ME0000005439SFDAA00002 | Puralid Lipogel | Eyelid Gel | Cleanses, soothes & relives inflamed eyelids | ينظف ويلطف الجفون الملتهبة
REVEE S.r.l. | ايطاليا | Italy | ME0000005538SFDAA00005 | REVÉE® CARDIO | REVÉE® CARDIO | Garments help to ease muscle stiffness and quicken recovery time. | تساعد الملابس على تخفيف تصلب العضلات وتسريع وقت الشفاء.
GRUPPO FARMAIMPRESA S.R.L | ايطاليا | Italy | ME0000001780SFDAA00049 | Rinofast Nasal Spray 50 ml | Nasal Spray 50 ml | Hypertonic saline solution for daily nasal hygiene
C.B.M. SRL a socio unico | ايطاليا | Italy | ME0000009622SFDAA00007 | Container for Steam Sterilization | Container for Steam Sterilization | These devices are meant to contain different materials (such as medical devices or not, made of metal, cloth, gum or glass) that will be sterilized loose and packaged and then will be placed in a Steam Sterilizer, moreover, container are appropriate for the maintenance of the inner sterilization and the transport of the contained materials.
C.B.M. SRL a socio unico | ايطاليا | Italy | ME0000009622SFDAA00005 | Filters for Reusable Rigid Container for Steam Sterilization | Filters for Reusable Rigid Container for Steam Sterilization | Filters are equipped on rigid containers for steam sterilization to allow steam penetration during sterilization and to maintain sterility post sterilization. Filters create a microbial barrier.
C.B.M. SRL a socio unico | ايطاليا | Italy | ME0000009622SFDAA00004 | Stainless Steel Baskets for Sterilization | Stainless Steel Baskets for Sterilization | Stainless steel basket for sterilization are commonly used in hospitals to transport, contain, protect medical devices during washing and sterilization
C.B.M. SRL a socio unico | ايطاليا | Italy | ME0000009622SFDAA00006 | Instrument Holder | Instrument Holder | Devices intended to assist and support the activities of sterilization and handling, by helping to anchor and/or reduce the movement of medical devices contained inside the baskets.
C.S.O Srl | ايطاليا | Italy | ME0000010193SFDAA00010 | Chair | Chair for Ophthalmic Unit | chair with electrical elevation, fix armrest and foot rest
C.S.O Srl | ايطاليا | Italy | ME0000010193SFDAA00008 | Refraction unit | Refraction unit, Ophthalmic unit | Ophthalmic Unit
PROGEO SRL | ايطاليا | Italy | ME0000013341SFDAA00001 | Joker Carbon Active Light Wheelchair | Active Light Wheelchair | for patients who cannot walk | كرسي متحرك خفيف الوزن
M.A.S. Medical S.r.l. | ايطاليا | Italy | ME0000003362SFDAA00006 | Filter Kit | Aspiration Kit | DS.5 Filter Kit
M.A.S. Medical S.r.l. | ايطاليا | Italy | ME0000003362SFDAA00005 | Daily Kit With Suction Tube | Daily aspiration Kit | DS.1 Daily kit
4Tek S.r.l | ايطاليا | Italy | ME0000002019SFDAA00010 | 4tek | Mirage | Oil less air compressor for dental chairs | جهازضخهواءلازيتيلكراسيالأسنان
4Tek S.r.l | ايطاليا | Italy | ME0000002019SFDAA00020 | 4-tek | ECO | Oil less air compressor for dental chairs | جهاز ضخ هواء لازيتي لكراسي الأسنان
EURONDA SPA | ايطاليا | Italy | ME0000001055SFDAA00033 | Euronda Operator’s Stool | Dentail Operators chair | is designed with a height adjustable curved armrest that can be used to support and steady the operators hands during procedures
General Medical Merate SpA | ايطاليا | Italy | ME0000002249SFDAA00006 | MSP 150 | MSP 150 | Ceiling suspension stand unit for XRay tube support
ACEM SPA | ايطاليا | Italy | ME0000011496SFDAA00005 | Luminaire for diagnosis | Luminaire for diagnosis | Luminaire to illuminate the body of the PATIENT locally in order to support diagnosis or treatment which could be interrupted without any hazard for the PATIENT in case of failure of the light
FAZZINI s.r.l | ايطاليا | Italy | ME0000010658SFDAA00009 | ADULT PROFESSIONAL DELUXE STHETOSCOPE BLACK TUBE | ADULLT Stethoscope | Professional deluxe stethoscope. Stainless steel dual head chest piece. Non-chill ring for patient comfort. Two spare pairs of soft ear tips. Sizes: adult 47 mm ø
Santex S.p.A | ايطاليا | Italy | ME0000005071SFDAA00004 | EGOSAN All In One X-DRY | EGOSAN Adult Brief & Pants | EGOSAN Adult Brief & Pants | حفاظات كبار السن وذوي الاحتياجات الخاصة
Santex S.p.A | ايطاليا | Italy | ME0000005071SFDAA00004 | EGOSAN All In One X-DRY | EGOSAN Adult Brief & Pants | EGOSAN Adult Brief & Pants | حفاظات كبار السن وذوي الاحتياجات الخاصة
EUROPROSAN S.p.A | ايطاليا | Italy | ME0000018771SFDAA00002 | Flufsan® Soft | Articles for adult incontinence; absorbent articles for Baby | Adult Diapers : M , L , XL , pack of 15 pcs. (NCD: T04010103) | فلافسان سوفت حفاضات للكبار للإستعمال الواحد (Day) إن فوطة (فلافسان سوفت) ذات الإستخدام مرة واحدة مخصصة للحالات المتوسطة والشديدة لضعف المثانة. 1) شديدة الإمتصاص ومريحة للغاية مع أطراف مطاطية متناسبة مع محيط الخصر لتفادي أي تسرب. 2) تحتوي على طبقة سيلولوزية نقية شديدة الإمتصاص في منطقة الوسط ومغطاة بنسيج ناعم ضد التحسس عند منطقة ملامسته للجلد. 3) يحتوي الجانب الخارجي البلاستيكي على شريط مؤشر للبلل.
SBM Sistemi S.R.L | ايطاليا | Italy | ME0000020989SFDAA00008 | DSLC 200 | Electric Optometric Instruments | Electric Optometric Instruments
SBM Sistemi S.R.L | ايطاليا | Italy | ME0000020989SFDAA00007 | DEM 100 | Electric Optometric Instruments | Electric Optometric Instruments
Spencer Italia s.r.l | ايطاليا | Italy | ME0000002307SFDAA00042 | RES-Q- splint plus kit- universal vacuum splints | RES-Q- splint plus kit- universal vacuum splints | splints to immobilize the limbs f injured person.
Spencer Italia s.r.l | ايطاليا | Italy | ME0000002307SFDAA00043 | RES-Q-SPLINT - KIT 3 SIZES W/PUMP AND BAG | RES-Q-SPLINT - KIT 3 SIZES W/PUMP AND BAG | splints to immobilize the limbs f insured person.
Spencer Italia s.r.l | ايطاليا | Italy | ME0000002307SFDAA00041 | SED SPENCER EXTRICATION DEVICE | SED SPENCER EXTRICATION DEVICE | to immobilize patients spine and extricate them
Asa Dental S.p.A. | ايطاليا | Italy | ME0000009058SFDAA00078 | Instruments Tray Special | Instruments Tray Special | Instruments Tray Special
FIAB SpA | ايطاليا | Italy | ME0000004164SFDAA00014 | Bipolar universal connection cables | connection cables for grounding pads | Bipolar universal connection cables for disposable groud pads for electrosurgery models: F7902, F7902/4, F7902/4-2.5, F7902/24, F7902-S, F7902/BLU, F7903, F7903/F, F7904
A.M.I Italia Srl | ايطاليا | Italy | ME0000011659SFDAA00003 | electrodes with connector for Defibrillators | disposable multifunction pre-connected pads | disposable multifunction pre-connected pads
GIMA S.P.A. | ايطاليا | Italy | ME0000000747SFDAA00002 | SURGIFIX | Elasticated Tubular NET Bandage | Elastic Net Bandage
PROGEO SRL | ايطاليا | Italy | ME0000013341SFDAA00002 | Active Light Wheelchair Joker | Active Light Wheelchair | Active light wheelchair for patients who cannot walk | كرسي متحرك خفيف
E.C.S. s.r.l. | ايطاليا | Italy | ME0000009012SFDAA00004 | Adhesive tape with indicator | Adhesive tape | Adhesive tape with indicator.
DELCON S.r.l. | ايطاليا | Italy | ME0000000274SFDAA00005 | HEMOWELD-Table | Bench Tube sealerHWELD-T.DB.00 | Bench tube sealer for medical PVC tubes
DELCON S.r.l. | ايطاليا | Italy | ME0000000274SFDAA00005 | HEMOWELD-Table | Bench Tube sealerHWELD-T.DB.00 | Bench tube sealer for medical PVC tubes
EF MEDICAL SRL | ايطاليا | Italy | ME0000009695SFDAA00005 | Disposable ECG electrodes | Disposable ECG electrodes | Disposable ECG electrodes
GIMA S.P.A. | ايطاليا | Italy | ME0000001995SFDAA00002 | SURGIFIX | Elastic Tubular Netting | Elastic Tubular Bandage
EURONDA SPA | ايطاليا | Italy | ME0000001055SFDAA00002 | EUROSONIC | Surgical Instrument Cleaner | is equipped with Sweep Mode technology which distributes ultrasonic waves uniformly, encouraging thorough and even cleaning.
EURONDA SPA | ايطاليا | Italy | ME0000001055SFDAA00002 | EUROSONIC | Surgical Instrument Cleaner | is equipped with Sweep Mode technology which distributes ultrasonic waves uniformly, encouraging thorough and even cleaning.
EURONDA SPA | ايطاليا | Italy | ME0000001055SFDAA00003 | EuroSeal | Thermosealing Machine | Thermosealing machines to meet the needs of every dental practice. Whether rotary or manual, all our thermosealers are characterized by a simple and versatile use
EURONDA SPA | ايطاليا | Italy | ME0000001055SFDAA00003 | EuroSeal | Thermosealing Machine | Thermosealing machines to meet the needs of every dental practice. Whether rotary or manual, all our thermosealers are characterized by a simple and versatile use
C.B.M. S.r.l. Medical Equipement | ايطاليا | Italy | ME0000002478SFDAA00002 | Paper Filter with steam indicator for reusable rigid container for steam sterilizer | Paper Filter with steam indicator for reusable rigid container for steam sterilizer | Paper filter is used to protect and maintain the sterility of rigid sterilization containers. | مرشح ورقي مزود بمؤشر بخار لحاوية صلبة قابلة لإعادة الاستخدام لجهاز التعقيم بالبخار
MDG ENGINEERING S.r.l. | ايطاليا | Italy | ME0000009410SFDAA00010 | ER-214-B/LV | ER-214-B/LV | Automatic system to support the manual washing steps of flexible endoscopes | نظام أوتوماتيكي لدعم الغسيل اليدوي للمناظير المرنة
ITAL-LENTI SRI | ايطاليا | Italy | ME0000002466SFDAA00002 | PRIMA | OPTHALMIC LENSES | Ophthalmic Lenses
ITAL-LENTI SRI | ايطاليا | Italy | ME0000002466SFDAA00002 | PRIMA | OPTHALMIC LENSES | Ophthalmic Lenses
Santex S.p.A | ايطاليا | Italy | ME0000005071SFDAA00005 | EGOSAN All In One X-DRY | EGOSAN Adult Brief & Pants | EGOSAN Adult Brief & Pants | حفاظات كبار السن وذوي الاحتياجات الخاصة
spazzolificio piave spa | ايطاليا | Italy | ME0000018189SFDAA00001 | Silver Care | DENTAL FLOSSES | DENTAL FLOSSES | خيط اسنان
MDG ENGINEERING S.r.l. | ايطاليا | Italy | ME0000003023SFDAA00002 | ER-214 | ER-214 | Washing pump for endoscopes
MDG ENGINEERING S.r.l. | ايطاليا | Italy | ME0000003039SFDAA00001 | DRS-215 | DRS-215 | drying cabinet for the storage and aseptic transport of flexible endoscopes
GRICAR CHEMICAL SRL | ايطاليا | Italy | ME0000003202SFDAA00013 | Bonoflex Gel | Massage Gel | Double Cold / Warm Effect Massage Gel | جل تدليك بتأثير مزدوج بارد / دافئ
MDG ENGINEERING SRL | ايطاليا | Italy | ME0000002848SFDAA00003 | ER-214/LV | automatic system to support the manual washing steps of flexible endoscopes | ER-214™ is a compact system which works in combination with the pre-washing sink of instruments (it can be located upon the sink, or hung on the wall using a specific wall bracket); it supports operators during all stages. The device allows the traceability and the automation of the classic manual washing of flexible endoscopes. | نظام أوتوماتيكي لدعم خطوات الغسيل اليدوي للمناظير
TECNOBODY SRL | ايطاليا | Italy | ME0000011326SFDAA00010 | Homing | Homing | Rehabilitation system that allows you to improve the quality of movement through the support of auditory and visual feedback always with the possibility of remote support in real time from the the therapist/trainer
CHINESPORT SPA | ايطاليا | Italy | ME0000002263SFDAA00063 | BOBATH ECO D100, BOBATH TREND 100, BOBATHSD100 ,EVO UNIX 1,EVO UNIX 2,THER FLEXION, THER PLUS2,THER PLUS,THERPLUS FLEXION, SINTHESI MI.TO.LUX, SINTHESI MI.TO, VISIT 1 BASIC, VISIT LARGE BASIC, VISIT EXTRA LARGE, VISIT NAR BASIC, VISIT TREND BASIC, VISIT FLEXION, VISIT TRANSFER, VISIT MOBIL, VISIT MOBIL LARGE. | Manipulation and treatment table | Manipulation and treatment table | طاوله معالجه للعلاج الطبيعي
Santex S.p.A | ايطاليا | Italy | ME0000005071SFDAA00006 | EGOSAN All In One Diapers | Adult Diapers | Adult Diapers | حفاضات الكبار
CHINESPORT SPA | ايطاليا | Italy | ME0000002263SFDAA00064 | Parallel Bars Stair case | Parallel Bars Stair case | Parallel Bars Stair case | سلم قضبان متوازية
MDG ENGINEERING S.r.l. | ايطاليا | Italy | ME0000003023SFDAA00005 | DRS-222-L | DRS-222-L | Drying cabinet for horizontal aseptic storage of flexible endoscopes with 12 positions | خزانة تجفيف و تخزين المناظير المرنة
CHINESPORT SPA | ايطاليا | Italy | ME0000004896SFDAA00004 | Knee Exercise Table | Knee Exercise Table | Knee Exercise Table | طاولة تمارين للركبة
MDG ENGINEERING S.r.l. | ايطاليا | Italy | ME0000003026SFDAA00001 | ER-214/B | ER-214/B | Washing pump for endoscopes
C.B.M. S.r.l. Medical Equipement | ايطاليا | Italy | ME0000002478SFDAA00005 | Filters for Reusable Rigid Container for Steam Sterilization | Filters for Reusable Rigid Container for Steam Sterilization | Reusable filter papers are used on rigid containers to allow steam penetration during sterilization and to maintain sterility post sterilization. | تُستخدم أوراق الترشيح القابلة لإعادة الاستخدام في حاويات صلبة للسماح باختراق البخار أثناء التعقيم وللحفاظ على التعقيم بعد التعقيم.
MDG ENGINEERING S.r.l. | ايطاليا | Italy | ME0000003023SFDAA00007 | DRS-215-B5 | DRS-215-B5 | Drying cabinet for the storage and aseptic transport of flexible endoscopes | خزانة تجفيف و تخزين و نقل المناظير المرنة
MDG ENGINEERING S.r.l. | ايطاليا | Italy | ME0000003023SFDAA00006 | DRS-222 | DRS-222 | Drying cabinet for horizontal aseptic storage of flexible endoscopes with 12 positions | خزانة تجفيف و تخزين المناظير المرنة
MDG ENGINEERING S.r.l. | ايطاليا | Italy | ME0000003023SFDAA00008 | DRS-218 | DRS-218 | Drying cabinet for the aseptic storage of flexible endoscopes | خزانة تجفيف و تخزين المناظير المرنة
C.B.M. S.r.l. Medical Equipement | ايطاليا | Italy | ME0000002478SFDAA00004 | Instrument Holder | Instrument Holder | The silicone mats with multi perforation are used in steam sterilization for the protection and positioning of the surgical instruments inside the baskets or directly inside the containers, in order to avoid any damage, during handling, to medical devices which have to be sterilized. | Instrumed Holder
BMS Dental S.r.l. | ايطاليا | Italy | ME0000013869SFDAA00001 | BMS | Universal Handpiece Oil Spray | Lubrioil
Bieffe Italia srl | ايطاليا | Italy | ME0000000565SFDAA00013 | Weiko by Bieffe Italia Srl | Trolley | trolley for medical equipment's
CHINESPORT SPA | ايطاليا | Italy | ME0000002263SFDAA00066 | POLIERCOLINA - DUAL PULLEY SYSTEM, ERCOLINA – SINGLE PULLEY SYSTEM | Pulley Therapy | Physiotherapy Pulley Exercises item.
DUNA S.r.l. | ايطاليا | Italy | ME0000003512SFDAA00052 | P02 | P02 - Pre-set sport shoes | Pre-set orthopedic shoes with sport shape for kids, children and adults, prepared to house-in customized insoles.
Sensormedica | ايطاليا | Italy | ME0000006550SFDAA00003 | FreeMed | Foot Pressure Platform | Foot Pressure Platform
DUNA S.r.l. | ايطاليا | Italy | ME0000003512SFDAA00053 | P03 | P03 - Orthotic shoes | Orthopedic shoes calibrated to house-in pre-made and custom-made Orthotic devices
DUNA S.r.l. | ايطاليا | Italy | ME0000003512SFDAA00051 | P01 | P01 -Therapeutic and Corrective shoes for Children | Pre-set orthopedic shoes for kids and children, prepared to house-in customized insoles.
DUNA S.r.l. | ايطاليا | Italy | ME0000003512SFDAA00055 | P07 | P07 - Pre-set orthopedic shoes for rheumatic foot | Pre-set orthopedic shoes for adults, prepared to house-in customized insoles and realized with materials suitable for the treatment of pathologies related to foot pain like rheumatic and diabetic foot.
DUNA S.r.l. | ايطاليا | Italy | ME0000003512SFDAA00054 | P04 | P04 - Pre-set orthopedic shoes for adults | Pre-set orthopedic shoes for adults, prepared to house-in customized insoles. Some items can be used in case of diabetic patients, for primary prevention from foot ulcerations.
DELCON S.r.L. | ايطاليا | Italy | ME0000003559SFDAA00014 | HemoWeld-T | Bench Tube Sealer | To perform Bench sealer for blood bags tubing
CHINESPORT SPA | ايطاليا | Italy | ME0000002263SFDAA00065 | STAND-UP 100, STAND-UP 200, STAND-UP 300, STAND-UP 400, STAND-UP 500, EasyUp with Standard Seat, Easy UP 100, STRUZZP 500, STRUZZP 500 PLUS, STRUZZP 500 RC | Standing & Mobility | جهاز للمحافظه على البقاء بشكل مستقيم
Sensormedica | ايطاليا | Italy | ME0000006550SFDAA00002 | Runtime | Baropodometric treadmill | Baropodometric treadmill
SBM Sistemi S.R.L | ايطاليا | Italy | ME0000020989SFDAA00009 | Activa | Electric Intruments | Electric Intruments
SBM Sistemi S.R.L | ايطاليا | Italy | ME0000020989SFDAA00009 | Activa | Electric Intruments | Electric Intruments
FAZZINI s.r.l | ايطاليا | Italy | ME0000010658SFDAA00005 | CRUTCH | CRUTCH | LIGHT ALLOY ELBOW CRUTCH ADJUST CM.86/116 PRICE PER PIECE
OPTOMIC ESPANA S.A. | إسبانيا | Spain | ME0000000238SFDAA00002 | FIBROLUX LED HP | LED HP LIGHT SOURCE | LIGHT SOURCE
OPTOMIC ESPAÑA, S.A. | إسبانيا | Spain | ME0000004632SFDAA00002 | OP-HL15 LED HEAD LAMP | LED HEAD LAMP | HEADLIGHT
OPTOMIC ESPAÑA, S.A. | إسبانيا | Spain | ME0000004632SFDAA00003 | OP-TV Click Beam Splitter | VIDEO MICROSCOPY SYSTEM | Beam Splitter
OPTOMIC ESPAÑA, S.A. | إسبانيا | Spain | ME0000004632SFDAA00004 | OP-C12 | Microscope | Microscope
OPTOMIC ESPAÑA, S.A. | إسبانيا | Spain | ME0000004632SFDAA00005 | OP-C16 | Microscope | Microscope
OPTOMIC ESPAÑA, S.A. | إسبانيا | Spain | ME0000004632SFDAA00006 | OP-S6 | ENT Chair | ENT Chair
OPTOMIC ESPAÑA, S.A. | إسبانيا | Spain | ME0000004632SFDAA00007 | OP-S7 | ENT Chair | ENT Chair
OPTOMIC ESPAÑA, S.A. | إسبانيا | Spain | ME0000004632SFDAA00008 | OP-HL7 | Led Head Lamp | Led Head Lamp
OPTOMIC ESPAÑA, S.A. | إسبانيا | Spain | ME0000004632SFDAA00009 | OP-LF5 | Cold Light Head Lamp | Cold Light Head Lamp
OPTOMIC ESPAÑA, S.A. | إسبانيا | Spain | ME0000004632SFDAA00010 | OP-S4 | ENT Chair | ENT Chair
OPTOMIC ESPAÑA, S.A. | إسبانيا | Spain | ME0000004632SFDAA00011 | OP-S8 | ENT Chair | ENT Chair
OPTOMIC ESPAÑA, S.A. | إسبانيا | Spain | ME0000004632SFDAA00012 | OP-S10 | ENT Chair | ENT Chair
OPTOMIC ESPAÑA, S.A. | إسبانيا | Spain | ME0000004632SFDAA00014 | STROBOLUX III LED | Stroboscope | Stroboscope
OPTOMIC ESPAÑA, S.A. | إسبانيا | Spain | ME0000004632SFDAA00015 | OP-714 | Camera for endoscopy. | Camera for endoscopy.
OPTOMIC ESPAÑA, S.A. | إسبانيا | Spain | ME0000004632SFDAA00019 | Fibrolux LED Duo | LED Light Source | LED Light Source
OPTOMIC ESPAÑA, S.A. | إسبانيا | Spain | ME0000004632SFDAA00021 | OP-LS5 | LED Light Source | LED Light Source
PHARMALINK S L | إسبانيا | Spain | ME0000005529SFDAA00002 | THROAT PROTECT ORAL SPRAY | Oropharyngeal mucosa barrier | Oral spray without gas propellant with access tool for throat and mouth | قارورة بخاخ بدون غاز دافع مع أداة وصول للحلق والفم
Fresco International 2005, S.A. | إسبانيا | Spain | ME0000012740SFDAA00007 | FRESCO PROFESSIONAL Pressure Redistribution Pads | Pressure Redistribution Pads | Available in different sizes and shapes according to the intended anatomical position and the patient’s needs. Fresco pressure redistribution pads prevent tissue damage caused by time integral and peak pressures as well as shear forces. Designed to be washable and reusable on a single patient, it is made to be part of pressure ulcer prevention protocols on at risk patients and those with a history of previous ulceration/pressure damage | تعمل على حماية الانسجة من التمزق الناتج عن الوقت الطويل والضغط المستمر بالاضافة الى قوة التمزق
MEDICAL IBERICA SA | إسبانيا | Spain | ME0000010096SFDAA00013 | Majestic 3 | Electric Bed Two Columns | Electric Bed
sunrise medical sl | إسبانيا | Spain | ME0000007745SFDAA00001 | Q700 UP M POWER | Q700 UP M POWER WHEL CHAIRE | كرسي كهربائي متحرك | كرسي كهربائي
MEDICAL IBERICA SA | إسبانيا | Spain | ME0000010096SFDAA00014 | Galaxy 3 | Electric Bed | Electric Bed
TELIC, S.A.U. | إسبانيا | Spain | ME0000006336SFDAA00016 | Desfi-Dormo | Defibrillation electrodes | SET OF TWO MULTI-FUNCTION ELECTRODES Defibrillation, Synchronized cardioversion, ECG monitoring, Non invasive pacing.
MEDICAL IBERICA SA | إسبانيا | Spain | ME0000010096SFDAA00001 | GALAXY MINI | GALAXY MINI | Hospital four sections bed designed for a full and perfect positioning, adjustment, treatment and handling of patients
MEDICAL IBERICA SA | إسبانيا | Spain | ME0000010096SFDAA00002 | OPTIMA | OPTIMA | Hospital bed designed for patients of maternity-gynecology care in all delivery stages
MEDICAL IBERICA SA | إسبانيا | Spain | ME0000010096SFDAA00003 | TRANSCARE | TRANSCARE | The product consists of the base with rolling wheels, elevation system, metallic frame with platform made of compact material 6mm thick, metallic detachable side rails and mattress
MEDICAL IBERICA SA | إسبانيا | Spain | ME0000010096SFDAA00004 | TRANSMED2 | TRANSMED2 | The product consists of the base with rolling wheels, elevation system, metallic frame with platform made of compact material 6mm thick, metallic detachable side rails and mattress
MEDICAL IBERICA SA | إسبانيا | Spain | ME0000010096SFDAA00005 | BASIC CARE | BASIC CARE | Hospital four sections bed specially designed for a full and perfect positioning, adjustment, treatment and handling of patients
MEDICAL IBERICA SA | إسبانيا | Spain | ME0000010096SFDAA00006 | GALAXY II | GALAXY II | Hospital four sections bed designed for a full and perfect positioning, adjustment, treatment and handling of patients
MEDICAL IBERICA SA | إسبانيا | Spain | ME0000010096SFDAA00007 | Galaxy | electric bed | Hospital four sections bed designed for a full and perfect positioning, adjustment, treatment and handling of patients
MEDICAL IBERICA SA | إسبانيا | Spain | ME0000010096SFDAA00008 | Majestic | Hospital bed | Hospital four sections bed
MEDICAL IBERICA SA | إسبانيا | Spain | ME0000010096SFDAA00009 | Voltea | electric bed | hospital bed designed for adult patients
MEDICAL IBERICA SA | إسبانيا | Spain | ME0000010096SFDAA00010 | Evoque | manual bed | Hospital four sections bed designed for a full and perfect positioning, adjustment, treatment and handling of patients
Especialidades Medico Orthopedicas S.L.(EMO) | إسبانيا | Spain | ME0000007446SFDAA00001 | CASH Hyperextension orthosis | CASH Hyperextension orthosis | Characteristics Braces of hyperextension achieved by three-point system, sternal and pubic / pelvic supports and counterforce in thoracolumbar posterior support . Cross-shaped orthosis.Extensible vertically and horizontally. Oscillating sternal and pubic support. Adjustment by Velcro straps.
Especialidades Medico Orthopedicas S.L.(EMO) | إسبانيا | Spain | ME0000007446SFDAA00003 | Post-surgical shoe | Post-surgical shoe | Characteristics Comfort: improves ambulation during post-operative period after the feet surgery. Security: non-slipping sole. Facilitates ambulation in post-operative period after feet interventions. Easy fitting: Velcro closure.
Especialidades Medico Ortopedicas, s.l.(EMO) | إسبانيا | Spain | ME0000007473SFDAA00034 | DLS bivalve corset with occipital support | DLS bivalve corset with occipital support | Bivalve corse made of low density polyethylene. Breathable, removable pads, in anterior and posterior leaflet for comfort. Overlap between 5 cm leaflets. Closures by straps. Occipital support and height-adjustable mentonians with ribbons. The flexibility of the material allows adaptation to the morphology of most patients. The resistance of the material maintains the stabilization and immobilization necessary for the pathologies for which it has been designed.
Especialidades Medico Ortopedicas, s.l.(EMO) | إسبانيا | Spain | ME0000007473SFDAA00033 | ankle support | ankle support | Thermal insulation: therapeutic heat prevents injuries, is antalgic and muscle relaxant, reduces warm-up exercises, facilitates metabolic processes accelerating recuperation times and increasing blood circulation and oxygen exchange from blood to damaged tissues. Homogeneous elasticity: better adaptation, fitting and positioning. Unrestricted mobility. Tridimensional compression: its viscosity/gumminess increases the protection of damaged area, eases the pain, reduces and controls the edema and improves the proprioceptive feeling. Certificate Öko-Tex Standard 100: textile eco-label that guarantees the absence of harmful substances to health. Tested by the Institut Fresenius Chemische und Biologische Laboratorien. Opened-calf for easy fitting. Includes an elastic strap that allows the performance of a bandage on "eight." Adjustment is made by velcro.
Fresco International 2005, S.A. | إسبانيا | Spain | ME0000012740SFDAA00008 | Fresco PROFESSIONAL Silicone Gel Sheet | Adhesive silicone sheet for scar treatment | A self-adhesive silicone gel sheet for scar treatment and prevention of keloid and hypertrophic scars. Designed to be washable and reusable | لعلاج الندبات والوقاية من تكونها
CARDIVA SOLUCIONES INTEGRALES S.A. | إسبانيا | Spain | ME0000012151SFDAA00001 | Surgical Jacket | Surgical Jacket | NON Sterile Surgical jacket for hospital use
CARDIVA SOLUCIONES INTEGRALES S.A. | إسبانيا | Spain | ME0000012151SFDAA00001 | Surgical Jacket | Surgical Jacket | NON Sterile Surgical jacket for hospital use
CARDIVA SOLUCIONES INTEGRALES, S.A. | إسبانيا | Spain | ME0000005232SFDAA00003 | Surgical gown Standard SMS Dressy Gown | Surgical gown Standard SMS Dressy Gown | NON STERILE SURGICAL GOWN TO BE DRESSED INSIDE THE HOSPITAL
CARDIVA SOLUCIONES INTEGRALES, S.A. | إسبانيا | Spain | ME0000005232SFDAA00003 | Surgical gown Standard SMS Dressy Gown | Surgical gown Standard SMS Dressy Gown | NON STERILE SURGICAL GOWN TO BE DRESSED INSIDE THE HOSPITAL
Beiersdorf Argentona | إسبانيا | Spain | ME0000013100SFDAA00001 | Hansaplast Disney Mickey | wound pad | Kids plaster with various disney Mickey Mouse & Friends characters. Easy to remove and skin friendly. Colors are safe for children. Direction: Clean wound and gently dry skin. Apply without stretching. Store in a dry place, not above 30 degrees. | لصق جروح
Beiersdorf Argentona | إسبانيا | Spain | ME0000013100SFDAA00003 | Hansaplast Frozen Plasters | wound pad | Easy to remove wound plasters for kids | لصق جروح
Beiersdorf Argentona | إسبانيا | Spain | ME0000013100SFDAA00004 | Hansaplast Princess | wound pad | Kids plasters with various disney princes characters. Easy to remove and skin friendly. | لصق جروح
Beiersdorf Argentona | إسبانيا | Spain | ME0000013100SFDAA00006 | Hansaplast Universal | wound pad | Wound pad | لصق جروح
Beiersdorf Argentona | إسبانيا | Spain | ME0000013100SFDAA00007 | Hansaplast Extra Tough | wound pad | The product is a ready-to-use, non-sterile wound dressing | لصق جروح
Beiersdorf Argentona | إسبانيا | Spain | ME0000013100SFDAA00008 | Hansaplast Aqua Protect | wound pad | The product is a ready-to-use, non-sterile wound dressing | لصق جروح
INSAUSTI MATERIAL CLÍNICO S.L.U. | إسبانيا | Spain | ME0000010140SFDAA00001 | SQ | multi-function treatment and emergency carts | multi-function treatment and emergency carts
Beiersdorf Argentona | إسبانيا | Spain | ME0000013100SFDAA00009 | Hansaplast Finger Strips | wound pad | The product is a ready-to-use, non-sterile wound dressing | لصق جروح
VOE, S.A | إسبانيا | Spain | ME0000011872SFDAA00013 | Sleeves for liposuction | Sleeves for liposuction | Compression Sleeves Post Surgery Liposuction
VOE, S.A | إسبانيا | Spain | ME0000011872SFDAA00015 | ABDOMINAL SUPPORTER AT WAIST (BEIGE) | ABDOMINAL SUPPORTER TO THE WAIST | ABDOMINAL SUPPORTER TO THE WAIST
VOE, S.A | إسبانيا | Spain | ME0000011872SFDAA00014 | BELOW THE KNEE FULL BODYSHAPER | BELOW THE KNEE FULL BODYSHAPER | COMPRESSION FULL BODYSHAPER GARMENT
Beiersdorf Argentona | إسبانيا | Spain | ME0000013100SFDAA00013 | HansaPlast Star Wars | wound pad | The product is a ready-to-use, non-sterile wound dressing | لصق جروح
Beiersdorf Argentona | إسبانيا | Spain | ME0000013100SFDAA00015 | Hansaplast Sensitive | Sensitive wound Plasters | The product is a ready-to-use, non-sterile wound dressing | لصق جروح
Beiersdorf Argentona | إسبانيا | Spain | ME0000013100SFDAA00010 | Hansaplast Universal 50 | wound pad | The product is a ready-to-use, non-sterile wound dressing | لصق جروح
VOE, S.A | إسبانيا | Spain | ME0000011872SFDAA00012 | FACE BAND | FACE BAND | FACE BAND (WHITE)
VOE, S.A | إسبانيا | Spain | ME0000011872SFDAA00017 | STANDARD FACIAL CHIN-NECK BANDAGE | STANDARD FACIAL CHIN-NECK BANDAGE | COMPRESSION GARMENT FOR FACE
VOE, S.A | إسبانيا | Spain | ME0000011872SFDAA00020 | Arms and black liposuction garment | Arms and black liposuction garment | Compression garment for arms and back for liposuction
VOE, S.A | إسبانيا | Spain | ME0000011872SFDAA00016 | REINFORCED FACIAL CHIN-NECK BANDAGE | REINFORCED FACIAL CHIN-NECK BANDAGE | COMPRESSION FACE BAND
VOE, S.A | إسبانيا | Spain | ME0000011872SFDAA00018 | FAT TRANSFER TO BUTTOCKS GIRDLE WITH ABDOMINAL EXTENSION, ABOVE THE KNEE | FAT TRANSFER TO BUTTOCKS GIRDLE WITH ABDOMINAL EXTENSION, ABOVE THE KNEE | COMPRESSION GARMENT FOR ABDOMINAL AREA
MITELOS BIOSCIENCE S.L. | إسبانيا | Spain | ME0000000929SFDAA00045 | OTIBLOCK Ear Spray | OTIBLOCK Ear Spray | Helps to remove earwax from external ear canal | ھو منتج یساعد على إزالة شمع الأذن من قناة الأذن الخارجیة
VOE, S.A | إسبانيا | Spain | ME0000011872SFDAA00024 | FAT TRANSFER TO BUTTOCKS GIRDLE WITH ABDOMINAL AND BACK EXTENSION, ABOVE THE KNEE | FAT TRANSFER TO BUTTOCKS GIRDLE WITH ABDOMINAL AND BACK EXTENSION, ABOVE THE KNEE | FAT TRANSFER TO BUTTOCKS GIRDLE WITH ABDOMINAL AND BACK EXTENSION, ABOVE THE KNEE
VOE, S.A | إسبانيا | Spain | ME0000011872SFDAA00021 | GIRDLE WITH ABDOMINAL EXTENSION BELLOW THE KNEE WITH REINFORCEMENT | GIRDLE WITH ABDOMINAL EXTENSION BELLOW THE KNEE WITH REINFORCEMENT | COMPRESSION GARMENT FOR ABDOMINAL AREA
VOE, S.A | إسبانيا | Spain | ME0000011872SFDAA00019 | FEMALE LIPOSUCTION VEST | FEMALE LIPOSUCTION VEST | COMPRESSION GARMENT
Beiersdorf Argentona | إسبانيا | Spain | ME0000013100SFDAA00011 | Hansaplast Universal 20 | wound pad | The product is a ready-to-use, non-sterile wound dressing | لصق جروح
Beiersdorf Argentona | إسبانيا | Spain | ME0000013100SFDAA00012 | Hansaplast ELASTIC | wound pad | The product is a ready-to-use, non-sterile wound dressing | لصق جروح
VOE, S.A | إسبانيا | Spain | ME0000011872SFDAA00023 | ABDOMINAL SUPPORTER WITH REINFORCEMENT AND STRAPS | ABDOMINAL SUPPORTER WITH REINFORCEMENT AND STRAPS The garment must adapt satisfactorily to the burnt area or hypertrophic scar to exert suitable pressure without causing pain | COMPRESSION GARMENT FOR ABDOMINAL AREA
Especialidades Medico Ortopedicas, s.l.(EMO) | إسبانيا | Spain | ME0000007473SFDAA00035 | WALKER PNEUMATIC BIVALVE | WALKER PNEUMATIC BIVALVE | Immobilizing orthosis of the ankle 90º. Security during ambulation: non-slipping rocker sole. Great stability: wide lateral stays. Maximum comfort: breathable cover and completely padded ankle boot in order to cushion the impacts during walking. Closure system by Velcro. Tibial immobilizer ankle orthosis with hinges. Perfect adaptation: Padded with adjustable pneumatic fit. Shinpad that distributes the pressure. High model: enables to embrace the entire tibia length. PNEUMATIC. Alternative treatment to the plaster splint.
INMOCLINIC, S.A | إسبانيا | Spain | ME0000010732SFDAA00002 | Blood Extraction Armchair | Armchair | Blood extraction armchair
INMOCLINIC, S.A | إسبانيا | Spain | ME0000010732SFDAA00001 | Haemodialysis Armchair | Armchair | Electric haemodialysis armchair
VOE, S.A | إسبانيا | Spain | ME0000011872SFDAA00022 | CLASSIC FULL BODYSHAPER | CLASSIC FULL BODYSHAPER | COMPRESSION GARMENT CLASSIC FOR FULL BODAYSHAPER
VOE, S.A | إسبانيا | Spain | ME0000011872SFDAA00028 | GIRDLE WITH ABDOMINAL EXTENSION ABOVE THE KNEE ZIPPERED | GIRDLE WITH ABDOMINAL EXTENSION ABOVE THE KNEE ZIPPERED | COMPRESSION GIRDLE WITH ABDOMINAL EXTENSION ABOVE THE KNEE ZIPPERED
VOE, S.A | إسبانيا | Spain | ME0000011872SFDAA00030 | GIRDLE WITH ABDOMINAL EXTENSION BELOW THE KNEE ZIPPERED | GIRDLE WITH ABDOMINAL EXTENSION BELOW THE KNEE ZIPPERED | GIRDLE WITH ABDOMINAL EXTENSION BELOW THE KNEE ZIPPERED
VOE, S.A | إسبانيا | Spain | ME0000011872SFDAA00026 | FULL ABOVE-KNEE BODY | FULL ABOVE-KNEE BODY | COMPRESSION GARMENT FULL ABOVE-KNEE BODY
Beiersdorf Argentona | إسبانيا | Spain | ME0000013100SFDAA00017 | Hansaplast Marvel | wound pad | The product is a ready-to-use, non-sterile wound dressing | لصق جروح
VOE, S.A | إسبانيا | Spain | ME0000011872SFDAA00029 | BELOW THE KNEE GIRDLE WITH ZIPPERED CLOSURES | BELOW THE KNEE GIRDLE WITH ZIPPERED CLOSURES | Plastic and cosmetic surgery > Liposuction garments BELOW THE KNEE GIRDLE WITH ZIPPERED CLOSURES
GS IMPLANDENTAL SL. | إسبانيا | Spain | ME0000000229SFDAA00008 | COPING TRAY | Transfer | Transfer
PRIM,S.A. | إسبانيا | Spain | ME0000008600SFDAA00007 | SWASH LP/LPII UPRIGHT SET | SWASH LP/LPII UPRIGHT SET | SWASH (Standing-Walking-And-Sitting-Brace) is unique in design and offers controlled variable abduction. Primarily for overcome excessive hip abduction to better align the femoral head in the acetabulum, to help prevent hip displacement and facilitate more normal development, prevent excessive adduction during sitting and walking, optimize sitting and standing posture.
VOE, S.A | إسبانيا | Spain | ME0000011872SFDAA00027 | CHEST BANDS | CHEST BANDS | COMPRESSION GARMENT FOR CHEST
VOE, S.A | إسبانيا | Spain | ME0000011872SFDAA00025 | Chest Band | Chest Band | Compression Garment for chest
PRIM,S.A. | إسبانيا | Spain | ME0000008600SFDAA00005 | SWASH LP/LPII THIGH CUFFS SET | SWASH LP/LPII THIGH CUFFS SET | SWASH (Standing-Walking-And-Sitting-Brace) is unique in design and offers controlled variable abduction. Primarily for overcome excessive hip abduction to better align the femoral head in the acetabulum, to help prevent hip displacement and facilitate more normal development, prevent excessive adduction during sitting and walking, optimize sitting and standing posture.
PRIM,S.A. | إسبانيا | Spain | ME0000008600SFDAA00006 | SWASH LPII PELVIC BAND | SWASH LPII PELVIC BAND | SWASH (Standing-Walking-And-Sitting-Brace) is unique in design and offers controlled variable abduction. Primarily for overcome excessive hip abduction to better align the femoral head in the acetabulum, to help prevent hip displacement and facilitate more normal development, prevent excessive adduction during sitting and walking, optimize sitting and standing posture.
sunrise medical sl | إسبانيا | Spain | ME0000007745SFDAA00006 | Sunlift Electric hoist | Sunlift Electric hoist | Electric hoist
HERSILL S.L | إسبانيا | Spain | ME0000005444SFDAA00010 | Patient circuit Y-piece, silicone | N/A | Reusable patient circuit
INSAUSTI MATERIAL CLÍNICO S.L.U. | إسبانيا | Spain | ME0000010140SFDAA00007 | 700 SERIES ISO | 700 SERIES ISO | multi-function treatment and emergency carts
Fresco International 2005, S.A. | إسبانيا | Spain | ME0000012740SFDAA00001 | Adhesive Semi-Hard Felt | Adhesive Semi-Hard Felt | Very smooth felt 50% wool / 50% viscose-rayon, with hypoallergenic adhesive backing. | لباد مصنوع من 50% من الصوف و 50% من فسكوز الرايون الناعم جدا مع لاصق غير مثير للحساسية
SUNRISE MEDICAL S.L. | إسبانيا | Spain | ME0000010414SFDAA00001 | Quickie | Quickie Power Wheelchair | كرسي كهربائي متحرك | كرسي كهربائي متحرك
Beiersdorf Argentona | إسبانيا | Spain | ME0000013100SFDAA00016 | Hansaplast CLASSIC FIXATION TAPE | FIXATION TAPE | Wound dressing fixation tape | شريط لتثبيت ضمادات الجروح
Ortotecsa S.L | إسبانيا | Spain | ME0000008997SFDAA00003 | PULLEYS | Set of twin pulleys | Adjustable dual function bilateral pulleys to be used for both upper and lower limbs.
Ortotecsa S.L | إسبانيا | Spain | ME0000008997SFDAA00004 | Ramp and staircase modules | STAIRCASE | CURB MODULE –F.95-7 F.95-1 RAMP MODULE – F.95-3 LONG STAIRS MODULE – F.95-5 SHORT STAIRS MODULE –
Ortotecsa S.L | إسبانيا | Spain | ME0000008997SFDAA00005 | WHEELCHAIR | Manual and Electric Wheelchair | Wheelchair , highly maneuverable chair, easily foldable
INSAUSTI MATERIAL CLÍNICO S.L.U. | إسبانيا | Spain | ME0000010140SFDAA00006 | 100 SERIES ISO | 100 SERIES ISO | multi-function treatment and emergency carts
INSAUSTI MATERIAL CLÍNICO S.L.U. | إسبانيا | Spain | ME0000010140SFDAA00005 | SIMPLE 300 SERIES ISO | SIMPLE 300 SERIES ISO | multi-function treatment and emergency carts
INSAUSTI MATERIAL CLÍNICO S.L.U. | إسبانيا | Spain | ME0000010140SFDAA00004 | DOUBLE 300 SERIES ISO | DOUBLE 300 SERIES ISO | multi-function treatment and emergency carts
GS IMPLANDENTAL SL. | إسبانيا | Spain | ME0000000229SFDAA00004 | ADAPTER MOUNT | ADAPTER MOUNT | Non-Sterile ADAPTER MOUNT
GS IMPLANDENTAL SL. | إسبانيا | Spain | ME0000000229SFDAA00010 | COPING OPEN TRAY ABUT. | Non Hexed Coping Open Tray Abutment | Non Hexed Coping Open Tray Abutment
GS IMPLANDENTAL SL. | إسبانيا | Spain | ME0000000229SFDAA00011 | Drill Extender | Drill Extender | Single Use Drill Extender
GS IMPLANDENTAL SL. | إسبانيا | Spain | ME0000000229SFDAA00003 | Surgical Box | Surgical Box | Non-Sterile Surgical Box
GS IMPLANDENTAL SL. | إسبانيا | Spain | ME0000000229SFDAA00007 | TORQUE WRENCH | TORQUE WRENCH | Non-Sterile TORQUE WRENCH
GS IMPLANDENTAL SL. | إسبانيا | Spain | ME0000000229SFDAA00006 | DEPTH INDICATOR DRILL | Depth Indicator | Non-Sterile Depth Indicator
GS IMPLANDENTAL SL. | إسبانيا | Spain | ME0000012707SFDAA00002 | CYLINDRICAL BONE TAP | BONE TAP | Non-Sterile BONE TAP
GS IMPLANDENTAL SL. | إسبانيا | Spain | ME0000000229SFDAA00005 | CONICAL BONE TAP | BONE TAP | Non-Sterile BONE TAP
GS IMPLANDENTAL SL. | إسبانيا | Spain | ME0000000229SFDAA00009 | COPING ANGLED ABUT. | Coping Angled Abutment | Non-Sterile Coping Angled Abutment
HERSILL S.L | إسبانيا | Spain | ME0000005444SFDAA00011 | CABS manual ventilation circuit- GENESIS | N/A | Reusable ventilation circuit
INMOCLINIC, S.A | إسبانيا | Spain | ME0000010732SFDAA00003 | BLOOD EXTRACTIONS ARMCHAIR | BLOOD EXTRACTIONS ARMCHAIR | BLOOD EXTRACTIONS ARMCHAIR
Productos Metalicos Del Bages S.L. | إسبانيا | Spain | ME0000001286SFDAA00002 | AMBULANCE STRETCHER PC-912 | MANUAL STRETCHER SERIE 900 | MANUAL STRETCHER
PRIM,S.A. | إسبانيا | Spain | ME0000008600SFDAA00012 | SWASH Classic Pelvic Band | SWASH Classic Pelvic Band | SWASH Classic Pelvic Band
PRIM,S.A. | إسبانيا | Spain | ME0000008600SFDAA00013 | SWASH Classic Upright Set | SWASH Classic Upright Set | SWASH Classic Upright Set
PRIM,S.A. | إسبانيا | Spain | ME0000008600SFDAA00014 | SWASH Classic Thigh Cuffs set | SWASH Classic Thigh Cuffs set | SWASH Classic Thigh Cuffs set
Ortotecsa S.L | إسبانيا | Spain | ME0000008997SFDAA00008 | TROLLEY FOR WASHING | TROLLEY FOR WASHING | TROLLEY FOR WASHING AND HYDRAULIC FOR DIS DISABLE PERSONE | تروللي لإستحمام للشخص المعاق حركيا
OPTOMIC ESPAÑA, S.A. | إسبانيا | Spain | ME0000004632SFDAA00028 | Monitor | Monitor | Medical Monitor
Telic,S.A. | إسبانيا | Spain | ME0000010652SFDAA00001 | DORMO-TAB | DORMO-TAB Resting electrodes | Supporting materials: paper-PET coated with conductive carbon – Ag/AgCl Adhesive-Conductive Gel: Acrylic hydrogel, biocompatible Protector: Siliconized paper Pouch: PET/aluminium/PE film.
Productos Metalicos Del Bages S.L. | إسبانيا | Spain | ME0000001286SFDAA00003 | SEALED PROMEBA MATTRES PA-632 | MANUAL STRETCHER SERIE 900 | MANUAL STRETCHER
Productos Metalicos Del Bages S.L. | إسبانيا | Spain | ME0000001286SFDAA00005 | PROMEBA LONG RAMP SET - STD | BASIC STRETCHER SUPPORTS | BASIC STRETCHER SUPPORT, LONG RAMP SET - STD
Productos Metalicos Del Bages S.L. | إسبانيا | Spain | ME0000001286SFDAA00004 | MODULAR BASIC STRETCHER SUPPORT PB420-2 | BASIC STRETCHER SUPPORTS | MODULAR BASIC STRETCHER SUPPORT
TERRATS MEDICAL SL | إسبانيا | Spain | ME0000020392SFDAA00009 | Screwdriver | Screwdrivers | A tool for placement and adjustment of prosthetic restorations b dentist at the clinic.
Mimsal Trade S.L. | إسبانيا | Spain | ME0000020915SFDAA00001 | MS | Examination Light | Examination Lamp or Light
TERRATS MEDICAL SL | إسبانيا | Spain | ME0000020392SFDAA00013 | Castable non-engaging NP | Castable Abutments | An abutment for prosthetic restorations prepared by dental technicians in the dental laboratory.
TERRATS MEDICAL SL | إسبانيا | Spain | ME0000020392SFDAA00012 | Scan Abutment NP | Scan Abutment | An abutment for scanning prosthetic restorations prepared by dental technicians .
TERRATS MEDICAL SL | إسبانيا | Spain | ME0000020392SFDAA00014 | Transfer NP | Transfer | A transfer device of implant position from the intraoral situation to the model in dental laboratory.
TERRATS MEDICAL SL | إسبانيا | Spain | ME0000020392SFDAA00011 | Analogue NP | Implant analogues | Dental implant connection and position stimulation.
TECNIMOEM 97, S.L. | إسبانيا | Spain | ME0000018976SFDAA00001 | Home Care Beds | Home Care Beds | Home Care Bariatric bed for patient with heavy weight to use in home | سرير طبي للإستخدام المنزلي للمرضى ذوي الأوزان الثقيلة
Eymasa | إسبانيا | Spain | ME0000001867SFDAA00006 | Audiometer Booth | Audiometer Booth | Audiometer Booth
CARDIVA SOLUCIONES INTEGRALES, S.A. | إسبانيا | Spain | ME0000005232SFDAA00134 | Cover Line | Cover Line | Single use Cover Line
Productos Metalicos Del Bages S.L. | إسبانيا | Spain | ME0000001286SFDAA00006 | LOCKING SET 3 POINTS PA-5352 | MANUAL STRETCHER SERIE 900 | LOCKING SET
Fresco International 2005, S.A. | إسبانيا | Spain | ME0000012740SFDAA00003 | Deramed Silicone Sheet For Scar Treatment | Silicone Sheet For Scar Treatment | Improves red, dark or raised scars by keeping moisture into the affected area. Do not use in open wounds. It is used for scar treatment and prevention of keloid and hypertrophic scars. Designed to be washable and reusable | يحسن الندبات الحمراء او الداكنة او المرتفعة عن طريق الحفاظ على الرطوبة في المنطقة المصابة. لا تستخدم في الجروح المفتوحة. تستخدم لعلاج الندبات والوقاية من تكون الجدرة والندبات المتضخمة. كما انها مصممة بميزة القابلية للغسل وإعادة الاستخدام .
MiMSAL TRADE S.L | إسبانيا | Spain | ME0000002137SFDAA00004 | MIMSAL Examination and Minor surgery Procedure Lamp | Examination And Minor surgery Lamp | Examination and Minor surgery Lamp | كشاف طبي يستخدم في العيادات الطبيه و العمليات الصغرى
INMOCLINIC, S.A | إسبانيا | Spain | ME0000010732SFDAA00024 | Examination, treatment and massage table | Examination, treatment and massage table | 2section electric adjustable height upholstery in skay with breathing hole and plug retractable rolling system fixing floor paper roll support
OPTOMIC ESPAÑA, S.A. | إسبانيا | Spain | ME0000004632SFDAA00026 | CAMERA OP-2000HD | OPTOMIC | The OP-2000 HD camera provides sharp and crisp images with an excellent Full HD video quality
INMOCLINIC, S.A | إسبانيا | Spain | ME0000010732SFDAA00018 | I.V. stand for general medicine | I.V. stand for general medicine | adjustable in height aluminum base 4hooks chromed steel structure
INMOCLINIC, S.A | إسبانيا | Spain | ME0000010732SFDAA00023 | urgencies stretcher trolley | urgencies stretcher trolley | steel structure with epoxy coating adjustable in height by hydraulic pump folding side rails IV support directional support
Mimsal Trade S.L. | إسبانيا | Spain | ME0000020915SFDAA00002 | VISTA Plus HF | VISTA Plus HF | Medical lamp with magnifier
Mimsal Trade S.L. | إسبانيا | Spain | ME0000020915SFDAA00004 | VISTA UV Handle HF | VISTA UV Handle HF | Medical lamp with magnifier
MITELOS BIOSCIENCE S.L. | إسبانيا | Spain | ML0000000322SFDAA00006 | OTIDRY MD spray | Ear Spray | Dries excess of water in the external ear canal | يجفف الماء الزائد في قناة الأذن الخارجية
MITELOS BIOSCIENCE S.L. | إسبانيا | Spain | ML0000000322SFDAA00005 | OTIBLOCK PEDIATRIC Ear Drops | Ear Drops | OTIBLOCK® Pediatric helps to remove earwax from the outer ear canal. It is suitable for use in children over 3 years old. OTIBLOCK® Pediatric comes in a 18 ml plastic bottle dropper. The active ingredient is hydrogen peroxide. This works by releasing oxygen, which breaks the earwax down into smaller fragments that are easier to remove or even are spontaneously cleared. In addition to hydrogen peroxide, this product contains a stabiliser that acts as a buffer to maintain a slightly acidic pH, consistent with the physiology of the outer ear canal. | يساعد على إزالة شمع الأذن من قناة الأذن الخارجية
TELIC, S.A.U. | إسبانيا | Spain | ME0000006336SFDAA00018 | Desfi-Dormo | Defibrillation electrodes | SET OF TWO MULTI-FUNCTION ELECTRODES Defibrillation, Synchronized cardioversion, ECG monitoring, Non invasive pacing.
TELIC, S.A.U. | إسبانيا | Spain | ME0000006336SFDAA00019 | DORMO | DORMO | ECG electrodes Ag/AgCl.
INMOCLINIC, S.A | إسبانيا | Spain | ME0000010732SFDAA00020 | double step stool | double step stool | stainless steel structure non-sliding rubber surface
Albyn Medical S.L. | إسبانيا | Spain | ME0000012531SFDAA00002 | SCOPEGUARD PLUS | SCOPEGUARD PLUS | Universal Scopeguard mouthguard + head strap
FRESCO INTERNATIONAL 2005, S.A | إسبانيا | Spain | ME0000004954SFDAA00001 | Adhesive Semi-hard Felt | Adhesive Semi-hard Felt | Felt support surfaces for foot ulcer management
Fresco International 2005, S.A. | إسبانيا | Spain | ME0000012740SFDAA00006 | Silicon heel cup | Silicon heel cup | Silicon heel cup
Fresco International 2005, S.A. | إسبانيا | Spain | ME0000012740SFDAA00005 | heel pad | heel pad | heel pad
Medi Care System, S.L.U | إسبانيا | Spain | ME0000013110SFDAA00003 | MOBITOOLS | MOBITOOLS | Patient hoist
Fresco International 2005, S.A. | إسبانيا | Spain | ME0000012740SFDAA00004 | Silicone Insole | Silicone Insole | Silicone Insole
FAMADENT S.L.U ( PROTECHNO ) | إسبانيا | Spain | ME0000009945SFDAA00001 | TENSIO - SIL | TENSIO - SIL | Surface tension reducing liquid for gypsum models with a high definition of detail which are free from porosity are obtained
Mimsal Trade S.L. | إسبانيا | Spain | ME0000020915SFDAA00005 | MIMLED | Examination Lamps | MIMLED 600, MIMLED 1000
CERA REUS S.A. | إسبانيا | Spain | ME0000006439SFDAA00014 | KIN ORTHODONTIC MINTED WAX | Orthodontic appliance relief material. | Orthodontic appliance relief material. | شمع تقويم الاسنان
Medical Respiratory Devices S.L. | إسبانيا | Spain | ME0000007093SFDAA00001 | NeumoFilt | Bacterial Filter | Bacterial Viral Filter
PARAFINA TRADEMARK S.L | إسبانيا | Spain | ME0000007269SFDAA00001 | Parafina | EyeWear | Reading Glasses with / without power
Beiersdorf Argentona | إسبانيا | Spain | ME0000013100SFDAA00018 | Hansaplast Scar Reducer | Scar Reducer | The transparent polyurethane patch is designed to build a semi-occlusive barrier which improves hydration of the scar tissue.It also increases temperature in the scar tissue. This helps to activate the skins own regeneration process and suppors the re-modelling of the scar. | لصاقات تخفيف الندبات الشفافة ذاتية الالتصاق من هانزابلاست
Beiersdorf Argentona | إسبانيا | Spain | ME0000013100SFDAA00019 | Hansaplast Sensitive Kids Plaster | Sensitive Kids Plaster | Sensitive wound plaster with animal motives on to cover and protect minor wounds. | لصاقات الجروح الحساسة مزينة بزخارف حيوانية لتغطية و حماية الجروح
sunrise medical sl | إسبانيا | Spain | ME0000007745SFDAA00010 | Bereezy Style premium | Bereezy Style premium | Manual wheel chair | كرسي متحرك يدوي
Hartington Pharmaceutical S.L.U | إسبانيا | Spain | ME0000007759SFDAA00015 | Nasodren | Nasodren | Nasodren is a nasal spray used to drain mucus and clear the nose and sinuses. | هو بخاخ للأنف يستخدم لتصريف المخاط وتنظيف الأنف والجيوب الأنفية.
MIMSAL TRADE S.L. | إسبانيا | Spain | ME0000007896SFDAA00006 | MS LED PLUS | Examination Lamps | Examination Lamps with Trolle Stand
Orliman S.L.U | إسبانيا | Spain | ME0000012298SFDAA00121 | Star Brace dynamic fix semi-rigid corset – Lumbarsacral orthosis | Lumbarsacral orthosis | Star Brace dynamic fix semi-rigid corset – Lumbarsacral orthosis | ستار بريس مشد تثبيت ديناميكي شبه صلب - الجبيرة القطنية العجزية
Orliman S.L.U | إسبانيا | Spain | ME0000012298SFDAA00125 | THERAPEUTIC SHOE FOR DIABETIC RHUYS | THERAPEUTIC SHOE FOR DIABETIC RHUYS | THERAPEUTIC SHOE FOR DIABETIC RHUYS | حذاء علاجي للبول السكري
Orliman S.L.U | إسبانيا | Spain | ME0000012298SFDAA00118 | Walker insole for diabetic foot and ulcerations | Walker insole for diabetic foot and ulcerations | Walker insole for diabetic foot and ulcerations | نعل ووكر للقدم السكري و تقرحات
Orliman S.L.U | إسبانيا | Spain | ME0000012298SFDAA00122 | Relax Diabetic Sock- Feetpad | Relax Diabetic Sock | DIABETIC SOCKS RELAX | استرخاء الجوارب السكري
CERA REUS S.A. | إسبانيا | Spain | ME0000006439SFDAA00015 | Kin Orthodontic wax | Orthodontic appliance relief material. | Orthodontic appliance relief material. | شمع تقويم الاسنان
Orliman S.L.U | إسبانيا | Spain | ME0000012298SFDAA00123 | Daily Diabetic Sock – Feetpad | Daily Diabetic Sock | DIABETIC SOCKS DAILY | جوارب السكري اليومية
Orliman S.L.U | إسبانيا | Spain | ME0000012298SFDAA00119 | Daily activity gel insoles - Feetpad | Daily activity gel insoles | Daily activity gel insoles - Feetpad | نعل داخلي للحذاء من الجل
Orliman S.L.U | إسبانيا | Spain | ME0000012298SFDAA00124 | THERAPEUTIC SHOE QUIBERON BLACK | THERAPEUTIC SHOE QUIBERON BLACK | THERAPEUTIC SHOE QUIBERON BLACK | حذاء علاجي كويبرون أسود
Orliman S.L.U | إسبانيا | Spain | ME0000012298SFDAA00120 | SOFY-PLANT Lined silicone insole/1 pair | Lined silicone insole | Lined silicone insole – Sofy-plant | نعل داخلي من السيليكون مبطن - نبات ناعم
Winncare Spain S.L.U | إسبانيا | Spain | ME0000000508SFDAA00016 | POOL E-185 | POOL E-185 | رافعة طبية تستخدم لنقل المرضى و الغير قادرين على الحركة الى حمامات السباحة و هي مناسبة للمرضى الذين يزنون حتى 185 كيلوجرام و تحتوي الرافعة على ملحقات أساسية تشمل كرسي و نقالة و قاعدة لتثبيت الرافعة على الأرض و حزام حمالة مقعد للظهر وحزام يدعم الرأس | رافعة ستخدم لنقل المرضى الذين يزنون حتى 185 كيلوجرام الى حمامات السباحة
Productos Metalicos Del Bages S.L. | إسبانيا | Spain | ME0000001286SFDAA00008 | ELECTRIC STRETCHER & SUPPORT SET PB-722 + PB-726 + PC-752 + PC755 (WHITE) | ELECTRIC STRETCHER & SUPPORT SET PB-722 + PB-726 + PC-752 + PC755 (WHITE) | Model PB7220-00000, PB7260-00000, PC7520-00000, PC7550-00000 Electric Stretcher & support
MIMSAL TRADE S.L. | إسبانيا | Spain | ME0000002575SFDAA00001 | X-RAY VIEWERS | X-RAY VIEWERS | It is an illuminated apparatus for viewing all types of radiographs
Andromedical, S.L. | إسبانيا | Spain | ME0000011315SFDAA00005 | ( Andropenis ( Andropenis Gold, Andropenis Mini, Andropenis Extra, Androextender, Andropeyronie, Androsurgery | (Penile traction device (PTD | (Penile traction device (PTD | جهاز جر القضيب، جهاز سحب القضيب
PROCARE HEALTH IBERIA SL | إسبانيا | Spain | ME0000003308SFDAA00096 | IDRACARE | Moisturizing vaginal gel | Gel hidratante vaginal
PHARMALINK, S.L | إسبانيا | Spain | ME0000004159SFDAA00009 | FREENOSE | 10 SPARE TIPS IN BLISTER | Pediatric nose cleaning | تنظيف أنف الأطفال
PHARMALINK,S.L | إسبانيا | Spain | ME0000001160SFDAA00003 | FREE NOSE breath | nasal aspirator for babies and spare tips | Pediatric nose cleaning | منظف أنف الأطفال
AB medical group, S.A. - LESSA | إسبانيا | Spain | ME0000002501SFDAA00013 | LESSA Recording Charts | Recording charts for medical equipment | Recording charts for Medical Equipments | مخططات تسجيل المعدات الطبية
Andromedical, S.L. | إسبانيا | Spain | ME0000011315SFDAA00006 | ( Androvacuum ( Androvacuum Premium, Androvacuum Manual | Vacuum erection device (VED) | Erection penis vacuum pump, Vacuum erection device | جهاز معالجة ضعف الانتصاب - مضخة طبية لعلاج ضعف الانتصاب
OPTOMIC ESPAÑA, S.A. | إسبانيا | Spain | ME0000004632SFDAA00001 | Fibrolux LED HP | LED Cold light source
OPTOMIC ESPAÑA, S.A. | إسبانيا | Spain | ME0000004632SFDAA00013 | LARINGOSCOPIO OPT | ENT RIGID ENDOSCOPE
OPTOMIC ESPAÑA, S.A. | إسبانيا | Spain | ME0000004632SFDAA00016 | OP-TV DC Beam Splitter for Sony | VIDEO MICROSCOPY SYSTEM
OPTOMIC ESPAÑA, S.A. | إسبانيا | Spain | ME0000004632SFDAA00017 | OP-TV8 | VIDEO MICROSCOPY SYSTEM
OPTOMIC ESPAÑA, S.A. | إسبانيا | Spain | ME0000004632SFDAA00018 | OP-TV10HD | VIDEO MICROSCOPY SYSTEM
OPTOMIC ESPANA, S.A. | إسبانيا | Spain | ME0000000243SFDAA00003 | OP-LF5 | COLD LIGHT HEAD LAMP
OPTOMIC ESPAÑA, S.A. | إسبانيا | Spain | ME0000004632SFDAA00020 | STROBOLUX III LED | LED Light Source
PHARMALINK S L | إسبانيا | Spain | ME0000005529SFDAA00001 | FREE NOSE breath | nasal aspirator and saline solution |  | 10 قطع غيار لينه
PHARMALINK S L | إسبانيا | Spain | ME0000005529SFDAA00003 | FREE NOSE breath | nasal aspirator and saline solution |  | جهاز شفط مخاط الأنف للرضع
CARDIVA SOLUCIONES INTEGRALES, S.A. | إسبانيا | Spain | ME0000005232SFDAA00001 | Cover Line | Cover Line
Especialidades Medico Ortopedicas, s.l.(EMO) | إسبانيا | Spain | ME0000007473SFDAA00001 | THORACOLUMBAR BIVALVE CORSET WITH BOA | THORACOLUMBAR BIVALVE CORSET WITH BOA
Especialidades Medico Ortopedicas sl EMO | إسبانيا | Spain | ME0000007475SFDAA00001 | Philadelphia collar | Philadelphia collar
Especialidades Medico Ortopedicas sl EMO | إسبانيا | Spain | ME0000007475SFDAA00002 | Functional hand postural splint | Functional hand postural splint
Especialidades Medico Ortopedicas sl EMO | إسبانيا | Spain | ME0000007475SFDAA00003 | Abdominal band | Abdominal band
Especialidades Medico Ortopedicas sl EMO | إسبانيا | Spain | ME0000007475SFDAA00004 | POLYETHYLENE WRIST IMMOBILIZOR | POLYETHYLENE WRIST IMMOBILIZOR
Especialidades Medico Ortopedicas sl EMO | إسبانيا | Spain | ME0000007475SFDAA00005 | TWISTER BILATERAL | TWISTER BILATERAL
Especialidades Medico Ortopedicas sl EMO | إسبانيا | Spain | ME0000007475SFDAA00006 | NEUTRAL HAND POSTURAL SPLINT | NEUTRAL HAND POSTURAL SPLINT
Especialidades Medico Ortopedicas sl EMO | إسبانيا | Spain | ME0000007475SFDAA00007 | Breathable abdominal support | Breathable abdominal support
Especialidades Medico Ortopedicas s l EMO | إسبانيا | Spain | ME0000007476SFDAA00001 | Humerus Brace | Humerus Brace
Especialidades Medico Ortopedicas sl EMO | إسبانيا | Spain | ME0000007475SFDAA00008 | THOMAS SPLINT | THOMAS SPLINT
Especialidades Medico Ortopedicas sl EMO | إسبانيا | Spain | ME0000007475SFDAA00009 | METATHARSAL PADS One pair | METATHARSAL PADS One pair
Especialidades Medico Ortopedicas sl EMO | إسبانيا | Spain | ME0000007475SFDAA00010 | LONG WRIST IMMOBILIZOR | LONG WRIST IMMOBILIZOR
Especialidades Medico Ortopedicas, s.l.(EMO) | إسبانيا | Spain | ME0000007473SFDAA00002 | OSTEOBRACE | OSTEOBRACE
Especialidades Medico Ortopedicas, s.l.(EMO) | إسبانيا | Spain | ME0000007473SFDAA00003 | LUMBOSACRAL ORTHOSIS | LUMBOSACRAL ORTHOSIS
Especialidades Medico Ortopedicas, s.l.(EMO) | إسبانيا | Spain | ME0000007473SFDAA00004 | SHOULDER IMMOBILIZER | SHOULDER IMMOBILIZER
Especialidades Medico Ortopedicas sl EMO | إسبانيا | Spain | ME0000007475SFDAA00011 | wrist immobilizer support | wrist immobilizer support
Especialidades Medico Ortopedicas sl EMO | إسبانيا | Spain | ME0000007475SFDAA00012 | TRANSPIRABLE TLS ORTHESIS | TRANSPIRABLE TLS ORTHESIS
Especialidades Medico Ortopedicas sl EMO | إسبانيا | Spain | ME0000007475SFDAA00013 | Shoulder Abduction Orthosis | Shoulder Abduction Orthosis
Especialidades Medico Ortopedicas sl EMO | إسبانيا | Spain | ME0000007475SFDAA00014 | Adjustable hinged knee support | Adjustable hinged knee support
Especialidades Medico Ortopedicas sl EMO | إسبانيا | Spain | ME0000007475SFDAA00015 | CARPO PALMAR WRIST SUPPORT | CARPO PALMAR WRIST SUPPORT
Especialidades Medico Ortopedicas sl EMO | إسبانيا | Spain | ME0000007475SFDAA00016 | BUNION SHIELD | BUNION SHIELD
Especialidades Medico Ortopedicas sl EMO | إسبانيا | Spain | ME0000007475SFDAA00017 | ADJUSTABLE ANKLE SUPPORT | ADJUSTABLE ANKLE SUPPORT
Especialidades Medico Ortopedicas sl EMO | إسبانيا | Spain | ME0000007475SFDAA00018 | Elbow orthosis flexo extension | Elbow orthosis flexo extension
Especialidades Medico Ortopedicas sl EMO | إسبانيا | Spain | ME0000007475SFDAA00019 | Hand splint with positional control with thumb | Hand splint with positional control with thumb
Especialidades Medico Ortopedicas sl EMO | إسبانيا | Spain | ME0000007475SFDAA00020 | Multipositional | Multipositional
Especialidades Medico Ortopedicas sl EMO | إسبانيا | Spain | ME0000007475SFDAA00021 | Meleogrip stabilizing Brace | Meleogrip stabilizing Brace
Especialidades Medico Ortopedicas sl EMO | إسبانيا | Spain | ME0000007475SFDAA00022 | Epicondylitis Band | Epicondylitis Band
Especialidades Medico Ortopedicas sl EMO | إسبانيا | Spain | ME0000007475SFDAA00024 | Suspensory belt for prothesis | Suspensory belt for prothesis
Especialidades Medico Ortopedicas, s.l.(EMO) | إسبانيا | Spain | ME0000007473SFDAA00005 | SILICONE BREAST PROSTHESIS + BRA (KIT) | SILICONE BREAST PROSTHESIS + BRA (KIT)
Especialidades Medico Ortopedicas, s.l.(EMO) | إسبانيا | Spain | ME0000007473SFDAA00006 | SHOULDER IMMOBILIZER STANDARD | SHOULDER IMMOBILIZER STANDARD
Especialidades Medico Ortopedicas sl EMO | إسبانيا | Spain | ME0000007475SFDAA00025 | IF020 Injected Stack splint | IF020 Injected Stack splint
Especialidades Medico Ortopedicas s l EMO | إسبانيا | Spain | ME0000007476SFDAA00002 | GRIP | MQ705 RIZOGRIP
Especialidades Medico Ortopedicas sl EMO | إسبانيا | Spain | ME0000007475SFDAA00026 | TWISTER UNILATERAL | TWISTER UNILATERAL
Especialidades Medico Ortopedicas, s.l.(EMO) | إسبانيا | Spain | ME0000007473SFDAA00007 | TALUS POST-OP SHOE | TALUS POST-OP SHOE
Especialidades Medico Ortopedicas, s.l.(EMO) | إسبانيا | Spain | ME0000007473SFDAA00008 | Polypropylene AFO Full Insole | Polypropylene AFO Full Insole
Especialidades Medico Ortopedicas, s.l.(EMO) | إسبانيا | Spain | ME0000007473SFDAA00009 | Moulded Stack splint | Moulded Stack splint
Especialidades Medico Ortopedicas sl EMO | إسبانيا | Spain | ME0000007475SFDAA00027 | Areli | M12 Half Boots
Especialidades Medico Ortopedicas, s.l.(EMO) | إسبانيا | Spain | ME0000007473SFDAA00010 | Manugrip | Manugrip
Especialidades Medico Ortopedicas, s.l.(EMO) | إسبانيا | Spain | ME0000007473SFDAA00011 | Frog Finger Splint | Frog Finger Splint
Especialidades Medico Ortopedicas, s.l.(EMO) | إسبانيا | Spain | ME0000007473SFDAA00012 | EMO-STABLE | EMO-STABLE
Especialidades Medico Ortopedicas, s.l.(EMO) | إسبانيا | Spain | ME0000007473SFDAA00013 | Reinforced Elastic LS Support | Reinforced Elastic LS Support
Especialidades Medico Ortopedicas, s.l.(EMO) | إسبانيا | Spain | ME0000007473SFDAA00014 | Thumb stabilizer with palmar strap | Thumb stabilizer with palmar strap
Especialidades Medico Ortopedicas, s.l.(EMO) | إسبانيا | Spain | ME0000007473SFDAA00015 | Cervical Collar | Cervical Collar
Especialidades Medico Ortopedicas sl EMO | إسبانيا | Spain | ME0000007475SFDAA00028 | Free patella knee support | Free patella knee support
Especialidades Medico Ortopedicas sl EMO | إسبانيا | Spain | ME0000007475SFDAA00029 | Neoactiv | CD01A Epicondylitis Band
Especialidades Medico Ortopedicas sl EMO | إسبانيا | Spain | ME0000007475SFDAA00030 | Neoactiv | ML35A Suspensory belt for prothesis
Especialidades Medico Ortopedicas, s.l.(EMO) | إسبانيا | Spain | ME0000007473SFDAA00016 | Tendigrip | Tendigrip
Especialidades Medico Ortopedicas, s.l.(EMO) | إسبانيا | Spain | ME0000007473SFDAA00018 | Hip Control Stabilizer | Hip Control Stabilizer
Especialidades Medico Ortopedicas, s.l.(EMO) | إسبانيا | Spain | ME0000007473SFDAA00019 | Reinforced Abdominal Band | Reinforced Abdominal Band
Especialidades Medico Ortopedicas, s.l.(EMO) | إسبانيا | Spain | ME0000007473SFDAA00020 | PAVLIK HARNESS | PAVLIK HARNESS
Especialidades Medico Ortopedicas, s.l.(EMO) | إسبانيا | Spain | ME0000007473SFDAA00021 | CUNA SPLINT | CUNA SPLINT
Especialidades Medico Ortopedicas, s.l.(EMO) | إسبانيا | Spain | ME0000007473SFDAA00022 | BILATERAL HAMMOCK | BILATERAL HAMMOCK
Especialidades Medico Ortopedicas, s.l.(EMO) | إسبانيا | Spain | ME0000007473SFDAA00023 | HEEL BLUE | HEEL BLUE
Especialidades Medico Ortopedicas, s.l.(EMO) | إسبانيا | Spain | ME0000007473SFDAA00024 | BREATHABLE ARM SUPPORT | BREATHABLE ARM SUPPORT
Especialidades Medico Ortopedicas, s.l.(EMO) | إسبانيا | Spain | ME0000007473SFDAA00025 | INSOLE BLUE MEDIA | INSOLE BLUE MEDIA
Especialidades Medico Ortopedicas, s.l.(EMO) | إسبانيا | Spain | ME0000007473SFDAA00026 | JEWETT CONFORT BRACE BASCULANT SUPPORT | JEWETT CONFORT BRACE BASCULANT SUPPORT
Especialidades Medico Ortopedicas, s.l.(EMO) | إسبانيا | Spain | ME0000007473SFDAA00027 | HALF MOON TOE SEPARATORS | HALF MOON TOE SEPARATORS
Especialidades Medico Ortopedicas, s.l.(EMO) | إسبانيا | Spain | ME0000007473SFDAA00028 | POST-SURGICAL FOOTWEAR | POST-SURGICAL FOOTWEAR
Especialidades Medico Ortopedicas, s.l.(EMO) | إسبانيا | Spain | ME0000007473SFDAA00029 | VALGUS CONTROL | VALGUS CONTROL
Especialidades Medico Ortopedicas, s.l.(EMO) | إسبانيا | Spain | ME0000007473SFDAA00030 | SEMI-HARD CERVICAL COLLAR | SEMI-HARD CERVICAL COLLAR
Especialidades Medico Ortopedicas, s.l.(EMO) | إسبانيا | Spain | ME0000007473SFDAA00031 | DORSOLUMBAR OSTEOBRACE | DORSOLUMBAR OSTEOBRACE
Especialidades Medico Ortopedicas s l EMO | إسبانيا | Spain | ME0000007476SFDAA00003 | GRIP | EPIGRIP
INCOTRON EYMASA S.L.U. | إسبانيا | Spain | ME0000007899SFDAA00001 | REDUSON HC45 | Isolation Booth
SIBEL S.A.U | إسبانيا | Spain | ME0000008821SFDAA00001 | Audiometric sound Booth | Audiometric sound Booth
sunrise medical s.l. | إسبانيا | Spain | ME0000008837SFDAA00001 | power chair Q100 | power chair Q100
sunrise medical s.l. | إسبانيا | Spain | ME0000008837SFDAA00002 | BREEZY STYLE | BREEZY STYLE
sunrise medical s.l. | إسبانيا | Spain | ME0000008837SFDAA00003 | POWER chair F35R2 | POWER chair F35R2
Medcom Flow SA | إسبانيا | Spain | ME0000008923SFDAA00001 | videotrack | video Laryngoscope
Ortotecsa S.L | إسبانيا | Spain | ME0000008997SFDAA00001 | G.18912/M/Ortotecsa | COMPRESS HEATER/Ortotecsa
TELIC, S.A.U. | إسبانيا | Spain | ME0000006336SFDAA00001 | DORMO COLD/HOT | DORMO COLD/HOT
TELIC, S.A.U. | إسبانيا | Spain | ME0000006336SFDAA00017 | DORMO | DORMO | ECG electrodes Ag/AgCl.
TELIC, S.A.U. | إسبانيا | Spain | ME0000006336SFDAA00003 | DORMO-TAB | DORMO-TAB
TELIC, S.A.U. | إسبانيا | Spain | ME0000006336SFDAA00004 | ELECTRO-GEL | ELECTRO-GEL
TELIC, S.A.U. | إسبانيا | Spain | ME0000006336SFDAA00005 | DORMO-SPEC | DORMO-SPEC
TELIC, S.A.U. | إسبانيا | Spain | ME0000006336SFDAA00006 | BLAYCO-PAD | BLAYCO-PAD
TELIC, S.A.U. | إسبانيا | Spain | ME0000006336SFDAA00014 | DORMO-TENS | DORMO-TENS | Dormo® -Tens Pre-gelled muscle stimulation electrodes are adhesive electrodes with conductive gel which have been designed for electro-stimulation use in physiotherapy and beauty-care treatments.
AB Medica group S.A. - Lessa | إسبانيا | Spain | ME0000006335SFDAA00001 | LESSA ECG Electrode | LESSA ECG Electrode
AB Medica group S.A. - Lessa | إسبانيا | Spain | ME0000006335SFDAA00002 | Quick-Signal Gel | Quick-Signal Gel
AB Medica group S.A. - Lessa | إسبانيا | Spain | ME0000006335SFDAA00003 | Quick-E-Spray | Quick-E-Spray
AB Medica group S.A. - Lessa | إسبانيا | Spain | ME0000006335SFDAA00004 | QUICK-ECO GEL | QUICK-ECO GEL
AB Medica group S.A. - Lessa | إسبانيا | Spain | ME0000006335SFDAA00005 | LESSA Electrocardiography Accessories | LESSA Electrocardiography Accessories
AB Medica group S.A. - Lessa | إسبانيا | Spain | ME0000006335SFDAA00006 | LESSA Recording charts | LESSA Recording charts
TELIC, S.A.U. | إسبانيا | Spain | ME0000006336SFDAA00009 | TRANSONIC GEL | TRANSONIC GEL
TELIC, S.A.U. | إسبانيا | Spain | ME0000006336SFDAA00010 | DORMO | DORMO LUBRICATING GEL
TELIC, S.A.U. | إسبانيا | Spain | ME0000006336SFDAA00011 | TRANSONIC GEL | Ultrasound transmission gel
SUNRISE MEDICAL,S.L. | إسبانيا | Spain | ME0000009179SFDAA00001 | Breezy 90 | Breezy 90 |  | كرسي متحرك يساعد على التنقل لكبار السن وذوي الاحتياجات الخاصة
sunrise medical sl | إسبانيا | Spain | ME0000007745SFDAA00002 | TANGO | TANGO |  | كرسي كهربائي يساعد ذوي الاعاقة في التنقل
Stryker Instruments | إسبانيا | Spain | ME0000009214SFDAA00001 | 1/4" (6.4mm) Locking Keyless Chuck | Large Bone Powered Surgical Systems
INDUSTRIAS HIDRAULICAS PARDO SL | إسبانيا | Spain | ME0000009219SFDAA00001 | Mattress | Mattress
ORDISI S.A. | إسبانيا | Spain | ME0000010223SFDAA00001 | ORDISI | Examination Light for patients examination
sunrise medical sl | إسبانيا | Spain | ME0000007745SFDAA00003 | Rumba S80 | Power wheelchair
INDUSTRIAS PARDO, S.L. | إسبانيا | Spain | ME0000010664SFDAA00001 | MEDICAL BED | MEDICAL BED
INTERSCHULLER, S.L. | إسبانيا | Spain | ME0000010825SFDAA00001 | CABINA AUDIOMETRICA/ AUDIOMETRIC BOOTH | AUDIOMETRIC BOOTH
VOE, S.A | إسبانيا | Spain | ME0000011872SFDAA00001 | ABDOMINAL SUPPORTER WITH STRAPS | ABDOMINAL SUPPORTER
VOE, S.A | إسبانيا | Spain | ME0000011872SFDAA00002 | Ankle-length girdle, Ankle-length girdle with abdominal extension, Full-length girdle, Abdominal sup | Standard girdles, Standard girdles with zippered closures & Standard girdles with extended back
VOE, S.A | إسبانيا | Spain | ME0000011872SFDAA00003 | FEMALE SUPPORTER, FEMALE SUPPORTER WITH STRAPS, MALE VEST, VEST WITH FRONT CLOSURE, MALE BRIEF, MALE | FEMALE SUPPORTER, FEMALE SUPPORTER WITH STRAPS, MALE VEST, VEST WITH FRONT CLOSURE, MALE BRIEF, MALE BODYSHAPPER, MALE ABOVE KNEE BODYSHAPER
VOE, S.A | إسبانيا | Spain | ME0000011872SFDAA00004 | ABDOMINAL SUPPORTER WITH STRAPS | Girdle with abdominal and back extension above the knee
VOE, S.A | إسبانيا | Spain | ME0000011872SFDAA00005 | Abdominal binders | Abdominal binders
VOE, S.A | إسبانيا | Spain | ME0000011872SFDAA00006 | Abdominal Supporter with straps | Abdominal Supporter with straps
VOE, S.A | إسبانيا | Spain | ME0000011872SFDAA00007 | BODYSHAPERS | BODYSHAPERS
VOE, S.A | إسبانيا | Spain | ME0000011872SFDAA00008 | NUHA BRA MODEL COBRE | NUHA BRA MODEL COBRE
VOE, S.A | إسبانيا | Spain | ME0000011872SFDAA00009 | NUHA BRA MODEL MIMA | NUHA BRA MODEL MIMA
VOE, S.A | إسبانيا | Spain | ME0000011872SFDAA00010 | BRA FOR AUGMENTATION MAMMOPLASTY | BRA FOR AUGMENTATION MAMMOPLASTY
VOE, S.A | إسبانيا | Spain | ME0000011872SFDAA00011 | BRA FOR REDUCTION MAMMOPLASTY | BRA FOR REDUCTION MAMMOPLASTY
Beiersdorf Argentona | إسبانيا | Spain | ME0000013100SFDAA00002 | Hansaplast Cars | wound pad |  | لصق جروح
Beiersdorf Argentona | إسبانيا | Spain | ME0000013100SFDAA00005 | Hansaplast Family Pack | wound Pad |  | لصق جروح
Fresco International 2005 S.A. | إسبانيا | Spain | ME0000013113SFDAA00001 | Fresco PROFESSIONAL Silicone Gel Sheet | Adhesive silicone sheet for scar treatment |  | لعلاج الندبات والوقاية من تكونها
Fresco International 2005 S.A. | إسبانيا | Spain | ME0000013113SFDAA00002 | FRESCO PROFESSIONAL Pressure Redistribution Pads | Pressure Redistribution Pads |  | حماية الانسجة من التلف
HERSILL, S.L. | إسبانيا | Spain | ME0000013183SFDAA00001 | VAC UP pro | Foot Pedal
Prim S.A. | إسبانيا | Spain | ME0000013186SFDAA00001 | EXTRA THIN LINED INSOLES | Foot Cushion Insole |  | جهاز طبي لدعم القدم
Prim S.A. | إسبانيا | Spain | ME0000013186SFDAA00002 | I.M.O BRACE | Mandibular Immobilizer
Prim S.A. | إسبانيا | Spain | ME0000013186SFDAA00003 | CLUBAX MOVIL CORRECT ORTHOSIS | Pediatric Foot Deformity Orthosis
FCA. SEGORBINA DE BASTONES, S.L | إسبانيا | Spain | ME0000000046SFDAA00004 | Wood Stick Curved | Wood Stick Curved |  | عكاز خشبي للكبار
FCA. SEGORBINA DE BASTONES, S.L | إسبانيا | Spain | ME0000000046SFDAA00005 | Wood Stick T-shape | Wood Stick T-shape |  | عكاز خشبي
PHARMALINK, S.L. | إسبانيا | Spain | ME0000000457SFDAA00002 | AVENTA | Rhino Clear Nasal aspirator |  | مصمم لإزالة إفرازات الأنف بأمان من خلال شفط مريح للإفرازات والمخاط من أنف الطفل
PHARMALINK, S.L. | إسبانيا | Spain | ME0000000457SFDAA00003 | Rhino Clear Nasal aspirator | Rhino Clear Nasal aspirator |  | مصمم لإزالة إفرازات الأنف بأمان من خلال شفط مريح للإفرازات والمخاط من أنف الطفل
Tecnimoem 97, S.L. | إسبانيا | Spain | ME0000002131SFDAA00032 | Patient Hoist | Patient Hoist |  | لرفع ونقل المريض من مكان لاخر
PHARMALINK S L | إسبانيا | Spain | ME0000001592SFDAA00001 | FREE NOSE breath | nasal aspirator and saline solution |  | جهاز شفط مخاط الأنف للرضع
ORDISI, S.A. | إسبانيا | Spain | ME0000001404SFDAA00002 | ORDISI | Ceiling Lamp of recognition to LED series L21-25
ORDISI, S.A. | إسبانيا | Spain | ME0000001404SFDAA00003 | ORDISI | Moveable lamp of recognition to LED series L21-25 dimmable
Celsius Medical S.L | إسبانيا | Spain | ME0000007307SFDAA00008 | Blanket With Cardboard | Blanket
Celsius Medical S.L | إسبانيا | Spain | ME0000007307SFDAA00009 | Sin Carton Without Cardboard | Blanket
C.V. MEDICA, S.L. | إسبانيا | Spain | ME0000009711SFDAA00001 | Dispomedic | Scrub Brush with Povidone Iodine
C.V. MEDICA, S.L. | إسبانيا | Spain | ME0000009711SFDAA00002 | Disposcrub | Scrub Brush with Chlorhexidine Digluconate
LABORATORIOS INDAS S.A.U | إسبانيا | Spain | ME0000013133SFDAA00001 | Indaslip | Elastic Anatomic Absorbent for incontinence |  | حفاضات لسلس البول
LABORATORIOS INDAS S.A.U | إسبانيا | Spain | ME0000013133SFDAA00002 | INDASEC PANT | ELASTIC ANATOMIC ABSORBENT |  | حفائض كلوت
sunrise medical sl | إسبانيا | Spain | ME0000007745SFDAA00004 | Quickie 2 Quickie Q7 Quickie iris Quickie QRI Zippie iris Zippie voyage | Mechanical wheelchair
Especialidades Medico Ortopedicas sl EMO | إسبانيا | Spain | ME0000007475SFDAA00023 | CONTROLLED IMMOBILIZER | CONTROLLED KNEE IMMOBILIZER | Effective knee orthosis for stabilization and immobilization.
Especialidades Medico Ortopedicas, s.l.(EMO) | إسبانيا | Spain | ME0000007473SFDAA00017 | ARELI | Corrector Shoes | Effective shoe corrector for foot deviations.
Tedisel Iberica S.L | إسبانيا | Spain | ME0000006587SFDAA00004 | Theatre Technical Panel | Technical Panel | Tedisel panels can be equipped with terminal medical devices from other manufacturers.
Famadent S L U Protechno | إسبانيا | Spain | ME0000010780SFDAA00001 | TECHNO TRAY LUZ | TECHNO TRAY LUZ | Special tray is constructed on the primary stone cast , and making a final impression
Famadent S L U Protechno | إسبانيا | Spain | ME0000010780SFDAA00002 | EXPANSOR B | EXPANSOR B | EXPANSOR-B Universal Expander Liquid use in dental workshop for all Protechno Investments
Famadent S L U Protechno | إسبانيا | Spain | ME0000010780SFDAA00003 | CERAMVEST HS | CERAMVEST HS | CERAMVEST HS is an ultrafine bound investment for casting of all types of crown and bridges
Cosmewax, S.A. | إسبانيا | Spain | ME0000001131SFDAA00074 | Nahdi Anti-Lice Shampoo | Anti-Lice Shampoo | Anti-lice Shampoo is an anti-lice and cleansing product. This Shampoo contain a blend of natural oils that kills and removes head lice and eggs and a combination of mild surfactants that cleanses and cares for the hair and scalp. | شامبو مضاد للقمل
Medi Care System, S.L.U | إسبانيا | Spain | ME0000013110SFDAA00001 | Salvafix | Safety Strap | Safety Strap
Medi Care System, S.L.U | إسبانيا | Spain | ME0000013110SFDAA00002 | Medi-roller Pro | Sliding Transfer Board | Medi-roller Pro
Albyn Medical S.L. | إسبانيا | Spain | ME0000012531SFDAA00001 | Funnel for Stand | Funnel for Stand | Urine Bag Stand
J.Mainat S.A. | إسبانيا | Spain | ME0000000216SFDAA00021 | Pressotherapy Compression Garments | Pressotherapy Compression Garments | its a pressure garment to treat burn patients in the rehabilitation process of the burns
Albyn Medical SL | إسبانيا | Spain | ME0000007967SFDAA00005 | Stand | Stand | Medical Stand
Tecnimoem Care S.L. | إسبانيا | Spain | ME0000000745SFDAA00001 | Bed Bariatric Foldable | Bed Bariatric Foldable | Bed Bariatric Foldable | سرير باريتريك قابل للطي
Cosmewax, S.A. | إسبانيا | Spain | ME0000001132SFDAA00001 | Nahdi Anti-Lice Lotion | Anti-Lice Lotion | Anti-lice Lotion is an anti-lice product. This treatment kill lice does not use a chemical action but works by suffocating and dehydrating the lice and lice eggs. | غسول مضاد للقمل
FUSHIMA, S.L. | إسبانيا | Spain | ME0000017604SFDAA00001 | Orex | Orex Adult Medium Ortho Toothbrush | Orthodontic toothbrush with special "V" cut. | فرشاة أسنان للبالغين لتقويم الأسنان وسط
FUSHIMA, S.L. | إسبانيا | Spain | ME0000017607SFDAA00001 | Orex | Adult UltrasoftToothbrush | An oral hygiene instrument used to clean the teeth, gums, and tongue. | فرشاة أسنان للبالغين نعومة اضافية
FUSHIMA, S.L. | إسبانيا | Spain | ME0000017606SFDAA00001 | Orex | Adult Medium Toothbrush | An oral hygiene instrument used to clean the teeth, gums, and tongue. | فرشاة أسنان للبالغين وسط
INDUSTRIAS H. PARDO S.L | إسبانيا | Spain | ME0000005601SFDAA00001 | Pardo | Hospital Stretcher | Four articulated panels with hydraulic drive system transfers stretcher. It has a rolling system with four wheels for agile and comfortable transfers.
INDUSTRIAS H. PARDO S.L | إسبانيا | Spain | ME0000005601SFDAA00005 | Pardo | Hospital Bed | The bed base is divided in three articulated panels. It has four wheels.it allows different bed movement controls are available
INDUSTRIAS H. PARDO S.L | إسبانيا | Spain | ME0000005601SFDAA00004 | Pardo | Hospital Bed | The bed base is divided in three articulated panels. It has four wheels.it allows different bed movement controls are available.
INDUSTRIAS H. PARDO S.L | إسبانيا | Spain | ME0000005601SFDAA00002 | Pardo | Hospital Bed | The bed base is divided in three articulated panels. It has four wheels.it allows different bed movement controls are available.
INDUSTRIAS H. PARDO S.L | إسبانيا | Spain | ME0000005601SFDAA00003 | Pardo | Hospital Bed | The bed base is divided in three articulated panels. It has four wheels.it allows different bed movement controls are available
PROMEBA, S.L. | إسبانيا | Spain | ME0000001080SFDAA00254 | PROMEBA | Stretcher | Chair Stretcher
CV MEDICA, S.L. | إسبانيا | Spain | ME0000002449SFDAA00002 | Eye Protector | Eye Protector | Single Use Eye Protector
CV MEDICA, S.L. | إسبانيا | Spain | ME0000002449SFDAA00003 | ABDOMINAL SUPPORT | ABDOMINAL SUPPORT | ABDOMINAL SUPPORT
Industrias Hidraulicas Pardo, S.L. | إسبانيا | Spain | ME0000015356SFDAA00001 | Pardo | Hospital Bed | These beds offer the possibility to make movements of raising and lowering the mattress platform and the backrest module.
CV MEDICA, S.L. | إسبانيا | Spain | ME0000002449SFDAA00004 | IMMOBILISER | IMMOBILISER | LIMB HOLDER WITH HAND PROTECTION
INDUSTRIAS H. PARDO S.L | إسبانيا | Spain | ME0000005601SFDAA00014 | Pardo | Hospital Bed | The bed base is divided in three articulated panels. It has four wheels.it allows different bed movement controls are available
INDUSTRIAS H. PARDO S.L | إسبانيا | Spain | ME0000005601SFDAA00006 | Pardo | Hospital Bed | The bed base is divided in three articulated panels. it allows different bed movement controls are available.
INDUSTRIAS H. PARDO S.L | إسبانيا | Spain | ME0000005601SFDAA00011 | Pardo | Armchair | The armchair has been designed with soft lines and rounded edges. Also, it has a handle in the back to facilitate the transportation
INDUSTRIAS H. PARDO S.L | إسبانيا | Spain | ME0000005601SFDAA00012 | Pardo | Hospital Bed | The bed base is divided in three articulated panels. It has four wheels.it allows different bed movement controls are available
INDUSTRIAS H. PARDO S.L | إسبانيا | Spain | ME0000005601SFDAA00007 | Pardo | Armchair | B-Class armchair has four (4) doublé wheels with Integrated armchair
INDUSTRIAS H. PARDO S.L | إسبانيا | Spain | ME0000005601SFDAA00023 | Pardo | Hospital Stretcher | Two articulated panels with hydraulic drive system transfers stretcher.
INDUSTRIAS H. PARDO S.L | إسبانيا | Spain | ME0000005601SFDAA00024 | Pardo | Medical Crib | Bed positioning by mechanical mechanism with Trendelenburg and anti-Trendelenburg position.
INDUSTRIAS H. PARDO S.L | إسبانيا | Spain | ME0000005601SFDAA00013 | Pardo | Hospital Bed | The bed base is divided in three articulated panels. It has four wheels.it allows different bed movement controls are available.
INDUSTRIAS H. PARDO S.L | إسبانيا | Spain | ME0000005601SFDAA00015 | Pardo | Medical Crib | 2 section bed base manually operated with 7positions, that allows to make Trend and Reverse Trend positions.
NAMROL MEDICAL SL | إسبانيا | Spain | ME0000004188SFDAA00001 | NAMROL SILLON ZETA | Podiatry chair | Podiatry chair
INMOCLINIC, S.A | إسبانيا | Spain | ME0000010732SFDAA00027 | Urgencies Stretcher Trolley | Stretcher trolley | Urgencies Stretcher Trolley
INMOCLINIC, S.A | إسبانيا | Spain | ME0000010732SFDAA00026 | Electric Examination. treatment and massage table. | Examination table | Electric Examination treatment and massage table
MADESPA S.A. | إسبانيا | Spain | ME0000009460SFDAA00002 | Ventura TOP | Ventura | CONDENSATION SILICONE FOR DENTAL IMPRESSIONS
MADESPA S.A. | إسبانيا | Spain | ME0000009460SFDAA00002 | Ventura TOP | Ventura | CONDENSATION SILICONE FOR DENTAL IMPRESSIONS
MADESPA S.A. | إسبانيا | Spain | ME0000009460SFDAA00003 | Ventura Impress 2 | Additional Silicone Impression Material | Dental Impression Materials.
MADESPA S.A. | إسبانيا | Spain | ME0000009460SFDAA00003 | Ventura Impress 2 | Additional Silicone Impression Material | Dental Impression Materials.
TERRATS MEDICAL SL | إسبانيا | Spain | ME0000020392SFDAA00021 | Impression Post | Impression Post | Wide neck impression post for closed tray impression.
TERRATS MEDICAL SL | إسبانيا | Spain | ME0000020392SFDAA00022 | Gold coping | Gold coping | Gold Coping
MADESPA S.A. | إسبانيا | Spain | ME0000009460SFDAA00012 | Ventura Bite | Additional Silicone for Bite Registeration | silicone elastomer of the vinyl-polysiloxane type whose reticulation takes place based on a polyaddition reaction.
MADESPA S.A. | إسبانيا | Spain | ME0000009460SFDAA00012 | Ventura Bite | Additional Silicone for Bite Registeration | silicone elastomer of the vinyl-polysiloxane type whose reticulation takes place based on a polyaddition reaction.
MADESPA S.A. | إسبانيا | Spain | ME0000009460SFDAA00013 | Ventura Crystalsil | Additional Silicone Impression Material | transparent material based on vinylpolysiloxanes suitable for all types of bite registrations that require transparent matrices.
MADESPA S.A. | إسبانيا | Spain | ME0000009460SFDAA00013 | Ventura Crystalsil | Additional Silicone Impression Material | transparent material based on vinylpolysiloxanes suitable for all types of bite registrations that require transparent matrices.
IndustriasHidraulicas Pardo | إسبانيا | Spain | ME0000000548SFDAA00008 | Density | Mattress | Static mattress for used on clinic beds.
Tecnimoem Care S.L. | إسبانيا | Spain | ME0000000744SFDAA00001 | MOEM BATH WHEEL CHAIR | MOEM BATH WHEEL CHAIR | MOEM BATH WHEEL CHAIR | كرسي حمام
MLS TEXTILES 1992, S.L. | إسبانيا | Spain | ME0000000800SFDAA00002 | Muvu Diabetic sock | Diabetic sock | Therapeutic sock for diabetic people | جوارب للعنایة بقدم مریض السكري
BIOTECHNOLOGY MEDICAL SERVICES EUROPE SL. (BMS EUROPE) | إسبانيا | Spain | ME0000000753SFDAA00001 | BMS PRODUCT | MANUAL PLASMA EXTRACTOR | MANUAL PLASMA EXTRACTOR
ORDISI, S.A. | إسبانيا | Spain | ME0000001404SFDAA00001 | ORDISI | ORDISI | Movable Examination Lamp
ORDISI, S.A. | إسبانيا | Spain | ME0000001404SFDAA00001 | ORDISI | ORDISI | Movable Examination Lamp
Medi Care System, S.L.U | إسبانيا | Spain | ME0000013110SFDAA00004 | Salvacel | Salvacel | Salvacel
J Ripoll SL | إسبانيا | Spain | ME0000004145SFDAA00016 | Dentaflux Universal Lubricant spray | Dentaflux Universal Lubricant spray | Lubricant for all types of rotative dental instruments
Especialidades Medico Ortopedicas sl EMO | إسبانيا | Spain | ME0000007475SFDAA00267 | Mermaid tail splin | Mermaid tail splin | Effective splint for mermaid tail cases.
Especialidades Medico Ortopedicas sl EMO | إسبانيا | Spain | ME0000007475SFDAA00265 | Knee inmobilizor | Knee inmobilizor | Effective supports for knee injuries
Especialidades Medico Ortopedicas sl EMO | إسبانيا | Spain | ME0000007475SFDAA00282 | Finger splints | Finger splints | Effective supports for finger injuries
Especialidades Medico Ortopedicas sl EMO | إسبانيا | Spain | ME0000007475SFDAA00278 | Wrist supports | Wrist supports | Effective supports for wrist injuries
Especialidades Medico Ortopedicas sl EMO | إسبانيا | Spain | ME0000007475SFDAA00274 | Elbow supports | Elbow supports | Effective supports for elbow injuries
Especialidades Medico Ortopedicas sl EMO | إسبانيا | Spain | ME0000007475SFDAA00267 | Mermaid tail splin | Mermaid tail splin | Effective splint for mermaid tail cases.
J Ripoll SL | إسبانيا | Spain | ME0000004145SFDAA00014 | Dentaflux 37% Phosphoric Acid | Dentaflux 37% Phosphoric Acid | Dental etching gel
Tedisel Iberica S.L | إسبانيا | Spain | ME0000006587SFDAA00006 | Theatre Technical Panel | Technical Panel | Tedisel panels can be equipped with terminal medical devices from other manufacturers.
Especialidades Medico Ortopedicas sl EMO | إسبانيا | Spain | ME0000007475SFDAA00279 | Lifter Brachial | Lifter Brachial | Effective supports for neurological injuries of the upper limb
Especialidades Medico Ortopedicas sl EMO | إسبانيا | Spain | ME0000007475SFDAA00283 | Hyperextension braces | Hyperextension braces | Effective hyperextension braces for vertebral fractures
Especialidades Medico Ortopedicas sl EMO | إسبانيا | Spain | ME0000007475SFDAA00275 | Arm support | Arm support | Effective supports for arm injuries
Especialidades Medico Ortopedicas sl EMO | إسبانيا | Spain | ME0000007475SFDAA00271 | Stabilizing ankle orthosis | Stabilizing ankle orthosis | Effective supports for ankle injuries
Especialidades Medico Ortopedicas sl EMO | إسبانيا | Spain | ME0000007475SFDAA00266 | Knee supports | Knee supports | Effective supports for knee injuries
Especialidades Medico Ortopedicas sl EMO | إسبانيا | Spain | ME0000007475SFDAA00268 | Post-OP shoes | Post-OP shoes | Effective shoes for post­-surgical treatments
Especialidades Medico Ortopedicas sl EMO | إسبانيا | Spain | ME0000007475SFDAA00280 | Hip stabilizor | Hip stabilizor | Effective stabilizor for hip injuries
Especialidades Medico Ortopedicas sl EMO | إسبانيا | Spain | ME0000007475SFDAA00272 | Walkers | Walkers | Effective supports for ankle injuries
Especialidades Medico Ortopedicas sl EMO | إسبانيا | Spain | ME0000007475SFDAA00269 | Postural orthosis | Postural orthosis | Effective supports for heel and ankle injuries
Especialidades Medico Ortopedicas sl EMO | إسبانيا | Spain | ME0000007475SFDAA00261 | CORRECTOS SHOES | CORRECTOS SHOES | Effective shoes for children foot correction treatments.
Especialidades Medico Ortopedicas sl EMO | إسبانيا | Spain | ME0000007475SFDAA00263 | DIABETIC SHOES | DIABETIC SHOES | Effective shoes for diabetic treatments
INTERSCHULLER, S.L. | إسبانيا | Spain | ME0000004386SFDAA00004 | AUDIOMETRIC BOOTH /SILENT BOOTH/ AUDIOMETRICAL ROOM | Audiometric booth | Used to perform audiological examinations
VOE, S.A | إسبانيا | Spain | ME0000011872SFDAA00033 | Voe Slim | Post operative garment | Garments for postoperative plastic and cosmetic surgery
Especialidades Medico Ortopedicas sl EMO | إسبانيا | Spain | ME0000007475SFDAA00265 | Knee inmobilizor | Knee inmobilizor | Effective supports for knee injuries
Especialidades Medico Ortopedicas sl EMO | إسبانيا | Spain | ME0000007475SFDAA00264 | Infrapatellar supports | Infrapatellar supports | Effective for infrapatellar injuries
Especialidades Medico Ortopedicas sl EMO | إسبانيا | Spain | ME0000007475SFDAA00262 | Ankle foot orthosis | Ankle foot orthosis | Effective supports for ankle injuries
Especialidades Medico Ortopedicas sl EMO | إسبانيا | Spain | ME0000007475SFDAA00270 | Footcare orthosis made of silicone | SILICOPLANT | Effective foot care orthosis
Especialidades Medico Ortopedicas sl EMO | إسبانيا | Spain | ME0000007475SFDAA00273 | Clavicle supports | Clavicle supports | Effective supports for clavicle injuries
Especialidades Medico Ortopedicas sl EMO | إسبانيا | Spain | ME0000007475SFDAA00281 | Hip brace children | Hip brace children | Effective hip brace for hip correction
Especialidades Medico Ortopedicas sl EMO | إسبانيا | Spain | ME0000007475SFDAA00277 | Hallux Valgus orthosis | Hallux Valgus orthosis | Effective supports for hallux valgus injuries
Especialidades Medico Ortopedicas sl EMO | إسبانيا | Spain | ME0000007475SFDAA00276 | Shoulder inmobilizor | Shoulder inmobilizor | Effective supports for shoulder injuries
INNOVACIONES DISRAS, S.L | إسبانيا | Spain | ME0000002604SFDAA00003 | Otostick | Otostick | Otostick is a corrector for protruding ears made from medical silicon and skin adhesive. It adheres to the ear and the contiguous part of the head, providing an immediate solution to prominent ears and an all natural effect on the appearance. | ‏otostick هو مصحح للأذنين يستخدم مرة واحدة مصنوع من السيليكون الشفاف ويتم تثبيته على كل من الأذن والرأس من أجل تقريب الأذن من الرأس وإبقائها في الوضع الصحيح بشكل طبيعي.
Alps South LLC | أروبا | Aruba | ME0000010981SFDAA00001 | Liner | Liner | -
Alps South LLC | أروبا | Aruba | ME0000010981SFDAA00002 | Easyliner high performance | Easyliner high performance | -
Alps South LLC | أروبا | Aruba | ME0000010981SFDAA00003 | HD superior suspension | HD superior suspension
Alps South LLC | أروبا | Aruba | ME0000010981SFDAA00004 | HD superior performance | HD superior performance
Alps South LLC | أروبا | Aruba | ME0000010981SFDAA00005 | Extreme Gel Liner | Locking Liner
Alps South LLC | أروبا | Aruba | ME0000010981SFDAA00006 | SILICONE PRO | SILICONE PRO | SILICONE PRO LINER
LONG LIFE SURGICAL INDUSTRIES | باكستان | Pakistan | ME0000005760SFDAA00002 | Battery handles FO Led Semimetal and metallic with and without batteries Single Use | BATTERY HANDLES SINGLE USE | A laryngoscope is used to visualize and examine the upper airway of a patient and to guide placement of the endotracheal tube during intubation procedures. So this device must be used by the qualified physicians or healthcare professionals.
LONG LIFE SURGICAL INDUSTRIES | باكستان | Pakistan | ME0000005760SFDAA00003 | Battery handles fo led Stainless steel brass chrome plated reusable | BATTERY HANDLES REUSABLE | This battery system is used for power sourcing to the laryngoscope blades to examine and visualize a patients upper airway and aid placement of tracheal tube during intubations It is the responsibility of the Doctor Incharge to implement these instructions carefully.
LONG LIFE SURGICAL INDUSTRIES | باكستان | Pakistan | ME0000005760SFDAA00004 | Laryngoscope blade macintosh miller FO Acrylic Metallic semimetal Full plastic single use | Laryngoscope Disposable Blades | This is a method whereby an endothracheal tube is inserted into the mouth down through the oralpharyngeal area into the larynx and then the trachea and secured in position. Endothracheal intubation is achieved with guidance of a laryngoscope with disposable blade.
LONG LIFE SURGICAL INDUSTRIES | باكستان | Pakistan | ME0000005760SFDAA00005 | Macintosh blades Miller blades English profile Mega line , Reusable | Laryngoscope Blades Reusable | These reusable laryngoscope blades are used to examine and visualize a patients upper airway and aid placement of tracheal tube during intubations
LONG LIFE SURGICAL INDUSTRIES | باكستان | Pakistan | ME0000005760SFDAA00006 | Macintosh Miller FO Xenon FO Led conventional english profile laryngoscope sets | Laryngoscope sets | These reusable laryngoscope blades & Handles are used to examine and visualize a patients upper airway and aid placement of tracheal tube during intubations
MEHRIA CROSSTEX (Private) Limited | باكستان | Pakistan | ME0000009767SFDAA00001 | COMPOSITE | COMPOSITE | Plastic filling instruments are manufactured of highly polish stainless steel. Used for composite placement and contouring. | جهاز اسنان
MEHRIA CROSSTEX (Private) Limited | باكستان | Pakistan | ME0000009137SFDAA00074 | NEEDLE HOLDER | NEEDLE HOLDER | needle holders feature beaks with very fine serrations on narrow profile jaws. The locking mechanism is activated by squeezing the spring-action handle. All edges of the hinges are rounded off and tapered to eliminate any snagging of the suture material. | جهاز اسنان
MEHRIA CROSSTEX (Private) Limited | باكستان | Pakistan | ME0000009767SFDAA00004 | CURETTES | CURETTES | Used for curettage, cyst removal and debridement of tooth socket. | جهاز اسنان
MEHRIA CROSSTEX (Private) Limited | باكستان | Pakistan | ME0000009767SFDAA00003 | FORCEPS | FORCEPS | Our extraction forceps are designed to match the shape of the root and therefore particularly suitable for a careful extraction. | جهاز اسنان
MEHRIA CROSSTEX (Private) Limited | باكستان | Pakistan | ME0000009767SFDAA00002 | SCISSORS | SCISSORS | A high-tech ceramic hard coat is applied to increase surface hardness for protection, smoothness, and contrast during procedures. | جهاز اسنان
German Healthcare Industries (PVT). Ltd | باكستان | Pakistan | ME0000009487SFDAA00006 | German Healthcare Dental Impression Tray | Dental Impression Tray | Dental Impression Tray
German Healthcare Industries (PVT). Ltd | باكستان | Pakistan | ME0000009487SFDAA00006 | German Healthcare Dental Impression Tray | Dental Impression Tray | Dental Impression Tray
German Healthcare Industries (PVT). Ltd | باكستان | Pakistan | ME0000009487SFDAA00005 | German Healthcare Needle Holder | Needle Holder | Needle Holder
German Healthcare Industries (PVT). Ltd | باكستان | Pakistan | ME0000009487SFDAA00005 | German Healthcare Needle Holder | Needle Holder | Needle Holder
German Healthcare Industries (PVT). Ltd | باكستان | Pakistan | ME0000009487SFDAA00003 | German healthcare Dental Dressing Forceps | Dental Dressing Forceps | Dental Dressing Forceps
German Healthcare Industries (PVT). Ltd | باكستان | Pakistan | ME0000009487SFDAA00003 | German healthcare Dental Dressing Forceps | Dental Dressing Forceps | Dental Dressing Forceps
German Healthcare Industries (PVT). Ltd | باكستان | Pakistan | ME0000009487SFDAA00001 | German Healthcare Dental Irrigation/Aspiration Syringe | Dental Irrigation/Aspiration Syringe | Dental Irrigation Syringes
German Healthcare Industries (PVT). Ltd | باكستان | Pakistan | ME0000009487SFDAA00001 | German Healthcare Dental Irrigation/Aspiration Syringe | Dental Irrigation/Aspiration Syringe | Dental Irrigation Syringes
German Healthcare Industries (PVT). Ltd | باكستان | Pakistan | ME0000009487SFDAA00004 | German Healthcare Tooth Extraction Forceps | Tooth Extraction Forceps | Tooth Extraction Forceps
German Healthcare Industries (PVT). Ltd | باكستان | Pakistan | ME0000009487SFDAA00004 | German Healthcare Tooth Extraction Forceps | Tooth Extraction Forceps | Tooth Extraction Forceps
German Healthcare Industries (PVT). Ltd | باكستان | Pakistan | ME0000009487SFDAA00007 | German Healthcare Dental Explorer | Dental Explorer | Dental Explorer for tactile examination (i.e., exploration) in the oral cavity.
German Healthcare Industries (PVT). Ltd | باكستان | Pakistan | ME0000009487SFDAA00007 | German Healthcare Dental Explorer | Dental Explorer | Dental Explorer for tactile examination (i.e., exploration) in the oral cavity.
German Healthcare Industries (PVT). Ltd | باكستان | Pakistan | ME0000009487SFDAA00008 | German Healthcare Surgical Mallet | Surgical Mallet | Surgical Mallet for dental use
German Healthcare Industries (PVT). Ltd | باكستان | Pakistan | ME0000009487SFDAA00008 | German Healthcare Surgical Mallet | Surgical Mallet | Surgical Mallet for dental use
LONG LIFE SURGICAL INDUSTRIES | باكستان | Pakistan | ME0000005760SFDAA00008 | Mega Macflex FO Xenon German Profile LARYNGoscope sets | Laryngoscope sets | These reusable laryngoscope blades & Handles are used to examine and visualize a patients upper airway and aid placement of tracheal tube during intubations
German Healthcare Industries (PVT). Ltd | باكستان | Pakistan | ME0000009487SFDAA00012 | German Healthcare Periodontal Curette | Periodontal Curette | Periodontal Curette for dental use
German Healthcare Industries (PVT). Ltd | باكستان | Pakistan | ME0000009487SFDAA00012 | German Healthcare Periodontal Curette | Periodontal Curette | Periodontal Curette for dental use
German Healthcare Industries (PVT). Ltd | باكستان | Pakistan | ME0000009487SFDAA00010 | German Healthcare Dental Sinus Lift Elevator | Dental Sinus Lift Elevator | Dental Sinus Lift Elevator
German Healthcare Industries (PVT). Ltd | باكستان | Pakistan | ME0000009487SFDAA00010 | German Healthcare Dental Sinus Lift Elevator | Dental Sinus Lift Elevator | Dental Sinus Lift Elevator
German Healthcare Industries (PVT). Ltd | باكستان | Pakistan | ME0000009487SFDAA00011 | Mouth Gag adjustable reusable | Mouth Gag adjustable reusable | Mouth Gag for dental use
German Healthcare Industries (PVT). Ltd | باكستان | Pakistan | ME0000009487SFDAA00009 | German Healthcare Dental Prosthesis Remover | Dental Prosthesis Remover | To remove a permanent or temporary cemented dental prosthesis restoration(crown, denture, bridge).
German Healthcare Industries (PVT). Ltd | باكستان | Pakistan | ME0000009487SFDAA00009 | German Healthcare Dental Prosthesis Remover | Dental Prosthesis Remover | To remove a permanent or temporary cemented dental prosthesis restoration(crown, denture, bridge).
SIMAECO MEDICAL | باكستان | Pakistan | ME0000022825SFDAA00001 | ENT DIAGNOSTIC SET | ENT DIAGNOSTIC SET | Diagnostic Set
MEED SKILLS SURGICAL | باكستان | Pakistan | ME0000002559SFDAA00001 | PROTOSCOPE | PROTOSCOPE | PROTOSCOPE
Goraya Instrumed | باكستان | Pakistan | ME0000002813SFDAA00032 | AUTOMATIC CROWN REMOVER | AUTOMATIC CROWN REMOVER | Used to remove the crown and bridges with adjustable impulse intensity.
MADONNA SURGICAL CORPORATION | باكستان | Pakistan | ME0000021139SFDAA00010 | CLAMPS | CLAMPS | Clamps
Elite Instruments Incorporated | باكستان | Pakistan | ME0000008343SFDAA00004 | Extracting forceps | Extracting forceps | Extracting forceps
MADONNA SURGICAL CORPORATION | باكستان | Pakistan | ME0000021139SFDAA00011 | Surgical Diagnostic Instruments | Diagnostic | Surgical Diagnostic Instruments
Elite Instruments Incorporated | باكستان | Pakistan | ME0000008343SFDAA00006 | BONE RONGEURS | BONE RONGEURS | BONE RONGEURS
MTAAH SURGICAL CO. | باكستان | Pakistan | ME0000007343SFDAA00008 | SCISSORS | SCISSORS | SURGICAL SCISSORS
MTAAH SURGICAL CO. | باكستان | Pakistan | ME0000007343SFDAA00012 | PROBES | PROBES | M8895S , M8896S , M88912S , M88913S , M94411S , M94412S , M94413S , M94414S , M94415S , M94416S , M94417S , M94418S , M94419S , M94420S , M94421S , M94422S , M94423S
MTAAH SURGICAL CO. | باكستان | Pakistan | ME0000007343SFDAA00011 | CLAMPS | CLAMPS | M1881S , M1882S , M1883S , M1884S , M1885S , M1886S , M1887S , M1888S , M1889S , M1891S , M1892S , M1893S , M1894S , M1895S , M1896S , M1897S , M1898S , M1899S , M1901S , M1902S , M1903S , M1904S , M1905S , M1906S , M1907S , M1908S , M1909S , M19010S , M1911S , M1912S , M1913S , M1914S , M1915S , M1916S , M1917S , M1918S , M1921S , M1922S , M1923S , M1924S , M2012S , M2013S , M2051S , M2052S , M2053S , M2054S , M2055S , M2061S , M2062S , M2063S , M2064S , M2065S , M2066S , M2067S , M2071S , M2072S , M2073S , M2081S , M2082S , M2083S , M2084S , M2085S , M2086S , M2087S , M2088S , M2089S , M20810S , M20811S , M20812S , M20813S , M20814S , M20815S , M20816S , M20817S , M20818S , M20819S , M20820S , M20821S , M20822S , M20823S , M20824S , M20825S , M20826S , M20827S , M20828S , M20829S , M20830S , M20831S , M20832S , M20833S , M20834S , M20835S , M20836S , M20837S , M20838S , M20839S , M20840S , M20841S , M20842S , M20843S , M20844S , M20845S , M20846S , M20847S , M20848S , M20849S , M2097S , M2098S , M2099S , M20910S , M20911S , M20912S , M20913S , M20914S , M20915S , M20916S , M20917S , M20918S , M20919S , M20920S , M20921S , M20922S , M20923S , M20924S , M20925S , M20926S , M20927S , M2114S , M2115S , M2116S , M4521S , M4522S , M4523S , M4524S , M4525S , M4526S , M4527S , M4528S , M4529S , M45210S , M45211S , M45212S , M45213S , M45214S , M4531S , M4532S , M4533S , M4534S , M4535S , M4536S , M4537S , M4538S , M4539S , M45310S , M45311S , M45312S , M45313S , M45314S , M45315S , M45316S , M45317S , M6112S , M6169S , M61610S , M6171S , M6222S , M6223S , M6224S , M6226S , M6227S , M6228S , M6229S , M62210S , M62211S , M62212S , M6471S , M6472S , M6473S , M64713S , M64714S , M6481S , M6482S , M6483S , M6484S , M6485S , M6771S , M6772S , M6773S , M6774S , M6775S , M6776S , M6777S , M6778S , M6779S , M67710S , M67711S , M6781S , M6782S , M6783S , M6784S , M6785S , M6786S , M6787S , M6788S , M6789S , M67810S , M67811S , M67812S , M67813S , M67814S , M67815S , M67816S , M67817S , M67818S , M67819S , M67820S , M67821S , M67822S , M67823S , M67824S , M67825S , M67826S , M67827S , M67828S , M67829S , M67830S , M67831S , M6791S , M6792S , M6793S , M6794S , M6795S , M6796S , M6797S , M6798S , M6799S , M67910S , M67911S , M67912S , M6801S , M6802S , M6803S , M6804S , M6805S , M6889S , M68810S , M68811S , M68812S , M68813S , M68814S , M68815S , M68816S , M68817S , M6911S , M6912S , M6913S , M6914S , M6915S , M6916S , M6917S , M6918S , M6921S , M6922S , M6923S , M6924S , M6931S , M6932S , M6933S , M6934S , M6935S , M6936S , M6937S , M6938S , M6939S , M69310S , M69311S , M6943S , M6944S , M6945S , M6982S , M7287S , M7288S , M7289S , M72810S , M7841S , M7842S , M7843S , M7844S , M7845S , M7846S , M7847S , M7848S , M7849S , M78410S , M78411S , M7851S , M7852S , M7853S , M7854S , M7855S , M7856S , M7857S , M7858S , M7859S , M78510S , M78511S , M78512S , M7861S , M7862S , M7863S , M7864S , M7865S , M7866S , M7867S , M7868S , M7869S , M78610S , M78611S , M78612S , M7871S , M7872S , M7873S , M7874S , M7875S , M7876S , M7877S , M7878S , M7879S , M78710S , M78711S , M78712S , M7881S , M7882S , M7883S , M7884S , M7885S , M7891S , M7892S , M7893S , M7894S , M7901S , M7902S , M7903S , M7904S , M7911S , M7912S , M7913S , M7914S , M7921S , M7922S , M7923S , M7924S , M7925S , M7926S , M7927S , M7928S , M7929S , M79210S , M79211S , M7931S , M7932S , M7941S , M7942S , M7951S , M7952S , M7953S , M7954S , M7955S , M7956S , M7957S , M7961S , M7962S , M7963S , M7964S , M7965S , M7966S , M7967S , M7968S , M7969S , M79610S , M79611S , M7971S , M7972S , M7973S , M7974S , M7975S , M7976S , M7977S , M7978S , M7979S , M79710S , M7981S , M7982S , M7983S , M7984S , M7985S , M7986S , M7987S , M7988S , M7991S , M7992S , M7993S , M7994S , M7995S , M7996S , M8001S , M8002S , M8003S , M8004S , M8005S , M8006S , M8011S , M8053S , M8061S , M8062S , M9548S , M9549S , M95410S , M9701S , M9702S , M9703S , M9704S , M9705S , M9706S , M9707S , M9708S , M9709S , M97010S , M97011S , M97012S , M97013S , M97014S , M97015S , M97016S , M97017S , M97018S , M97019S , M97020S , M97021S , M97022S , M97023S , M2091S , M2092S , M2093S , M2094S , M2095S , M2096S , M2101S , M2102S , M2103S , M2104S , M2105S , M2106S , M2107S , M2108S , M2111S , M2112S , M2113S , M8955S , M8956S
MTAAH SURGICAL CO. | باكستان | Pakistan | ME0000007343SFDAA00013 | SAW | SAW | SAW
MTAAH SURGICAL CO. | باكستان | Pakistan | ME0000007343SFDAA00018 | CLIPS | CLIPS | M8921S , M8922S , M8923S , M8924S , M8925S , M8926S , M8927S , M8928S , M8929S , M89210S , M89211S , M89212S , M89213S , M89214S , M89215S , M89216S , M89217S , M89218S , M89219S , M89220S , M89221S , M89222S
MTAAH SURGICAL CO. | باكستان | Pakistan | ME0000007343SFDAA00010 | NEEDLE HOLDERS | NEEDLE HOLDERS | M2301S , M2302S , M2303S , M2304S , M2305S , M2306S , M2307S , M2308S , M2309S , M23010S , M23011S , M23012S , M23013S , M23014S , M23015S , M23016S , M23017S , M23018S , M23019S , M23020S , M23021S , M2311S , M2312S , M2313S , M2314S , M2315S , M2316S , M2317S , M2318S , M2319S , M23110S , M23111S , M23112S , M23113S , M2321S , M2322S , M2323S , M2324S , M2325S , M2326S , M2327S , M2328S , M2329S , M23210S , M23211S , M23212S , M23213S , M2331S , M2332S , M2333S , M2334S , M2335S , M2336S , M2337S , M2338S , M2339S , M23310S , M23311S , M23312S , M23313S , M23314S , M23315S , M23316S , M23317S , M2341S , M2342S , M2343S , M2344S , M2345S , M2346S , M2347S , M2348S , M2349S , M23410S , M23411S , M23412S , M2351S , M2352S , M2353S , M2354S , M2355S , M2356S , M2357S , M2358S , M2359S , M23510S , M2361S , M2362S , M2363S , M2364S , M2365S , M2366S , M2367S , M2368S , M2369S , M2371S , M2372S , M2373S , M2374S , M2375S , M2376S , M2377S , M2378S , M2381S , M2382S , M2383S , M2384S , M2385S , M2386S , M2387S , M2391S , M2392S , M2393S , M2394S , M2395S , M2396S , M2397S , M2398S , M2399S , M23910S , M23911S , M23912S , M23913S , M23914S , M23915S , M2401S , M2402S , M2403S , M2404S , M2405S , M2406S , M2407S , M2408S , M2409S , M24010S , M24011S , M24012S , M24013S , M2411S , M2412S , M2413S , M2414S , M2415S , M2416S , M2417S , M2418S , M2419S , M24110S , M24111S , M24112S , M24113S , M24114S , M24115S , M24116S , M24117S , M24118S , M24119S , M24120S , M24121S , M24122S , M24123S , M24124S , M24125S , M2421S , M2422S , M2423S , M2424S , M2425S , M2426S , M2427S , M2428S , M2429S , M24210S , M24211S , M24212S , M2431S , M2432S , M2433S , M2434S , M2435S , M2436S , M2437S , M2438S , M2439S , M24310S , M24311S , M24312S , M24313S , M24314S , M24315S , M24316S , M24317S , M24318S , M24319S , M24320S , M2441S , M2442S , M2443S , M2444S , M2445S , M2446S , M2447S , M2448S , M2449S , M24410S , M24411S , M24412S , M24413S , M24414S , M24415S , M24416S , M24417S , M24418S , M2451S , M2452S , M2453S , M2454S , M2455S , M2456S , M2457S , M2458S , M2459S , M24510S , M24511S , M24512S , M24513S , M24514S , M2461S , M2462S , M2463S , M2464S , M2465S , M2471STC , M2472STC , M2473STC , M2474STC , M2475STC , M2476STC , M2477STC , M2478STC , M2479STC , M24710STC , M24711STC , M24712STC , M24713STC , M2481STC , M2482STC , M2483STC , M2484STC , M2485STC , M2486STC , M2487STC , M2488STC , M2489STC , M24810STC , M24811STC , M24812STC , M24813STC , M2491STC , M2492STC , M2493STC , M2494STC , M2495STC , M2496STC , M2497STC , M2498STC , M2499STC , M24910STC , M24911STC , M24912STC , M24913STC , M24914STC , M24915STC , M24916STC , M24917STC , M24918STC , M24919STC , M24920STC , M24921STC , M24922STC , M24923STC , M2501STC , M2502STC , M2503STC , M2504STC , M2505STC , M2506STC , M2507STC , M2508STC , M2509STC , M25010STC , M25011STC , M25012STC , M25013STC , M25014STC , M25015STC , M2511STC , M2512STC , M2513STC , M2514STC , M2515STC , M2516STC , M2517STC , M2518STC , M2519STC , M25110STC , M25111STC , M25112STC , M25113STC , M25114STC , M25115STC , M25116STC , M25117STC , M25118STC , M25119STC , M25120STC , M25121STC , M25122STC , M25123STC , M25124STC , M25125STC , M25126STC , M25127STC , M25128STC , M25129STC , M25130STC , M25131STC , M25132STC , M25133STC , M25134STC , M25135STC , M2521STC , M2522STC , M2523STC , M2524STC , M2525STC , M2526STC , M2527STC , M2528STC , M2529STC , M25210STC , M25211STC , M25212STC , M25213STC , M25214STC , M25215STC , M25216STC , M25217STC , M25218STC , M25219STC , M25220STC , M25221STC , M25222STC , M25223STC , M25224STC , M25225STC , M2531STC , M2532STC , M2533STC , M2534STC , M2535STC , M2536STC , M2541STC , M2542STC , M2543STC , M2544STC , M2545STC , M2546STC , M2547STC , M2548STC , M2549STC , M25410STC , M25411STC , M25412STC , M25413STC , M25414STC , M2551STC , M2552STC , M2553STC , M2554STC , M2555STC , M2556STC , M2557STC , M2558STC , M2559STC , M25510STC , M25511STC , M25512STC , M25513STC , M25514STC , M25515STC , M25516STC , M25517STC , M25518STC , M25519STC , M25520STC , M2561STC , M2562STC , M2563STC , M2564STC , M2565STC , M2566STC , M2567STC , M2568STC , M2569STC , M25610STC , M25611STC , M25612STC , M2571STC , M2572STC , M2573STC , M2574STC , M2575STC , M2576STC , M2577STC , M2578STC , M2579STC , M25710STC , M25711STC , M25712STC , M25713STC , M25714STC , M25715STC , M25716STC , M25717STC , M25718STC , M4051S , M4052S , M4053S , M4054S , M4055S , M4056S , M4057S , M4058S , M4059S , M40510S , M40511S , M4061S , M4062S , M4063S , M4064S , M4065S , M4066S , M4067S , M4068S , M4069S , M40610S , M40611S , M4071S , M4072S , M4073S , M4074S , M4075S , M4076S , M4077S , M4078S , M4079S , M40710S , M40711S , M40712S , M40713S , M40714S , M40715S , M4081S , M4082S , M4083S , M4084S , M4085S , M4086S , M4087S , M4088S , M4089S , M40810S , M40811S , M40812S , M40813S , M40814S , M40815S , M40816S , M40817S , M4091S , M4092S , M4093S , M4094S , M4095S , M4096S , M4097S , M4098S , M4099S , M40910S , M40911S , M40912S , M40913S , M40914S , M4101S , M4102S , M4103S , M4104S , M4105S , M4106S , M4107S , M4108S , M4109S , M41010S , M41011S , M4111S , M4112S , M4113S , M4114S , M4115S , M4116S , M4117S , M4118S , M4119S , M41813S , M8879S , M88710S , M88711S , M88712S , M88713S , M88714S
MTAAH SURGICAL CO. | باكستان | Pakistan | ME0000007343SFDAA00015 | Gouges | Gouges | M2981S , M2982S , M2983S , M2984S , M2985S , M2986S , M2987S , M2988S , M2989S , M29810S , M2991S , M2992S , M2993S , M2994S , M2995S , M2996S , M2997S , M2998S , M2999S , M29910S , M29911S , M29912S , M29913S , M29914S , M29915S , M29916S , M29917S , M29918S , M29919S , M29920S , M29921S , M29922S , M29923S , M29924S , M29925S , M3001S , M3002S , M3003S , M3004S , M3005S , M3006S , M3007S , M3008S , M3009S , M30010S , M30011S , M30012S , M30013S , M30014S , M30015S , M30016S , M30017S , M30018S , M30019S , M30020S , M3011S , M3012S , M3013S , M3014S , M3015S , M3016S , M3017S , M3018S , M3019S , M30110S , M3021S , M3022S , M3023S , M3024S , M3025S , M3026S , M3027S , M3028S , M3029S , M30210S , M30211S , M30212S , M30213S , M30214S , M30215S , M3031S , M3032S , M3033S , M3034S , M3035S , M3036S , M3037S , M3038S , M3039S , M30310S , M30311S , M30312S , M3041S , M3042S , M3043S , M3044S , M3045S , M3046S , M3051S , M3052S , M3053S , M3054S , M3055S , M3056S , M3057S , M3058S , M3059S , M30510S , M30511S , M30512S , M3061S , M3062S , M3063S , M3064S , M3065S , M3066S , M3067S , M3068S , M3069S , M30610S , M30611S , M30612S , M30613S , M30614S , M30615S , M30616S , M30617S , M30618S , M30619S , M30620S , M30621S , M30622S , M30623S , M30624S , M30625S , M30626S , M30627S , M30628S , M30629S , M30630S , M30631S , M30632S , M30633S , M30634S , M30635S , M30636S , M30637S , M30638S , M30639S , M30640S , M30641S , M30642S , M30643S , M30644S , M30645S , M30646S , M30647S , M30648S , M30649S , M30650S , M30651S , M30652S , M3071S , M3072S , M3073S , M3074S , M3075S , M3076S , M3077S , M3078S , M3079S , M30710S , M30711S , M30712S , M30713S , M30714S , M3101S , M3102S , M3103S , M3104S , M3105S , M3106S , M3107S , M3108S , M3111S , M3112S , M3113S , M3121S , M3122S , M70328S , M7162S , M29811S , M29812S , M29813S , M29814S , M29815S , M29816S , M29817S , M29818S , M29819S , M29820S , M29821S , M29822S , M29823S , M29824S , M29825S , M29826S , M29827S , M29828S , M29829S , M29830S , M29831S , M29832S , M29926S , M29927S , M29928S , M29929S , M29930S , M29931S , M30021S , M30022S , M30111S , M30112S , M30113S , M30114S , M30115S , M30116S , M30117S , M30118S , M30119S , M30120S , M30121S , M30122S , M30123S , M30124S , M30125S , M30126S , M30127S , M30128S , M30129S , M30130S , M30131S , M30132S , M30133S , M30134S , M30135S , M30216S , M30217S , M30218S , M30219S , M30313S , M30314S , M30315S , M30316S , M30317S , M30318S , M30319S , M30320S , M30321S , M30322S , M3047S , M3048S , M3049S , M30513S , M30514S , M30515S , M30516S , M30517S , M30518S , M30519S , M30520S , M30521S , M30522S , M30523S , M30524S , M30525S , M30526S , M30527S , M30528S , M30653S , M30654S , M30655S , M30656S , M30657S , M30658S , M30659S , M30660S , M30661S , M30662S , M30715S , M30716S , M30815S , M30816S , M30817S , M30818S , M30819S , M30820S , M30821S , M30822S , M30823S , M30824S , M30825S , M30826S , M30827S , M30828S , M30829S , M30830S , M30831S , M30913S , M30914S , M30915S , M30916S , M30917S , M30918S , M30919S , M30920S , M3109S , M31010S , M3114S , M3115S , M3116S , M3117S , M3118S , M3119S , M31110S , M31111S , M31112S , M3123S , M3124S , M70326S , M7041S , M7042S , M7043S , M7044S , M7045S , M7046S , M7163S
MTAAH SURGICAL CO. | باكستان | Pakistan | ME0000007343SFDAA00017 | CHISELS | CHISELS | M2981S , M2982S , M2983S , M2984S , M2985S , M2986S , M2987S , M2988S , M2989S , M29810S , M2991S , M2992S , M2993S , M2994S , M2995S , M2996S , M2997S , M2998S , M2999S , M29910S , M29911S , M29912S , M29913S , M29914S , M29915S , M29916S , M29917S , M29918S , M29919S , M29920S , M29921S , M29922S , M29923S , M29924S , M29925S , M3001S , M3002S , M3003S , M3004S , M3005S , M3006S , M3007S , M3008S , M3009S , M30010S , M30011S , M30012S , M30013S , M30014S , M30015S , M30016S , M30017S , M30018S , M30019S , M30020S , M3011S , M3012S , M3013S , M3014S , M3015S , M3016S , M3017S , M3018S , M3019S , M30110S , M3021S , M3022S , M3023S , M3024S , M3025S , M3026S , M3027S , M3028S , M3029S , M30210S , M30211S , M30212S , M30213S , M30214S , M30215S , M3031S , M3032S , M3033S , M3034S , M3035S , M3036S , M3037S , M3038S , M3039S , M30310S , M30311S , M30312S , M3041S , M3042S , M3043S , M3044S , M3045S , M3046S , M3051S , M3052S , M3053S , M3054S , M3055S , M3056S , M3057S , M3058S , M3059S , M30510S , M30511S , M30512S , M3061S , M3062S , M3063S , M3064S , M3065S , M3066S , M3067S , M3068S , M3069S , M30610S , M30611S , M30612S , M30613S , M30614S , M30615S , M30616S , M30617S , M30618S , M30619S , M30620S , M30621S , M30622S , M30623S , M30624S , M30625S , M30626S , M30627S , M30628S , M30629S , M30630S , M30631S , M30632S , M30633S , M30634S , M30635S , M30636S , M30637S , M30638S , M30639S , M30640S , M30641S , M30642S , M30643S , M30644S , M30645S , M30646S , M30647S , M30648S , M30649S , M30650S , M30651S , M30652S , M3071S , M3072S , M3073S , M3074S , M3075S , M3076S , M3077S , M3078S , M3079S , M30710S , M30711S , M30712S , M30713S , M30714S , M3101S , M3102S , M3103S , M3104S , M3105S , M3106S , M3107S , M3108S , M3111S , M3112S , M3113S , M3121S , M3122S , M70328S , M7162S
MTAAH SURGICAL CO. | باكستان | Pakistan | ME0000007343SFDAA00020 | SPATULA | SPATULA | M1421S , M1422S , M1423S , M1424S , M1425S , M1426S , M1427S , M1428S , M1429S , M14210S , M14211S , M14212S , M14213S , M14214S , M14215S , M14216S , M14217S , M1431S , M1432S , M1432S , M1434S , M1435S , M1436S , M1437S , M1438S , M1439S , M9021S , M9022S , M9023S , M9024S , M9025S , M9026S , M9027S , M9028S , M9029S , M90210S , M90211S , M90212S , M90213S , M90214S , M90215S , M90216S
MTAAH SURGICAL CO. | باكستان | Pakistan | ME0000007343SFDAA00016 | RETRACTORS | RETRACTORS | RETRACTORS
MTAAH SURGICAL CO. | باكستان | Pakistan | ME0000007343SFDAA00025 | INSTRUMENTS TRAYS | INSTRUMENTS TRAYS | M9741S , M9742S , M9743S , M9744S , M9745S , M9746S , M9747S , M9748S , M9749S , M9734S , M9735S , M9736S , M9741S , M9742S , M9743S , M9744S , M9745S , M9746S , M9747S , M9748S , M9749S , M98419S , M98420S , M9851S , M9852S , M9853S , M9854S , M9855S , M9856S , M9857S , M9858S , M9859S , M98510S , M98511S , M98512S , M98513S , M98514S , M98515S , M98516S , M98517S , M98518S , M98519S , M98520S , M98521S , M98522S , M98523S , M9861S , M9862S , M9863S , M9864S , M9865S , M9866S , M9867S , M9868S , M9869S , M98610S , M98611S , M98612S , M98613S , M98614S , M98615S , M9881S , M9882S , M9883S , M9884S , M9885S , M9886S , M9887S , M9888S , M9889S , M98810S , M98811S , M98812S , M1071-1S , M1071-2S , M1071-3S , M1071-4S , M1071-5S , M1071-6S , M1071-7S , M1071-8S , M1071-9S , M1071-10S , M1071-11S , M1071-12S , M1071-13S , M1071-14S , M1071-15S , M1071-16S , M1071-17S , M1071-18S , M1071-19S , M1071-20S , M1071-21S , M1071-22S , M1071-23S , M1071-24S , M1072-1S , M1072-2S , M1072-3S , M1072-4S , M1072-5S , M1073-1S , M1073-2S , M1073-3S , M1073-4S , M1073-5S , M1074-1S , M1074-2S , M1074-3S , M1074-4S , M1074-5S , M1074-6S , M1075-1S , M1075-2S , M1075-3S , M1075-4S , M1075-5S , M1075-6S
MTAAH SURGICAL CO. | باكستان | Pakistan | ME0000007343SFDAA00021 | OTOSCOPES | OTOSCOPES | M1301S , M1302S , M1303S , M1304S , M1305S , M1306S , M1307S , M1308S , M1311S , M1312S , M1313S , M1321S , M1322S , M1323S
MTAAH SURGICAL CO. | باكستان | Pakistan | ME0000007343SFDAA00009 | FORCEPS | FORCEPS | M1621S , M1622S , M1623S , M1624S , M1625S , M1626S , M1627S , M1628S , M1629S , M16210S , M16211S , M16212S , M1631S , M1632S , M1633S , M1634S , M1635S , M1636S , M1637S , M1638S , M1639S , M16310S , M16311S , M16312S , M16313S , M16314S , M16315S , M16316S , M16317S , M16318S , M16319S , M1641S , M1642S , M1643S , M1644S , M1645S , M1646S , M1647S , M1648S , M1649S , M16410S , M16411S , M16412S , M16413S , M16414S , M16415S , M16416S , M16417S , M1651S , M1652S , M1653S , M1654S , M1655S , M1656S , M1657S , M1658S , M1659S , M16510S , M16511S , M16512S , M16513S , M16514S , M16515S , M16516S , M1661S , M1662S , M1663S , M1664S , M1665S , M1666S , M1667S , M1668S , M1669S , M16610S , M16611S , M16612S , M16613S , M16614S , M16615S , M16616S , M16617S , M1671S , M1672S , M1673S , M1674S , M1675S , M1676S , M1677S , M1678S , M1679S , M16710S , M1681S , M1682S , M1683S , M1684S , M1685S , M1686S , M1687S , M1688S , M1689S , M16810S , M16811S , M16812S , M16813S , M16814S , M16815S , M16816S , M16817S , M16818S , M16819S , M16820S , M1691S , M1692S , M1693S , M1694S , M1695S , M1696S , M1697S , M1698S , M1699S , M16910S , M16911S , M16912S , M16913S , M16914S , M16915S , M16916S , M16917S , M16918S , M1701S , M1702S , M1703S , M1704S , M1705S , M1706S , M1707S , M1708S , M1709S , M17010S , M17011S , M17012S , M17013S , M1711S , M1712S , M1713S , M1714S , M1715S , M1716S , M1717S , M1718S , M1719S , M17110S , M17111S , M17112S , M1721S , M1722S , M1723S , M1724S , M1725S , M1726S , M1727S , M1728S , M1729S , M17210S , M17211S , M17212S , M17213S , M1731S , M1732S , M1733S , M1734S , M1735S , M1736S , M1737S , M1738S , M1739S , M17310S , M17311S , M17312S , M17313S , M17314S , M17315S , M17316S , M17317S , M17318S , M17319S , M17320S , M17321S , M17322S , M17323S , M17324S , M17325S , M17326S , M17327S , M17328S , M17329S , M17330S , M17331S , M17332S , M17333S , M17334S , M17335S , M17336S , M1741S , M1742S , M1743S , M1744S , M1745S , M1746S , M1747S , M1748S , M1749S , M17410S , M17411S , M17412S , M17413S , M17414S , M17415S , M17416S , M1751S , M1752S , M1753S , M1754S , M1755S , M1756S , M1757S , M1758S , M1759S , M17510S , M17511S , M17512S , M17513S , M17514S , M17515S , M17516S , M1761S , M1762S , M1763S , M1764S , M1765S , M1766S , M1767S , M1768S , M1769S , M17610S , M17611S , M17612S , M17613S , M17614S , M17615S , M17616S , M1771S , M1772S , M1773S , M1774S , M1775S , M1776S , M1777S , M1778S , M1779S , M17710S , M17711S , M17712S , M17713S , M17714S , M17715S , M17716S , M17717S , M1781S , M1782S , M1783S , M1784S , M1785S , M1786S , M1787S , M1788S , M1789S , M17810S , M17811S , M17812S , M17813S , M17814S , M1791S , M1792S , M1793S , M1794S , M1795S , M1796S , M1797S , M1798S , M1799S , M17910S , M17911S , M1801S , M1802S , M1803S , M1804S , M1805S , M1806S , M1807S , M1808S , M1811S , M1812S , M1813S , M1814S , M1815S , M1816S , M1817S , M1818S , M1821S , M1822S , M1823S , M1824S , M1825S , M1826S , M1827S , M1828S , M1829S , M18210S , M18211S , M18212S , M1831S , M1832S , M1833S , M1834S , M1835S , M1836S , M1837S , M1838S , M1839S , M1841S , M1842S , M1843S , M1844S , M1845S , M1846S , M1847S , M1848S , M1849S , M18410S , M1851S , M1852S , M1853S , M1854S , M1855S , M1856S , M1857S , M1858S , M1859S , M18510S , M18511S , M18512S , M18513S , M1861S , M1862S , M1863S , M1864S , M1865S , M1866S , M1867S , M1868S , M1869S , M18610S , M18611S , M18612S , M18613S , M18614S , M1871S , M1872S , M1873S , M1874S , M1875S , M1876S , M1877S , M1878S , M1879S , M18710S , M1931S , M1932S , M1933S , M1934S , M1935S , M1936S , M1937S , M1938S , M1939S , M1941S , M1942S , M1943S , M1944S , M1945S , M1946S , M1947S , M1948S , M1949S , M19410S , M19411S , M1951S , M1952S , M1953S , M1954S , M1955S , M1956S , M1957S , M1958S , M1961S , M1962S , M1963S , M1964S , M1965S , M1971S , M1972S , M1973S , M1974S , M1981S , M1982S , M1983S , M1984S , M1985S , M1986S , M1991S , M1992S , M1993S , M1994S , M1995S , M2001S , M2002S , M2003S , M2004S , M2005S , M2006S , M2011S , M2014S , M2015S , M2021S , M2022S , M2023S , M2024S , M2025S , M20210S , M20211S , M20212S , M20213S , M2031S , M2032S , M2033S , M2034S , M2035S , M2036S , M2041S , M2042S , M2043S , M2044S , M2045S , M2046S , M2121S , M2122S , M2123S , M2124S , M2125S , M2126S , M2127S , M2128S , M2129S , M21210S , M21211S , M21212S , M2131S , M2132S , M2133S , M2134S , M2135S , M2136S , M2137S , M2138S , M2139S , M21310S , M2141S , M2142S , M2143S , M2144S , M2145S , M2146S , M2147S , M2148S , M2149S , M21410S , M21411S , M21412S , M21413S , M2151S , M2152S , M2153S , M2154S , M2155S , M2156S , M2157S , M2158S , M2159S , M21510S , M21511S , M21512S , M21513S , M21514S , M21515S , M21516S , M21517S , M21518S , M21519S , M21520S , M2161S , M2162S , M2163S , M2164S , M2165S , M2166S , M2167S , M2168S , M2169S , M21610S , M21611S , M21612S , M21613S , M21614S , M21615S , M21616S , M21617S , M21618S , M21619S , M21620S , M21621S , M21622S , M21623S , M21624S , M21625S , M21626S , M21627S , M21628S , M21629S , M21630S , M2171S , M2172S , M2173S , M2174S , M2175S , M2176S , M2177S , M2178S , M2179S , M21710S , M21711S , M21712S , M21713S , M21714S , M21715S , M21716S , M21717S , M21718S , M21719S , M21720S , M21721S , M21722S , M21723S , M21724S , M21725S , M21726S , M21727S , M21728S , M21729S , M2181S , M2182S , M2183S , M2184S , M2185S , M2186S , M2187S , M2188S , M2189S , M21810S , M21811S , M21812S , M21813S , M21814S , M2191S , M2192S , M2193S , M2194S , M2201S , M2202S , M2203S , M2204S , M2205S , M2206S , M2207S , M2211S , M2212S , M2213S , M2214S , M2215S , M2216S , M2221S , M2222S , M2223S , M2224S , M2225S , M2226S , M2227S , M2231S , M2232S , M2233S , M2234S , M2235S , M2236S , M2237S , M2238S , M2239S , M22310S , M22311S , M22312S , M22313S , M22314S , M22315S , M22316S , M22317S , M22318S , M22319S , M2241S , M2242S , M2243S , M2244S , M2251S , M2252S , M2253S , M2261S , M2262S , M2263S , M2264S , M2265S , M2266S , M2271S , M2272S , M2273S , M2274S , M2275S , M2281S , M2282S , M2283S , M2284S , M2285S , M2291S , M2292S , M2293S , M2294S , M2295S , M2583S , M2584S , M3521S , M3522S , M3523S , M3541S , M3542S , M3543S , M3544S , M3545S , M3546S , M3608S , M3609S , M36010S , M3617S , M3618S , M3619S , M36110S , M36111S , M3637S , M3638S , M3639S , M36310S , M36311S , M36312S , M3641S , M3642S , M3643S , M3644S , M3645S , M3646S , M3647S , M3648S , M3649S , M36410S , M3665S , M3666S , M3667S , M3668S , M3669S , M36610S , M36611S , M36612S , M36613S , M36614S , M36615S , M36616S , M36617S , M36618S , M36619S , M3759S , M37510S , M37511S , M3841S , M3842S , M3843S , M3844S , M3845S , M3846S , M3847S , M3848S , M3849S , M38410S , M38411S , M38412S , M38413S , M38414S , M38415S , M38416S , M38417S , M38418S , M38419S , M38420S , M38421S , M38422S , M3851S , M3852S , M3853S , M3854S , M3855S , M3856S , M3941S , M3942S , M3943S , M3944S , M3945S , M3946S , M3947S , M3948S , M41229S , M41230S , M41231S , M4131S , M4132S , M4133S , M4134S , M4135S , M4136S , M4137S , M4138S , M4139S , M41310S , M41311S , M41312S , M41313S , M41314S , M41315S , M41316S , M41317S , M41318S , M41319S , M41320S , M41321S , M41322S , M41323S , M41324S , M41325S , M41326S , M41327S , M41328S , M41329S , M41330S , M41331S , M41332S , M41333S , M41334S , M41335S , M41336S , M41337S , M41338S , M41339S , M41340S , M41341S , M41342S , M41343S , M4141S , M4142S , M4143S , M4144S , M4145S , M4146S , M4147S , M4148S , M4149S , M41410S , M41411S , M41412S , M41413S , M41414S , M41415S , M41416S , M41417S , M41418S , M41419S , M41420S , M41421S , M41422S , M41423S , M41424S , M41425S , M41426S , M41427S , M41428S , M41429S , M4151S , M4152S , M4153S , M4154S , M4155S , M4156S , M4157S , M4158S , M4159S , M41510S , M41511S , M41512S , M41513S , M41514S , M41515S , M41516S , M41517S , M41518S , M41519S , M41520S , M41521S , M41522S , M41523S , M41524S , M41525S , M41526S , M41527S , M41528S , M41529S , M41530S , M41531S , M41532S , M41623S , M41624S , M41625S , M4171S , M4172S , M4173S , M4174S , M4175S , M4176S , M4177S , M4178S , M4179S , M41710S , M41711S , M41712S , M41713S , M41714S , M41715S , M41812S , M41828S , M41829S , M41830S , M41831S , M41832S , M41833S , M41834S , M4191S , M4192S , M4195S , M4198S , M4201S , M4202S , M4203S , M4204S , M4205S , M4206S , M4207S , M4208S , M4209S , M4211S , M4212S , M4213S , M4214S , M4215S , M4216S , M4217S , M4218S , M4221S , M4222S , M4223S , M4224S , M4225S , M4226S , M4227S , M4228S , M4229S , M42210S , M42211S , M42212S , M42213S , M42214S , M4231S , M4232S , M4233S , M4234S , M4235S , M4236S , M4237S , M4238S , M4239S , M42310S , M42311S , M4241S , M4242S , M4243S , M4244S , M4245S , M4246S , M4247S , M4248S , M4251S , M4252S , M4253S , M4254S , M4255S , M4261S , M4262S , M4263S , M4391S , M4392S , M4393S , M4394S , M4395S , M4396S , M4397S , M4398S , M4399S , M4401S , M4402S , M4403S , M4404S , M4405S , M4406S , M4411S , M4412S , M4413S , M4414S , M4415S , M4416S , M4417S , M4421S , M4422S , M4423S , M4424S , M4425S , M4426S , M4427S , M4428S , M4431S , M4432S , M4433S , M4434S , M4435S , M4436S , M4437S , M4441S , M4442S , M4443S , M4444S , M4445S , M4446S , M4447S , M4448S , M4449S , M4451S , M4452S , M4453S , M4454S , M4461S , M4462S , M4463S , M4464S , M4465S , M4471S , M4472S , M4473S , M4474S , M4475S , M4476S , M4477S , M4478S , M4481S , M4482S , M4483S , M4484S , M4485S , M4486S , M4487S , M4491S , M4492S , M4493S , M4494S , M4495S , M4496S , M4497S , M4498S , M4499S , M44910S , M44911S , M44912S , M44913S , M44914S , M44915S , M44916S , M44917S , M44918S , M44919S , M44920S , M4501S , M4502S , M4503S , M4504S , M4505S , M4506S , M4507S , M4508S , M4509S , M45010S , M45011S , M4511S , M4512S , M4513S , M45413S , M4721S , M4722S , M4723S , M4724S , M4725S , M4726S , M4727S , M4728S , M4729S , M4734S , M4735S , M4736S , M4737S , M4738S , M4871STC , M4872STC , M4873STC , M4874STC , M4875STC , M4876STC , M4877STC , M4878STC , M6173S , M6174S , M6175S , M6176S , M6191S , M6474S , M6475S , M6476S , M6477S , M6478S , M6479S , M64710S , M64711S , M64712S , M6486S , M6487S , M6488S , M6489S , M64810S , M64811S , M64812S , M64813S , M64814S , M64815S , M64816S , M64817S , M64818S , M64819S , M64820S , M64821S , M6491S , M6492S , M6493S , M6494S , M6495S , M6496S , M6497S , M6498S , M6499S , M64910S , M64911S , M64912S , M64913S , M64914S , M64915S , M64916S , M6501S , M6502S , M6503S , M6504S , M6505S , M6506S , M6507S , M6508S , M6509S , M65010S , M6511S , M6512S , M6513S , M6514S , M6515S , M6516S , M6517S , M6518S , M6521S , M6522S , M6523S , M6524S , M6525S , M6526S , M6527S , M6528S , M6531S , M6532S , M6533S , M6534S , M6535S , M6541S , M6542S , M6543S , M6551S , M6552S , M6553S , M6554S , M6555S , M6556S , M6557S , M6561S , M6562S , M6563S , M6564S , M6571S , M6572S , M6573S , M6574S , M6575S , M6576S , M6577S , M6578S , M6579S , M6581S , M6582S , M6583S , M6584S , M6585S , M6586S , M6587S , M6588S , M6589S , M65810S , M6591S , M6592S , M6593S , M6594S , M6595S , M6596S , M6601S , M6602S , M6603S , M6604S , M6605S , M6606S , M6607S , M6608S , M6609S , M6611S , M6612S , M6613S , M6614S , M6615S , M6616S , M6617S , M6621S , M6622S , M6623S , M6624S , M6625S , M6626S , M6627S , M6628S , M6629S , M6631S , M6632S , M6633S , M6634S , M6635S , M6636S , M6637S , M6638S , M6641S , M6642S , M6643S , M6644S , M6645S , M6651S , M6652S , M6653S , M6654S , M6655S , M6656S , M6657S , M6661S , M6662S , M6663S , M6664S , M6665S , M6666S , M6667S , M6671S , M6672S , M6673S , M6674S , M6681S , M6682S , M6683S , M6684S , M6685S , M6686S , M6687S , M6688S , M6689S , M6691S , M6692S , M6693S , M6694S , M6695S , M6696S , M6697S , M6698S , M6699S , M6701S , M6702S , M6703S , M6704S , M6705S , M6706S , M6707S , M6708S , M6709S , M67010S , M67011S , M67012S , M67013S , M67014S , M6711S , M6712S , M6713S , M6714S , M6715S , M6716S , M6717S , M6718S , M6719S , M67110S , M67111S , M67112S , M67113S , M67114S , M67115S , M67116S , M67117S , M6721S , M6722S , M6723S , M6724S , M6725S , M6726S , M6727S , M6728S , M6729S , M6731S , M6732S , M6733S , M6734S , M6735S , M6736S , M6737S , M6738S , M6741S , M6742S , M6743S , M6744S , M6745S , M6746S , M6747S , M6748S , M6749S , M67410S , M67411S , M6751S , M6752S , M6753S , M6754S , M6755S , M6756S , M6761S , M6762S , M6763S , M6764S , M6765S , M6766S , M6767S , M6891S , M7148S , M7149S , M71410S , M71411S , M71412S , M71413S , M71414S , M71415S , M71416S , M71417S , M71418S , M71419S , M71420S , M71421S , M71422S , M71423S , M71424S , M71425S , M7181S , M7182S , M7183S , M7184S , M7185S , M7186S , M7187S , M7188S , M7189S , M71810S , M71811S , M71812S , M71813S , M71814S , M71815S , M71816S , M71817S , M71818S , M71819S , M71820S , M71821S , M71822S , M71823S , M71824S , M71825S , M71826S , M71827S , M71828S , M71829S , M71830S , M71831S , M71832S , M71833S , M71834S , M71835S , M71836S , M7199S , M71910S , M71911S , M71912S , M71913S , M71914S , M71915S , M72010S , M72011S , M72012S , M72013S , M72014S , M72015S , M72016S , M72017S , M72018S , M7211S , M7212S , M7213S , M7214S , M7215S , M7216S , M7217S , M7218S , M7219S , M72110S , M72111S , M72112S , M72113S , M72114S , M72115S , M72116S , M72117S , M72118S , M72119S , M72120S , M7227S , M7228S , M7229S , M72210S , M72211S , M72212S , M72213S , M7231S , M7232S , M7233S , M7234S , M7235S , M7236S , M7237S , M7238S , M7239S , M72310S , M72311S , M72312S , M72313S , M72314S , M7241S , M7242S , M7243S , M7244S , M7245S , M7246S , M7247S , M7248S , M7249S , M72410S , M72411S , M72412S , M72413S , M72414S , M72415S , M72416S , M72417S , M72418S , M72419S , M72511S , M72512S , M72513S , M72514S , M72515S , M72516S , M72517S , M72622S , M72623S , M72624S , M72625S , M72626S , M72627S , M72628S , M72629S , M72630S , M72631S , M7278S , M7279S , M72710S , M72711S , M72712S , M72713S , M72714S , M7281S , M7282S , M7283S , M7284S , M7285S , M7286S , M72811S , M72812S , M72813S , M72910S , M72911S , M72912S , M72913S , M72914S , M72915S , M72916S , M72917S , M73011S , M73012S , M73013S , M73014S , M73015S , M73016S , M7311S , M7312S , M7313S , M7314S , M7315S , M7316S , M7317S , M7318S , M7401S , M7402S , M7403S , M7404S , M7405S , M7406S , M7407S , M7408S , M7411S , M7412S , M7413S , M7414S , M7415S , M7416S , M7417S , M7418S , M7419S , M74110S , M74111S , M74112S , M7421S , M7422S , M7423S , M7424S , M7425S , M7426S , M7427S , M7428S , M7429S , M7431S , M7432S , M7433S , M7434S , M7435S , M7436S , M7437S , M7441S , M7442S , M7443S , M7444S , M7445S , M74741S , M7481S , M7482S , M7483S , M7484S , M7485S , M7486S , M7487S , M7488S , M7491S , M7492S , M7493S , M7494S , M7495S , M7496S , M7497S , M7503S , M7504S , M7511S , M7512S , M7513S , M7521S , M7522S , M7523S , M75523S , M75524S , M75525S , M75526S , M75527S , M75528S , M7561S , M7562S , M7563S , M7564S , M7571S , M7572S , M7573S , M7574S , M7575S , M7576S , M7577S , M7578S , M7579S , M75710S , M75711S , M75712S , M75713S , M75714S , M75715S , M75716S , M75717S , M75718S , M75719S , M75720S , M75721S , M75722S , M75723S , M75724S , M75725S , M7581S , M7582S , M7583S , M7584S , M7585S , M7586S , M7587S , M7588S , M7589S , M75810S , M75811S , M75812S , M75813S , M75814S , M75815S , M75816S , M75817S , M75818S , M7591S , M7592S , M7593S , M7594S , M7595S , M7596S , M7597S , M7598S , M7599S , M75910S , M7609S , M76010S , M76011S , M76012S , M7621S , M7622S , M7623S , M7624S , M7625S , M7626S , M7627S , M7791S , M7792S , M7793S , M7794S , M7795S , M7796S , M7797S , M7798S , M7799S , M77910S , M77911S , M7801S , M7802S , M7803S , M7804S , M7805S , M7806S , M7807S , M7808S , M7809S , M78010S , M7811S , M7812S , M7813S , M7814S , M7815S , M7816S , M7817S , M7818S , M7819S , M78110S , M78111S , M78210S , M78211S , M78212S , M78213STC , M78214STC , M78215STC , M7831S , M7832S , M7833S , M7834S , M7835S , M7836S , M7837S , M7838S , M7839S , M78310S , M78311S , M78312S , M78313S , M78314S , M78315S , M78316S , M78317S , M78318S , M78319S , M78320S , M78321S , M78322S , M8012S , M8013S , M8014S , M8021S , M8022S , M8023S , M8024S , M8025S , M8031S , M8032S , M8041S , M8042S , M8127S , M8128S , M8129S , M81210S , M81211S , M81212S , M8131S , M8132S , M8133S , M8134S , M8161S , M8162S , M8163S , M8164S , M8165S , M8166S , M8167S , M8168S , M8169S , M81610S , M81611S , M81612S , M81613S , M81614S , M8171S , M8172S , M8173S , M8174S , M8175S , M8176S , M8177S , M8178S , M8179S , M81710S , M81711S , M81712S , M81713S , M81714S , M81715S , M8181S , M8182S , M8183S , M8184S , M8185S , M8201S , M8202S , M8203S , M8204S , M8205S , M8206S , M8207S , M8208S , M8209S , M8211S , M8212S , M8213S , M8214S , M8215S , M8216S , M8217S , M8221S , M8222S , M8223S , M8224S , M8225S , M8226S , M8231S , M8232S , M8233S , M8234S , M8235S , M8236S , M8241S , M8242S , M8243S , M8244S , M8245S , M8246S , M8251S , M8252S , M8253S , M8254S , M8255S , M8256S , M8257S , M8258S , M8259S , M82510S , M82511S , M82512S , M82513S , M82514S , M82515S , M82516S , M82517S , M82518S , M82519S , M82520S , M82521S , M82522S , M82523S , M82524S , M8261S , M8262S , M8263S , M8264S , M8265S , M8271S , M8272S , M8273S , M8274S , M8275S , M8276S , M8281S , M8282S , M8283S , M8284S , M8285S , M8286S , M8287S , M8291S , M8292S , M8293S , M8294S , M8304S , M8305S , M8306S , M8311S , M8312S , M8313S , M8321S , M8322S , M8323S , M8331S , M8332S , M8333S , M8334S , M8335S , M8336S , M8341S , M8342S , M8343S , M8344S , M8345S , M8346S , M8347S , M8348S , M8351S , M8352S , M8353S , M8354S , M8355S , M8356S , M8357S , M8361S , M8362S , M8363S , M8364S , M8365S , M8366S , M8367S , M8368S , M8369S , M83610S , M83611S , M83612S , M8371S , M8372S , M8373S , M8374S , M8375S , M8376S , M8381S , M8382S , M8383S , M8384S , M8385S , M8386S , M8387S , M8388S , M8389S , M83810S , M83811S , M83812S , M83813S , M8391S , M8392S , M8393S , M8394S , M8395S , M8396S , M8397S , M8398S , M8399S , M83910S , M8401S , M8402S , M8403S , M8404S , M8405S , M8406S , M8407S , M8408S , M8409S , M84010S , M84011S , M84012S , M84013S , M8415S , M8416S , M8417S , M89010S , M89011S , M89012S , M89013S , M89014S , M89015S , M89016S , M89017S , M89018S , M89019S , M8911S , M8912S , M8913S , M8914S , M8915S , M8916S , M8917S , M8918S , M8919S , M89110S , M89111S , M89112S , M89113S , M89114S , M89115S , M89116S , M89117S , M89118S , M89119S , M8931S , M8932S , M8933S , M8934S , M8935S , M8936S , M9105S , M9106S , M9107S , M9108S , M9109S , M9118S , M9119S , M91110S , M91111S , M91112S , M91113S , M91114S , M91115S , M91210S , M91211S , M91212S , M91213S , M91214S , M9134S , M9135S , M9136S , M9137S , M9138S , M9139S , M91310S , M91311S , M91312S , M9141S , M9142S , M9143S , M9144S , M9145S , M9146S , M9147S , M9148S , M9149S , M91410S , M91411S , M91412S , M9151S , M9152S , M9153S , M9154S , M9155S , M9156S , M9157S , M9158S , M9159S , M91510S , M91511S , M91512S , M91513S , M91514S , M91515S , M91516S , M91517S , M9361S , M9362S , M9363S , M9364S , M9365S , M9366S , M9367S , M9368S , M9369S , M9451S , M9452S , M9453S , M9454S , M9455S , M9456S , M9461S , M9462S , M9463S , M9464S , M9465S , M9466S , M9471S , M9472S , M9473S , M9474S , M9475S , M9476S , M9481S , M9482S , M9483S , M9484S , M9485S , M9486S , M9491S , M9492S , M9493S , M9494S , M9495S , M9496S , M9501S , M9502S , M9503S , M9504S , M9505S , M9513S , M9514S , M9515S , M9521S , M9522S , M9523S , M9535S , M9536S , M9573S , M9591S , M9592S , M9593S , M9594S , M9595S , M9596S , M9597S , M9601S , M9602S , M9603S , M9604S , M9611S , M9612S , M9613S , M9614S , M9615S , M9616S , M9617S , M9621S , M9622S , M9623S , M9624S , M9625S , M9626S , M9627S , M9628S , M9631S , M9632S , M9633S , M9634S , M9635S , M9636S , M9637S , M9641S , M9642S , M9643S , M9644S , M9645S , M9646S , M9651S , M9652S , M9653S , M9661S , M9662S , M9663S , M9664S , M9665S , M9666S , M9667S , M9668S , M9669S , M96610S , M96611S , M96612S , M96613S , M9671S , M9672S , M9673S , M9674S , M9675S , M9676S , M9677S , M9678S , M9679S , M96710S , M96711S , M96712S , M96713S , M96714S , M96715S , M96716S , M96717S , M96718S , M96719S , M9681S , M9682S , M9683S , M9684S , M9685S , M9686S , M9691S , M9692S , M9693S , M9694S , M9695S , M9696S , M9697S , M9093S , M9094S , M9095S , M9101S , M9102S , M9103S , M9104S , M9111S , M9112S , M9113S , M9114S , M9115S , M9116S , M9117S , M9121S , M9122S , M9123S , M9124S , M9125S , M9126S , M9127S , M9128S , M9129S , M9131S , M9132S , M9133S , M9511S , M9512S , M9571S , M9572S , M9581S , M9582S , M9583S , M0057S , M0261S , M0262S , M0263S , M0264S , M0265S , M0266S , M0267S , M0268S , M0269S , M02610S , M02611S , M02612S , M02613S , M02614S , M02615S , M02616S , M02617S , M02618S , M02619S , M02620S , M02621S , M02622S , M02623S , M02624S , M0271S , M0272S , M0273S , M0274S , M0275S , M0276S , M0277S , M0278S , M0279S , M02710S , M02711S , M02712S , M02713S , M02714S , M02715S , M02716S , M02717S , M02718S , M02719S , M02720S , M02721S , M02722S , M02723S , M02724S , M02725S , M02726S , M02727S , M02728S , M02729S , M02730S , M02731S , M02732S , M02733S , M02734S , M02735S , M02736S , M02737S , M02738S , M0281S , M0282S , M0283S , M0284S , M0285S , M0286S , M0287S , M0288S , M0289S , M02810S , M02811S , M02812S , M02813S , M02814S , M02815S , M02816S , M02817S , M02818S , M02819S , M02820S , M02821S , M02822S , M02823S , M02824S , M02825S , M02826S , M02827S , M02828S , M02829S , M02830S , M02831S , M02832S , M02833S , M02834S , M02835S , M02836S , M02837S , M02838S , M02839S , M02840S , M02841S , M02842S , M02843S , M02844S , M02845S , M02846S , M02847S , M02848S , M02849S , M02850S , M02851S , M02852S , M02853S , M02854S , M02855S , M02856S , M0291S , M0292S , M0293S , M0294S , M0295S , M0296S , M0297S , M0298S , M0299S , M02910S , M02911S , M02912S , M02913S , M02914S , M02915S , M02916S , M02917S , M02918S , M02919S , M02920S , M02921S , M02922S , M02923S , M0301S , M0302S , M0303S , M0304S , M0305S , M0306S , M0307S , M0308S , M0309S , M03010S , M03011S , M03012S , M03013S , M03014S , M03015S , M03016S , M03017S , M03018S , M03019S , M03020S , M03021S , M03022S , M0311S , M0312S , M0313S , M0314S , M0315S , M0316S , M0317S , M0318S , M0319S , M03110S , M03111S , M03112S , M03113S , M03114S , M03115S , M03116S , M03117S , M03118S , M03119S , M03120S , M03121S , M03122S , M03123S , M03124S , M03125S , M03126S , M03127S , M03128S , M03129S , M03130S , M03131S , M03132S , M0321S , M0322S , M0323S , M0324S , M0325S , M0326S , M0327S , M0328S , M0329S , M03210S , M03211S , M03212S , M03213S , M03214S , M03215S , M03216S , M03217S , M03218S , M03219S , M03220S , M03221S , M0331S , M0332S , M0333S , M0334S , M0335S , M0336S , M0337S , M0338S , M0339S , M03310S , M03311S , M03312S , M03313S , M03314S , M03315S , M03316S , M03317S , M0341S , M0342S , M0343S , M0344S , M0345S , M0346S , M0347S , M0348S , M0349S , M03410S , M03411S , M03412S , M03413S , M03414S , M03415S , M03416S , M03417S , M03418S , M03419S , M03420S , M03421S , M03422S , M03423S , M03424S , M03425S , M03426S , M03427S , M03428S , M03429S , M03430S , M03431S , M03432S , M0351S , M0352S , M0353S , M0354S , M0355S , M0356S , M0357S , M0358S , M0359S , M03510S , M03511S , M03512S , M03513S , M03514S , M03515S , M03516S , M03517S , M03518S , M03519S , M03520S , M03521S , M03522S , M03523S , M03524S , M03525S , M03526S , M03527S , M03528S , M03529S , M03530S , M03531S , M03532S , M03533S , M0361S , M0362S , MK0363S , M0364S , M0365S , M0366S , M0367S , M0368S , M0369S , M03610S , M03611S , M03612S , M03613S , M03614S , M03615S , M03616S , M03617S , M03618S , M03619S , M03620S , M03621S , M03622S , M03623S , M03624S , M03625S , M0371S , M0372S , M0373S , M0374S , M0375S , M0376S , M0377S , M0378S , M0379S , M03710S , M0381S , M0382S , M0383S , M0384S , M0385S , M0386S , M0387S , M0388S , M0389S , M03810S , M03811S , M03812S , M03813S , M03814S , M03815S , M0391S , M0392S , M0393S , M0394S , M0395S , M0396S , M0397S , M0398S , M0399S , M03910S , M03911S , M0401S , M0402S , M0403S , M0404S , M0405S , M0406S , M0407S , M0408S , M0409S , M04010S , M04011S , M0411S , M0412S , M0413S , M0414S , M0415S , M0416S , M0417S , M0418S , M0419S , M04110S , M0421S , M0422S , M0423S , M0424S , M0425S , M0426S , M0427S , M0428S , M0429S , M04210S , M04211S , M04212S , M04213S , M04214S , M04215S , M04216S , M04217S , M04218S , M04219S , M04220S , M04221S , M04222S , M04223S , M04224S , M04225S , M04226S , M04227S , M04228S , M04229S , M04230S , M04231S , M04232S , M04233S , M04234S , M04235S , M04236S , M04237S , M04238S , M04239S , M04240S , M04241S , M04242S , M04243S , M04244S , M04245S , M04246S , M04247S , M04248S , M04249S , M04250S , M04251S , M04252S , M04253S , M04254S , M04255S , M04256S , M04257S , M0431S , M0432S , M0433S , M0434S , M0435S , M0436S , M0437S , M0438S , M0439S , M04310S , M04311S , M04312S , M04313S , M04314S , M04315S , M04316S , M0441S , M0442S , M0443S , M0444S , M0445S , M0446S , M0447S , M0448S , M0449S , M04410S , M04411S , M04412S , M04413S , M04414S , M04415S , M04416S , M04417S , M04418S , M04419S , M04420S , M04421S , M04422S , M04423S , M04424S , M04425S , M04426S , M04427S , M04428S , M04429S , M04430S , M04431S , M04432S , M04433S , M04434S , M0451S , M0452S , M0453S , M0454S , M0455S , M0456S , M0457S , M0458S , M0459S , M04510S , M0461S , M0462S , M0463S , M0464S , M0465S , M0466S , M0467S , M0468S , M0469S , M04610S , M04611S , M0471S , M0472S , M0473S , M0474S , M0475S , M0476S , M0477S , M0478S , M0479S , M04710S , M04711S , M04712S , M04713S , M04714S , M04715S , M04716S , M04717S , M04718S , M0481S , M0482S , M0483S , M0484S , M0485S , M0486S , M0487S , M0488S , M0489S , M04810S , M04811S , M0491S , M0492S , M0493S , M0494S , M0495S , M0496S , M0497S , M0498S , M0499S , M04910S , M04911S , M04912S , M04913S , M0501S , M0502S , M0503S , M0504S , M0505S , M0506S , M0507S , M0508S , M0509S , M05010S , M05011S , M05012S , M05013S , M05014S , M05015S , M05016S , M05017S , M05018S , M05019S , M05020S , M05021S , M05022S , M05023S , M05024S , M05025S , M05026S , M05027S , M05028S , M05029S , M05030S , M05031S , M05032S , M05033S , M05034S , M05035S , M05036S , M05037S , M05038S , M05039S , M05040S , M05041S , M05042S , M05043S , M05044S , M05045S , M05046S , M05047S , M05048S , M0511S , M0512S , M0513S , M0514S , M0515S , M0516S , M0517S , M0518S , M0519S , M05110S , M05111S , M05112S , M05113S , M05114S , M05115S , M05116S , M05117S , M05118S , M05119S , M05120S , M05121S , M05122S , M05123S , M05124S , M05125S , M0521S , M0522S , M0523S , M0524S , M0525S , M0526S , M0527S , M0528S , M0529S , M05210S , M05211S , M05212S , M0531S , M0532S , M0533S , M0534S , M0535S , M0536S , M0537S , M0538S , M0539S , M05310S , M05311S , M05312S , M0541S , M0542S , M0543S , M0544S , M0545S , M0546S , M0547S , M0548S , M0549S , M05410S , M05411S , M05412S , M05413S , M05414S , M0551S , M0552S , M0553S , M0554S , M0555S , M0556S , M0557S , M0558S , M0559S , M05510S , M05511S , M05512S , M0561STC , M0562STC , M0563STC , M0564STC , M0565STC , M0566STC , M0567STC , M0568TC , M0569STC , M05610STC , M05611STC , M05612STC , M05613STC , M05614STC , M05615STC , M05616STC , M05617STC , M05618STC , M05619STC , M05620STC , M05621STC , M05622STC , M05623STC , M05624STC , M0571STC , M0572STC , M0573STC , M0574STC , M0575STC , M0576STC , M0577STC , M0578STC , M0579STC , M05710STC , M05711STC , M05712STC , M05713STC , M05714STC , M05715STC , M05716STC , M05717STC , M05718STC , M05719STC , M05720STC , M05721STC , M05722STC , M05723STC , M05724STC , M05725STC , M0581STC , M0582STC , M0583STC , M0584STC , M0585STC , M0586STC , M0587STC , M0588STC , M0589STC , M05810STC , M05811STC , M05812STC , M05813STC , M05814STC , M05815STC , M05816STC , M05817STC , M05818STC , M05819STC , M05820STC , M6811S , M6812S , M6813S , M6814S , M6815S , M6816S , M6817S , M6818S , M6819S , M68110S , M68111S , M68112S , M68113S , M68114S , M68115S , M68116S , M68117S , M68118S , M68119S , M68120S , M68121S , M68122S , M6821S , M6822S , M6823S , M6824S , M6825S , M6826S , M6827S , M6828S , M6829S , M68210S , M68211S , M68212S , M68213S , M68214S , M2051S , M2052S , M2053S , M2054S , M2055S , M2061S , M2062S , M2063S , M2064S , M2065S , M2066S , M2067S , M2071S , M2072S , M2073S , M4521S , M4522S , M4523S , M4524S , M4525S , M4526S , M4527S , M4528S , M4529S , M45210S , M45211S , M45212S , M45213S , M45214S , M4531S , M4532S , M4533S , M4534S , M4535S , M4536S , M4537S , M4538S , M4539S , M45310S , M45311S , M45312S , M45313S , M45314S , M45315S , M45316S , M45317S , M7287S , M7289S , M7841S , M7842S , M7843S , M7844S , M7845S , M7846S , M7847S , M7848S , M7849S , M78410S , M78411S , M7851S , M7852S , M7853S , M7854S , M7855S , M7856S , M7857S , M7858S , M7859S , M78510S , M78511S , M78512S , M7861S , M7862S , M7863S , M7864S , M7865S , M7866S , M7867S , M7868S , M7869S , M78610S , M78611S , M78612S , M7871S , M7872S , M7873S , M7874S , M7875S , M7876S , M7877S , M7878S , M7879S , M78710S , M78711S , M78712S , M7881S , M7882S , M7883S , M7884S , M7885S , M7891S , M7892S , M7893S , M7894S , M7901S , M7902S , M7903S , M7904S , M7911S , M7912S , M7913S , M7914S , M7921S , M7922S , M7923S , M7924S , M7925S , M7926S , M7927S , M7928S , M7929S , M79210S , M79211S , M7931S , M7932S , M7941S , M7942S , M7951S , M7952S , M7953S , M7954S , M7955S , M7956S , M7957S , M7961S , M7962S , M7963S , M7964S , M7965S , M7966S , M7967S , M7968S , M7969S , M79610S , M79611S , M7971S , M7972S , M7973S , M7974S , M7975S , M7976S , M7977S , M7978S , M7979S , M79710S , M7981S , M7982S , M7983S , M7984S , M7985S , M7986S , M7987S , M7988S
MTAAH SURGICAL CO. | باكستان | Pakistan | ME0000007343SFDAA00014 | Speculum | Speculum | M9041S , M9042S , M9043S , M9044S , M9045S , M9046S , M9047S , M9048S , M9049S , M90410S , M90411S , M90412S , M90413S , M90414S , M90415S , M90416S , M90417S , M90418S , M90419S , M90420S , M9051S , M9052S , M9053S , M9054S , M9055S , M9056S , M9057S , M9058S , M9059S , M90510S , M90511S , M90512S , M90513S , M90514S , M9061S , M9062S , M9063S , M9064S , M9065S , M9066S , M9067S , M9068S , M9069S , M90610S , M90611S , M90612S , M90613S , M90614S , M90615S , M90616S , M90617S , M9071S , M9072S , M9073S , M9074S , M9075S , M9076S , M9077S , M9078S , M9079S , M90710S , M90711S , M90712S , M90713S , M9081S , M9082S , M9083S , M9084S , M9085S , M9086S , M9087S , M9088S , M9089S , M90810S , M90811S , M90812S , M90813S , M90814S , M90815S , M90816S , M9091S , M9092S , M86510S , M86511S , M86512S , M86513S , M86514S , M86515S , M86516S , M86517S , M86518S , M86519S , M86520S , M86521S , M86522S , M8661S , M8662S , M8663S , M8664S , M8665S , M8666S , M8667S , M8668S , M8671S , M8672S , M8673S , M8674S , M8675S , M8676S , M8677S , M8678S , M8679S , M86710S , M8681S , M8682S , M8683S , M8684S , M8685S , M8686S , M8687S , M8688S , M8689S , M86810S , M8691S , M8692S , M8693S , M8694S , M8695S , M8701S , M8702S , M8703S , M8704S , M8705S , M8706S , M8707S , M8708S , M8711S , M8712S , M8713S , M8714S , M8715S , M8716S , M8717S , M8718S , M8719S , M87110S , M87111S , M87112S , M87113S , M87114S , M8721S , M8722S , M8723S , M8724S , M8725S , M8726S , M8727S , M8728S , M8729S , M87210S , M87211S , M87212S , M87213S , M87214S , M87215S , M87216S , M8731S , M8732S , M8733S , M8734S , M8735S , M8736S , M8737S , M8738S , M8739S , M87310S , M87311S , M8741S , M8742S , M8743S , M8744S , M8745S , M8746S , M8747S , M8751S , M8752S , M8753S , M8754S , M8755S , M8756S , M8757S , M8758S , M8759S , M87510S , M87511S , M87512S , M87513S , M87514S , M8761S , M8762S , M8763S , M8764S , M8765S , M8766S , M8767S , M8768S , M8769S , M87610S , M87611S , M87612S , M87613S , M87614S , M87615S , M87616S , M87617S , M87618S , M87619S , M87620S , M87621S , M87622S , M87623S , M87624S , M87625S , M8851S , M8852S , M8853S , M8854S , M8855S , M8856S
MTAAH SURGICAL CO. | باكستان | Pakistan | ME0000007343SFDAA00019 | LARYNGOSCOPES | LARYNGOSCOPES | M2701S , M2702S , M2703S , M2704S , M2705S , M2711S , M2712S , M2713S , M2714S , M2721S , M2722S , M2723S , M2724S , M2725S , M2726S , M2727S , M2728S , M2729S , M27210S , M2731S , M2732S , M2733S , M2734S , M2735S , M2736S , M2737S , M2738S , M2741S , M2742S , M2743S , M2744S , M2745S , M2746S , M2747S , M2748S , M2751S , M2752S , M2753S , M2754S , M2755S , M2756S , M2757S , M2758S
MTAAH SURGICAL CO. | باكستان | Pakistan | ME0000007343SFDAA00026 | WIRE BASKET | WIRE BASKET | M1067-1S , M1067-2S , M1067-3S , M1067-4S , M1067-5S , M1067-6S , M1067-7S , M1067-8S , M1067-9S , M1067-10S , M1067-11S , M1067-12S
MTAAH SURGICAL CO. | باكستان | Pakistan | ME0000007343SFDAA00022 | Scalpel Handles | Scalpel Handles | M0011S , M0012S , M0013S , M0014S , M0015S , M0016S , M0017S , M0021S , M0022S , M0023S , M0024S , M0025S , M0026S , M0031S , M0032S , M0033S , M0034S , M0035S , M0041S , M0042S , M0043S , M0044S , M0045S , M0046S , M0061S , M0062S , M0063S , M0064S , M0065S , M0066S , M0067S , M0071S , M0072S , M0073S , M0074S , M0075S , M0076S , M0077S , M0078S , M0079S , M00710S , M00711S , M00712S , M00713S , M00714S , M0081S , M0082S , M0083S , M0084S , M0085S , M0086S , M0087S , M0088S , M0089S , M00810S , M0091S , M0092S , M0093S , M0094S , M0095S , M0096S , M0097S , M0098S , M0099S , M00910S , M00911S , M00912S , M00913S , M00914S , M00915S , M00916S , M00917S , M00918S , M00919S , M00920S , M00921S , M00922S , M00923S , M00924S , M00925S , M00926S , M00927S , M00928S , M00929S , M0101S , M0102S , M0103S , M0104S , M0105S , M0106S , M0107S , M0108S , M0109S , M01010S , M01011S , M01012S , M01013S , M01014S , M01015S , M01016S , M01017S , M01018S , M01019S , M0111S , M0112S , M0113S , M0114S , M0115S , M0116S , M0117S , M0118S , M0119S , M01110S , M01111S , M01112S , M01113S , M0121S , M0122S , M0123S , M0124S , M0125S , M0126S , M0127S , M0128S , M0129S , M01210S , M01211S , M01212S , M0131S , M0132S , M0133S , M0134S , M0135S , M0136S , M0137S , M0138S , M0139S , M01310S , M01311S , M01312S , M01313S , M01314S , M01315S , M01316S , M0141S , M0142S , M0143S , M0144S , M0145S , M0146S , M0147S , M0148S , M0149S , M01410S , M01411S , M01412S , M01413S , M01414S , M01415S , M01416S , M0151S , M0152S , M0153S , M0154S , M0155S , M0156S , M0157S , M0158S , M0159S , M0161S , M0162S , M0163S , M0164S , M0165S , M0166S , M0167S , M0168S , M0169S , M0171S , M0172S , M0173S , M0174S , M0175S , M0176S , M0177S , M0178S , M0179S , M0181S , M0182S , M0183S , M0184S , M0185S , M0186S , M0187S , M0191S , M0192S , M0193S , M0194S , M0195S , M0201S , M0202S , M0203S , M0204S , M0205S , M0206S , M6986S , M6987S , M6988S , M6989S , M69810S , M69811S , M69812S , M69813S , M69814S , M69815S , M69816S , M69817S , M69818S , M69819S , M69820S , M69821S , M69822S , M69823S , M69824S , M1411S , M1412S , M1413S , M1414S , M1415S , M1416S , M1417S , M1418S , M1419S , M14110S , M14111S , M14112S , M14113S , M14114S , M14115S , M14116S , M14117S , M14118S , M14119S , M0217S , M0218S , M0219S , M0221S , M0222S , M0223S , M0224S , M0225S , M0226S , M0227S , M0228S , M0229S , M02210S , M02211S , M02212S , M02213S , M02214S , M02215S , M02216S , M02217S , M02218S , M02219S , M02220S , M02221S , M02222S , M02223S , M02224S , M02225S , M02226S , M02227S , M02228S , M02229S , M02230S , M02231S , M02232S , M02233S , M02234S , M02235S , M02236S , M02237S , M02238S , M02239S , M02240S , M02241S , M02242S , M02243S , M02244S , M02245S , M02246S , M02247S , M02248S , M0231S , M0232S , M0233S , M0234S , M0235S , M0236S , M0237S , M0238S , M0241S , M0242S , M0243S , M0244S , M0251S , M0252S , M0253S , M1561S , M1562S , M1563S , M1564S , M1565S , M1566S , M1566S , M8881S , M8882S , M8883S , M8885S , M9011S , M9012S , M9013S , M9014S , M9015S , M9016S , M9017S , M9018S , M9019S , M90110S , M90111S , M90112S , M90113S , M9168S , M9169S , M91610S , M91611S , M91612S , M91613S , M91614S , M91615S , M91616S , M91617S , M91618S , M9177S , M9178S , M9179S , M91710S , M91711S , M91712S , M91713S , M0051S , M0052S , M0053S , M0054S , M0055S , M0056S , M0211S , M0212S , M0213S , M0214S , M0215S , M0216S , M0239S , M02310S , M02311S
MTAAH SURGICAL CO. | باكستان | Pakistan | ME0000007343SFDAA00024 | ELEVATORS | ELEVATORS | M3261S , M3262S , M3263S , M3264S , M3265S , M3266S , M3267S , M3268S , M3269S , M32610S , M32611S , M32612S , M32613S , M32614S , M32615S , M32616S , M3271S , M3272S , M3273S , M3274S , M3275S , M3276S , M3277S , M3278S , M3279S , M32710S , M32711S , M32712S , M3281S , M3282S , M3283S , M3284S , M3285S , M3286S , M3598S , M3599S , M3611S , M3612S , M3613S , M3614S , M3615S , M3616S , M63711S , M63712S , M63713S , M63714S , M7164S , M90015S , M90016S , M90017S , M90018S , M9181S , M9182S , M9183S , M9184S , M9185S , M9186S , M9187S , M9188S , M9189S , M91810S , M91811S , M91812S , M91813S , M91814S , M91815S , M91816S , M9191S , M9192S , M9193S , M9194S , M9195S , M9196S , M9197S , M9198S , M9199S , M91910S , M91911S , M91912S , M91913S , M91914S , M91915S , M9201S , M9202S , M9203S , M9204S , M9205S , M9206S , M9207S , M9208S , M9211S , M9212S , M9213S , M9214S , M9215S , M9216S , M9217S , M9218S , M9219S , M92110S , M92111S , M92112S , M92113S , M92114S , M9221S , M9222S
MTAAH SURGICAL CO. | باكستان | Pakistan | ME0000007343SFDAA00023 | PLIERS | PLIERS | M4851S , M4852S , M4853S , M4854S , M4855S , M4856S , M4857S , M4858S , M4859S , M4861S , M4864S , M4866S , M48610S , M4862S , M4863S , M4865S , M4867S , M4868S , M4869S , M4881S , M4882S , M4883S , M4884S , M4885S , M4886S , M4887S , M4888S , M4891STC , M4892STC , M4893STC , M4894STC , M4895STC , M4896STC , M4901STC , M4902STC , M4903STC , M4904STC , M4905STC , M4911STC , M4912STC , M4913S , M4914S , M1541S , M1542S , M1543S , M1544S , M1545S , M1546S , M1547S , M1548S , M1549S , M15410S , M15411S , M15412S , M15413S , M1571S , M1572S , M1573S , M1574S , M2026S , M2027S , M2028S , M2029S
MTAAH SURGICAL CO. | باكستان | Pakistan | ME0000007343SFDAA00029 | TUBING SUCTION | TUBING SUCTION | M2631S , M2632S , M2633S , M2634S , M2635S , M2636S , M2637S , M2638S , M2639S , M2641S , M2642S , M2643S , M2644S , M2645S , M2646S , M2647S , M2648S , M2649S , M26410S , M26411S , M26412S , M26413S , M26414S , M26415S , M26416S , M26417S , M26418S , M26419S , M26420S , M26421S , M26422S , M2651S , M2652S , M2653S , M2654S , M2655S , M2656S , M2657S , M2658S , M2661S , M2662S , M2663S , M2664S , M2665S , M2666S , M2667S , M2668S , M2669S , M26610S , M26611S , M26612S , M26613S , M26614S , M26615S , M2671S , M2672S , M2673S , M2674S , M2675S , M2676S , M2677S , M2678S , M2679S , M26710S , M26711S , M26712S , M26713S , M26714S , M26715S , M26716S , M26717S , M2681S , M2682S , M2683S , M2684S , M2685S , M2686S , M2687S , M2688S , M2689S , M26810S , M26811S , M26812S , M26813S , M26814S , M26815S , M26816S , M26817S , M26818S , M26819S , M2691S , M2692S , M2693S , M2694S , M2695S , M2696S , M2697S , M2698S , M2699S , M3728S , M3729S , M37210S , M37211S , M37212S , M37214S , M37215S , M37216S , M37217S , M37218S , M3735S , M3736S , M3737S , M3751S , M3752S , M3753S , M3755S , M3756S , M3757S , M8196S , M8631S , M8632S , M8633S , M8634S , M8635S , M8636S , M8637S , M8638S , M8639S , M86310S , M86311S , M86312S , M86313S , M86314S , M86315S , M86316S , M86317S , M86318S , M86319S , M86320S , M86321S , M86322S , M86323S , M86324S , M86325S , M86326S , M86327S , M86328S , M86329S , M86330S , M86331S , M86332S , M86333S , M86334S , M86335S , M86336S , M8651S , M8652S , M8653S , M8654S , M8655S , M8656S , M8657S , M8658S , M8659S
MTAAH SURGICAL CO. | باكستان | Pakistan | ME0000007343SFDAA00028 | MIRROR LARYNGEAL | MIRROR LARYNGEAL | M3491S , M3492S , M3493S , M3494S , M3495S , M3496S , M3497S , M3498S , M3499S , M34910S , M34911S , M34912S , M34913S , M34914S , M34915S , M34916S , M34917S , M34918S , M34919S , M34920S , M34921S , M34922S , M34923S , M34924S , M34925S , M34926S , M34927S , M34928S , M34929S , M34930S , M34931S , M34932S , M34933S , M34934S , M34935S , M34936S , M34937S , M34938S , M34939S , M34940S , M34941S , M34942S , M34943S , M34944S , M34945S , M34946S , M34947S , M34948S , M34949S , M34950S , M34951S , M34952S , M3501S , M3502S , M3503S , M3504S , M3509S , M1191S , M1192S , M1193S , M1201S , M1202S , M1203S , M1204S , M1205S , M1206S , M1211S , M1212S , M1213S , M1214S , M1215S , M1216S , M1217S , M1218S
MTAAH SURGICAL CO. | باكستان | Pakistan | ME0000007343SFDAA00027 | INSTRUMENTS CONTAINERS | INSTRUMENTS CONTAINERS | M9751S , M9752S , M9753S , M9754S , M9755S , M9756S , M9757S , M9758S , M9759S , M97510S , M97511S , M97512S , M97513S , M97514S , M97515S , M97516S , M9801S , M9802S , M9803S , M9804S , M9805S , M9806S , M9807S , M9808S , M9809S , M98010S , M98011S , M98012S , M9811S , M9812S , M9813S , M9814S , M9815S , M9816S , M9817S , M9818S , M9819S , M98110S , M98111S , M98112S , M98215S , M98216S , M98217S , M98218S , M98219S , M98220S , M98221S , M98222S , M98223S , M98224S , M98225S , M98226S , M98227S , M98228S , M98229S , M98230S , M98231S , M98232S , M98233S , M98234S , M98235S , M98236S , M98237S , M98238S , M98239S , M98240S , M98241S , M98242S , M98243S , M98244S , M98245S , M98246S , M98247S , M98248S , M98249S , M98250S , M98753S , M98754S , M9711S , M9712S , M9713S , M9714S , M9715S , M9716S , M9717S , M9718S , M9721S , M9722S , M9723S , M9724S , M9725S , M9726S , M9727S , M9728S , M9729S , M97210S , M97211S , M97212S , M97213S , M97214S , M97215S , M9731S , M9732S , M9733S , M97517S , M97518S , M97519S , M97520S , M97521S , M97522S , M97523S , M97524S , M97525S , M97526S , M97527S , M97528S , M97529S , M97530S , M97531S , M97532S , M97533S , M97534S , M97535S , M97536S , M97537S , M97538S , M97539S , M97540S , M97541S , M97542S , M97543S , M97544S , M97545S , M97546S , M97547S , M97548S , M97549S , M97550S , M97551S , M97552S , M9771S , M9772S , M9773S , M9774S , M9775S , M9776S , M9777S , M9778S , M9779S , M97710S , M97711S , M97712S , M97713S , M97714S , M97715S , M97716S , M97717S , M97718S , M97719S , M97720S , M97721S , M97722S , M97723S , M97724S , M97725S , M97726S , M97727S , M97728S , M97729S , M97730S , M97731S , M97732S , M97733S , M97734S , M97735S , M97736S , M97737S , M97738S , M97739S , M97740S , M97741S , M97742S , M97743S , M97744S , M97745S , M97746S , M97747S , M97748S , M97749S , M97750S , M97751S , M97752S , M97753S , M97754S , M97755S , M97756S , M97757S , M97758S , M97759S , M97760S , M97761S , M97762S , M97763S , M97764S , M97765S , M97766S , M97767S , M97768S , M97769S , M97770S , M97771S , M97772S , M97773S , M97774S , M97775S , M97776S , M97777S , M97778S , M97779S , M97780S , M97781S , M97782S , M97783S , M97784S , M97785S , M97786S , M97787S , M97788S , M97789S , M97790S , M97791S , M97792S , M97793S , M97794S , M97795S , M97796S , M97797S , M97798S , M97799S , M977100S , M977101S , M977102S , M977103S , M977104S , M977105S , M977106S , M977107S , M977108S , M977109S , M977110S , M977111S , M977112S , M9871S , M9872S , M9873S , M9874S , M9875S , M9876S , M9877S , M9878S , M9879S , M98710S , M98711S , M98712S , M98713S , M98714S , M98715S , M98716S , M98717S , M98718S , M98719S , M98720S , M98721S , M98722S , M98723S , M98724S , M98725S , M98726S , M98727S , M98728S , M98729S , M98730S , M98731S , M98732S , M98733S , M98734S , M98735S , M98736S , M98737S , M98738S , M98739S , M98740S , M98741S , M98742S , M98743S , M98744S , M98745S , M98746S , M98747S , M98748S , M98749S , M9698S , M9699S , M96910S , M9781S , M9782S , M9783S , M9784S , M9785S , M9786S , M9787S , M9788S , M9789S , M97810S , M97811S , M97812S , M97813S , M97814S , M97815S , M97816S , M97817S , M97818S , M97819S , M97820S , M97821S , M97822S , M97823S , M97824S , M97825S , M97826S , M97827S , M97828S , M97829S , M97830S , M97831S , M97832S , M97833S , M97834S , M97835S , M97836S , M9791S , M9792S , M9793S , M9794S , M9795S , M9796S , M9797S , M9798S , M9799S , M97910S , M97911S , M97912S , M97913S , M98251S , M98252S , M98253S , M98254S , M98255S , M98256S , M98257S , M98258S , M98259S , M98260S , M98261S , M98262S , M98263S , M98264S , M98265S , M98266S , M98267S , M98268S , M98269S , M98270S , M98271S , M98272S , M98273S , M98274S , M98275S , M98276S , M98277S , M98278S , M98279S , M98280S , M98281S , M98282S , M98283S , M98284S , M98285S , M98286S , M9761S , M9762S , M9763S , M9764S , M9765S , M1068-1S , M1068-2S , M1068-3S , M1068-4S , M1068-5S , M1068-6S , M1068-7S , M1068-8S , M1068-9S , M1068-10S , M1068-11S , M1068-12S , M1068-13S , M1068-14S , M1068-15S , M1068-16S , M1068-17S , M1068-18S , M1068-19S , M1068-20S , M1068-21S , M1068-22S , M1068-23S , M1068-24S , M1068-25S , M1068-26S , M1068-27S , M1068-28S , M1068-29S , M1068-30S , M1068-31S , M1068-32S , M1069-1S , M1069-2S , M1069-3S , M1069-4S , M1069-5S , M1069-6S , M1069-7S , M1069-8S
MAKDENT INSTRUMENTS | باكستان | Pakistan | ME0000000462SFDAA00070 | Scalers | Scalers | Dental instrument | أداة طب الأسنان
MAKDENT INSTRUMENTS | باكستان | Pakistan | ME0000000467SFDAA00140 | Extracting forceps | Extracting forceps | Dental instrument | أداة طب الأسنان
MAKDENT INSTRUMENTS | باكستان | Pakistan | ME0000000475SFDAA00003 | Syringes | Syringes | Surgical instrument | أداة جراحية
MAKDENT INSTRUMENTS | باكستان | Pakistan | ME0000000478SFDAA00001 | Trays | Trays | Surgical Instrument | أداة جراحية
ASHRIF DENTAL | باكستان | Pakistan | ME0000010180SFDAA00008 | Mathieu Smaha Tip 14 CM | ORTHODONTIC INSTRUMENT | Reusable needle holders
ASHRIF DENTAL | باكستان | Pakistan | ME0000010180SFDAA00009 | Bracket Holder | ORTHODONTIC INSTRUMENT | Orthodontic bracket holder
ASHRIF DENTAL | باكستان | Pakistan | ME0000010180SFDAA00015 | Band Remover Pliers | ORTHODONTIC INSTRUMENT | Orthodontic Band Remover Pliers
ASHRIF DENTAL | باكستان | Pakistan | ME0000010180SFDAA00012 | Hard Wire Cutter | ORTHODONTIC INSTRUMENT | Orthodontic Wire Cutter
ASHRIF DENTAL | باكستان | Pakistan | ME0000010180SFDAA00016 | Bracket Remover Pliers | ORTHODONTIC INSTRUMENT | Orthodontic Bracket Remover Pliers
ASHRIF DENTAL | باكستان | Pakistan | ME0000010180SFDAA00014 | Ligature Wire Cutter | ORTHODONTIC INSTRUMENT | Orthodontic Ligature Wire Cutter
ASHRIF DENTAL | باكستان | Pakistan | ME0000010180SFDAA00017 | Separator Pliers | ORTHODONTIC INSTRUMENT | Orthodontic Separator Pliers
ASHRIF DENTAL | باكستان | Pakistan | ME0000010180SFDAA00013 | Distal End Cutter | ORTHODONTIC INSTRUMENT | Orthodontic Distal End Cutter
German Healthcare Industries (PVT). Ltd | باكستان | Pakistan | ME0000000643SFDAA00221 | German Healthcare Dental Surgical Scissors | Dental Surgical Scissors | Dental Surgical Scissors
German Healthcare Industries (PVT). Ltd | باكستان | Pakistan | ME0000000645SFDAA00004 | German Healthcare Mouth Gag, adjustable, reusable | Mouth Gag , adjustable, reusable | Mouth Gag ,adjustable, reusable
German Healthcare Industries (PVT). Ltd | باكستان | Pakistan | ME0000009487SFDAA00288 | German Healthcare Mouth Mirrors | Mouth Mirrors | Dental Mouth Mirrors
AKSON SURGICAL | باكستان | Pakistan | ME0000019068SFDAA00041 | SURGICAL SCISSORS | SURGICAL SCISSORS | Surgical scissors are used for cutting tissue, sutures, bandages, and clothes.
INSTRUMED PRIVATE LIMITED | باكستان | Pakistan | ME0000002508SFDAA00018 | Magill catheter forceps | Magill catheter forceps | MAGILL oral and nasal
INSTRUMED PRIVATE LIMITED | باكستان | Pakistan | ME0000002500SFDAA00001 | Macintosh Laryngoscope sets | Macintosh Laryngoscope sets | Complete Set With Blades
AKSON SURGICAL | باكستان | Pakistan | ME0000019068SFDAA00048 | FORCEPS | FORCEPS | Forceps are used for holding tissue and sutures, etc.
INTER LINKS | باكستان | Pakistan | ME0000003174SFDAA00001 | SCIENPHARMA SELF ASPIRATING DENTAL SYRINGE FOR ANESTHETIC CARPULE | SELF ASPIRATING DENTAL SYRINGE FOR ANESTHETIC CARPULE | Reusable dental surgery instruments.
INTER LINKS | باكستان | Pakistan | ME0000003182SFDAA00003 | SCIENPHARMA ORTHO HEAVY - DUTY WIRE CUTTER | ORTHO HEAVY - DUTY WIRE CUTTER | Reusable dental surgery instruments.
INTER LINKS | باكستان | Pakistan | ME0000003191SFDAA00068 | SCIENPHARMA NITI CINCH BACK PLIER | NITI CINCH BACK PLIER | Reusable dental surgery instruments.
INTER LINKS | باكستان | Pakistan | ME0000003201SFDAA00008 | SCIENPHARMA UNIVERSAL PIN BINDING PLIER | UNIVERSAL PIN BINDING PLIER | Reusable dental surgery instruments.
INTER LINKS | باكستان | Pakistan | ME0000003218SFDAA00122 | SCIENPHARMA BAND SEATING AND REMOVING INSTRUMENT (SCALER) DOUBLE ENDED | BAND SEATING AND REMOVING INSTRUMENT (SCALER) DOUBLE ENDED | Reusable dental surgery instruments.
INTER LINKS | باكستان | Pakistan | ME0000003275SFDAA00010 | SCIENPHARMA CROWN REMOVER MORREL WITH 3 INSERTS, STAINLESS STEEL | CROWN REMOVER MORREL WITH 3 INSERTS, STAINLESS STEEL | Reusable dental surgery instruments.
INTER LINKS | باكستان | Pakistan | ME0000003192SFDAA00005 | SCIENPHARMA POSTERIOR BAND REMOVER PLIER WITH 2 REPLACEMENT PADS | POSTERIOR BAND REMOVER PLIER WITH 2 REPLACEMENT PADS | Reusable dental surgery instruments.
INTER LINKS | باكستان | Pakistan | ME0000003145SFDAA00002 | SCIENPHARMA ENDODONTIC RUBBER DAM PUNCHER | ENDODONTIC RUBBER DAM PUNCHER | Reusable dental surgery instruments
INTER LINKS | باكستان | Pakistan | ME0000003177SFDAA00002 | SCIENPHARMA BAND SEATER | BAND SEATER | Reusable dental surgery instruments.
INTER LINKS | باكستان | Pakistan | ME0000003186SFDAA00013 | SCIENPHARMA MATHIEU NEEDLE HOLDER | MATHIEU NEEDLE HOLDER | Reusable dental surgery instruments.
INTER LINKS | باكستان | Pakistan | ME0000003276SFDAA00001 | SCIENPHARMA RIGID STAINLESS STEEL SPATULA FOR MIXING RUBBER IMPRESSION MATERIAL | RIGID STAINLESS STEEL SPATULA FOR MIXING RUBBER IMPRESSION MATERIAL | Reusable dental surgery instruments.
INTER LINKS | باكستان | Pakistan | ME0000003269SFDAA00002 | SCIENPHARMA GOLDMAN FOX BONE/SOFT TISSUE NIPPER | GOLDMAN FOX BONE/SOFT TISSUE NIPPER | Reusable dental surgery instruments.
INTER LINKS | باكستان | Pakistan | ME0000003202SFDAA00014 | SCIENPHARMA TWEED ARCH FORMING PLIER FOR RECTANGULAR WIRES | TWEED ARCH FORMING PLIER FOR RECTANGULAR WIRES | Reusable dental surgery instruments.
INTER LINKS | باكستان | Pakistan | ME0000003188SFDAA00008 | SCIENPHARMA BIRD BEAK PLIER | BIRD BEAK PLIER | Reusable dental surgery instruments.
INTER LINKS | باكستان | Pakistan | ME0000003193SFDAA00002 | SCIENPHARMA SEPARATING PLIER | SEPARATING PLIER | Reusable dental surgery instruments.
INTER LINKS | باكستان | Pakistan | ME0000003179SFDAA00001 | SCIENPHARMA BAND PUSHER MERSHON, 5 - SIDED, ANGLED SERRATED TIP | BAND PUSHER MERSHON, 5 - SIDED, ANGLED SERRATED TIP | Reusable dental surgery instruments.
INTER LINKS | باكستان | Pakistan | ME0000003156SFDAA00010 | SCIENPHARMA SILVER POINT STIEGLITZ FORCEPS | SILVER POINT STIEGLITZ FORCEPS | Reusable dental surgery instruments.
INTER LINKS | باكستان | Pakistan | ME0000003204SFDAA00119 | SCIENPHARMA TWEED RIBBON ARCH FORMING PLIERS | TWEED RIBBON ARCH FORMING PLIERS | Reusable dental surgery instruments.
INTER LINKS | باكستان | Pakistan | ME0000003273SFDAA00003 | SCIENPHARMA MICRO - SURGICAL SCISSORS FOR MICROSUTURING | MICRO - SURGICAL SCISSORS FOR MICROSUTURING | Reusable dental surgery instruments.
INSTRUMED PVT LTD. | باكستان | Pakistan | ME0000003726SFDAA00002 | INSTRUMED (Pvt.) LTd. | Dental Instruments | Dental Instruments
NADIR & CO. | باكستان | Pakistan | ME0000004135SFDAA00004 | Nadir & Co | Forceps | Mosquito Forceps 12.5cm Straight - NA-17140 Mosquito Forceps 12.5cm Curved - NA-17142 Mosquito Forceps 12.5cm Hook Tips - NA-17142H Mosquito Forceps 12.5cm Tip Contact - NA-17140T Mosquito Forceps 12.5cm Hole Tips - NA-17140E Articulating Paper Forceps 14cm - 115-0460
MEED SKILLS SURGICAL | باكستان | Pakistan | ME0000014463SFDAA00001 | Suture Scissor | Suture Scissor | Stainless Steel Suture Scissor
SAMAD RUBBER WORKS (PVT.) LIMITED | باكستان | Pakistan | ME0000020853SFDAA00008 | Samad Coverall | Protective Coverall | Designed to help protect against light liquid splashes (Type 6). This suit is made in accordance with EN 13688:2013, and TYPE 6 standards (EN 13034-A1). Non Woven PPE Device. Range 60+ GSM. Disposable. Constructed from quality laminated microporous material. Excellent protection against certain liquid splashes and sprays. Seam sealing tape used for additional protection. Three-panel hood design for better fit, unrestricted vision, and compatibility with other PPE. Inbuilt chin and neck flip Zippers for easy donning and doffing when wearing gloves. Zipper seam covered with flap and adjusted with tape for extra protection. Low linting. Offers protection against certain biohazards.
SAMAD RUBBER WORKS (PVT.) LIMITED | باكستان | Pakistan | ME0000020853SFDAA00012 | Samad Isolation Gown | Isolation Gown | Over the Head (SG-101): Full back covering with thumb loop design Thumb loop wrists allow for a good gown and glove fit and help prevents sleeves from slipping. Complete 360-degree coverage with over the head donning. Overlapping back panels with side ties. Impervious barrier will protect against highest level of fluids.
SAMAD RUBBER WORKS (PVT.) LIMITED | باكستان | Pakistan | ME0000020853SFDAA00013 | Samad Isolation Gown | Isolation Gown | Neck Tie (SG-102): Full Back covering and neck tie including option of back ties. Overlapping back panels with side ties. Available in option of elasticated cuff and knitted cuff. Option of velcro neck closure also available. Impervious barrier will protect against highest level of fluids.
SAMAD RUBBER WORKS (PVT.) LIMITED | باكستان | Pakistan | ME0000020853SFDAA00011 | Samad Face Shield | Shield Protective Personnel | Full Face Protection. Provides barrier protection against liquid splashes. This product is a single user product, safe for multiple uses by the same user. Fits over goggles, glasses and face mask. Can be washed with soap and water. Available with film coating to prevent damage. Excellent Clarity. Comfortable Forehead Fit. Good elasticity and light weight.
SAMAD RUBBER WORKS (PVT.) LIMITED | باكستان | Pakistan | ME0000020853SFDAA00018 | Samad Isolation Gown | Isolation Gown | Over the Head, Thumb Loop, Open Back with ties SG-103: Full back isolation with thumb loop design. Thumb loop Wrists allow for a good gown fitting and help prevents sleeves from slipping. Back ties help in full front cover. Design: Over the head, center back waste tie, Thumb hook cuff, Open back, Protection against highest level of fluids.
Dental Devices | باكستان | Pakistan | ME0000007914SFDAA00001 | Scissors | Scissors
Dental Devices | باكستان | Pakistan | ME0000007914SFDAA00002 | Matrix Retainer | Matrix Retainer
Dental Devices | باكستان | Pakistan | ME0000007914SFDAA00003 | Trays | Trays
Dental Devices | باكستان | Pakistan | ME0000007914SFDAA00004 | Mouth Mirror | Mouth Mirror
Dental Devices | باكستان | Pakistan | ME0000007914SFDAA00005 | filling instruments | filling instruments
Dental Devices | باكستان | Pakistan | ME0000007914SFDAA00006 | bone file | bone file
Dental Devices | باكستان | Pakistan | ME0000007914SFDAA00007 | Excavator | Excavator
Dental Devices | باكستان | Pakistan | ME0000007914SFDAA00008 | Extracting Forcep | Extracting Forcep
Dental Devices | باكستان | Pakistan | ME0000007914SFDAA00009 | Periodontia Instrument | Periodontia Instrument
Dental Devices | باكستان | Pakistan | ME0000007914SFDAA00010 | Pliers | Pliers
Dental Devices | باكستان | Pakistan | ME0000007914SFDAA00011 | Root elevator | Root elevator
Dental Devices | باكستان | Pakistan | ME0000007914SFDAA00012 | Spatula | Spatula
Dental Devices | باكستان | Pakistan | ME0000007914SFDAA00013 | Wax Instrument | Wax Instrument
Dental Devices | باكستان | Pakistan | ME0000007914SFDAA00014 | Matrix Retainer | Matrix Retainer
Dental Devices | باكستان | Pakistan | ME0000007914SFDAA00015 | Rubber dam Instrument | Rubber dam Instrument
Dental Devices | باكستان | Pakistan | ME0000007914SFDAA00016 | AmalgamCarvers | AmalgamCarvers
LONG LIFE SURGICAL INDUSTRIES | باكستان | Pakistan | ME0000005760SFDAA00001 | Fiber Optic Green System Disposable Laryngoscope Metallic Kits | LARYNGOSCOPE KITS
MEHRIA CROSSTEX (Private) Limited | باكستان | Pakistan | ME0000009137SFDAA00001 | EXPLORER | EXPLORER
MEHRIA CROSSTEX (Private) Limited | باكستان | Pakistan | ME0000009137SFDAA00002 | EXCAVATOR | EXCAVATOR
MEHRIA CROSSTEX (Private) Limited | باكستان | Pakistan | ME0000009137SFDAA00003 | HEX DRIVER | DRIVER
MEHRIA CROSSTEX (Private) Limited | باكستان | Pakistan | ME0000009137SFDAA00004 | ENDO FINGER ROLER | ENDO FINGER ROLER
MEHRIA CROSSTEX (Private) Limited | باكستان | Pakistan | ME0000009137SFDAA00005 | IVORY | IVORY
MEHRIA CROSSTEX (Private) Limited | باكستان | Pakistan | ME0000009137SFDAA00006 | PRF BOX | PRF BOX
MEHRIA CROSSTEX (Private) Limited | باكستان | Pakistan | ME0000009137SFDAA00007 | SPIRIT LAMP | SPIRIT LAMP
MEHRIA CROSSTEX (Private) Limited | باكستان | Pakistan | ME0000009137SFDAA00008 | Extender | Extender
MEHRIA CROSSTEX (Private) Limited | باكستان | Pakistan | ME0000009137SFDAA00009 | FILLER TUBE | FILLER TUBE
MEHRIA CROSSTEX (Private) Limited | باكستان | Pakistan | ME0000009137SFDAA00010 | Bernard | Bernard
MEHRIA CROSSTEX (Private) Limited | باكستان | Pakistan | ME0000009137SFDAA00011 | AINSWORTH PUNCH | PUNCH
MEHRIA CROSSTEX (Private) Limited | باكستان | Pakistan | ME0000009137SFDAA00012 | AMALGAM CARRIER WELL | AMALGAM
MEHRIA CROSSTEX (Private) Limited | باكستان | Pakistan | ME0000009137SFDAA00013 | ELEVATOR | ELEVATOR
MEHRIA CROSSTEX (Private) Limited | باكستان | Pakistan | ME0000009137SFDAA00014 | SPREADER | SPREADER
MEHRIA CROSSTEX (Private) Limited | باكستان | Pakistan | ME0000009137SFDAA00015 | BURNISHER | BURNISHER
MEHRIA CROSSTEX (Private) Limited | باكستان | Pakistan | ME0000009137SFDAA00016 | SPATULA | SPATULA
MEHRIA CROSSTEX (Private) Limited | باكستان | Pakistan | ME0000009137SFDAA00017 | OSTEOTOMES | OSTEOTOMES
MEHRIA CROSSTEX (Private) Limited | باكستان | Pakistan | ME0000009137SFDAA00018 | PLACEMENT INST | PLACEMENT INST
MEHRIA CROSSTEX (Private) Limited | باكستان | Pakistan | ME0000009137SFDAA00019 | BAND SEATER | BAND SEATER
MEHRIA CROSSTEX (Private) Limited | باكستان | Pakistan | ME0000009137SFDAA00020 | HOLDER | HOLDER
MEHRIA CROSSTEX (Private) Limited | باكستان | Pakistan | ME0000009137SFDAA00021 | BONE COLLECTOR | BONE COLLECTOR
MEHRIA CROSSTEX (Private) Limited | باكستان | Pakistan | ME0000009137SFDAA00022 | DRESSING PLIER | DRESSING PLIER
MEHRIA CROSSTEX (Private) Limited | باكستان | Pakistan | ME0000009137SFDAA00023 | BONE CRUSHER | BONE CRUSHER
MEHRIA CROSSTEX (Private) Limited | باكستان | Pakistan | ME0000009137SFDAA00024 | PERIOTOME | PERIOTOME
MEHRIA CROSSTEX (Private) Limited | باكستان | Pakistan | ME0000009137SFDAA00025 | BONE RONGEURS | BONE RONGEURS
MEHRIA CROSSTEX (Private) Limited | باكستان | Pakistan | ME0000009137SFDAA00026 | BONE FILTER | BONE FILTER
MEHRIA CROSSTEX (Private) Limited | باكستان | Pakistan | ME0000009137SFDAA00027 | BONE SCRAPER | BONE SCRAPER
MEHRIA CROSSTEX (Private) Limited | باكستان | Pakistan | ME0000009137SFDAA00028 | COMPACTOR | COMPACTOR
MEHRIA CROSSTEX (Private) Limited | باكستان | Pakistan | ME0000009137SFDAA00029 | ENDODONTIC BOX | ENDODONTIC BOX
MEHRIA CROSSTEX (Private) Limited | باكستان | Pakistan | ME0000009137SFDAA00030 | BONE WELL | BONE WELL
MEHRIA CROSSTEX (Private) Limited | باكستان | Pakistan | ME0000009137SFDAA00031 | BONE MILL | BONE MILL
MEHRIA CROSSTEX (Private) Limited | باكستان | Pakistan | ME0000009137SFDAA00032 | FRAME | FRAME
MEHRIA CROSSTEX (Private) Limited | باكستان | Pakistan | ME0000009137SFDAA00033 | INSTRUMENTS BOX | INSTRUMENTS BOX
MEHRIA CROSSTEX (Private) Limited | باكستان | Pakistan | ME0000009137SFDAA00034 | GINGIVAL CORD PACKERS | GINGIVAL CORD PACKERS
MEHRIA CROSSTEX (Private) Limited | باكستان | Pakistan | ME0000009137SFDAA00035 | GUIDES | GUIDES
MEHRIA CROSSTEX (Private) Limited | باكستان | Pakistan | ME0000009137SFDAA00036 | MARGIN TRIMMERS | MARGIN TRIMMERS
MEHRIA CROSSTEX (Private) Limited | باكستان | Pakistan | ME0000009137SFDAA00037 | INSTRUMENTS TRAY | INSTRUMENTS TRAY
MEHRIA CROSSTEX (Private) Limited | باكستان | Pakistan | ME0000009137SFDAA00038 | MOUTH PROPS | MOUTH PROPS
MEHRIA CROSSTEX (Private) Limited | باكستان | Pakistan | ME0000009137SFDAA00039 | KIDNEY TRAY | KIDNEY TRAY
MEHRIA CROSSTEX (Private) Limited | باكستان | Pakistan | ME0000009137SFDAA00040 | PLIER STAND | PLIER STAND
MEHRIA CROSSTEX (Private) Limited | باكستان | Pakistan | ME0000009137SFDAA00041 | SAW DISC | SAW DISC
MEHRIA CROSSTEX (Private) Limited | باكستان | Pakistan | ME0000009137SFDAA00042 | POCKET MARKER | POCKET MARKER
MEHRIA CROSSTEX (Private) Limited | باكستان | Pakistan | ME0000009137SFDAA00043 | SHEET | SHEET
MEHRIA CROSSTEX (Private) Limited | باكستان | Pakistan | ME0000009137SFDAA00044 | MIRROR | MIRROR
MEHRIA CROSSTEX (Private) Limited | باكستان | Pakistan | ME0000009137SFDAA00045 | MIRROR HANDLE | MIRROR HANDLE
MEHRIA CROSSTEX (Private) Limited | باكستان | Pakistan | ME0000009137SFDAA00046 | DRILL | DRILL
MEHRIA CROSSTEX (Private) Limited | باكستان | Pakistan | ME0000009137SFDAA00047 | IMPRESSION TRAYS | IMPRESSION TRAYS
MEHRIA CROSSTEX (Private) Limited | باكستان | Pakistan | ME0000009137SFDAA00048 | CHESIL | CHESIL
MEHRIA CROSSTEX (Private) Limited | باكستان | Pakistan | ME0000009137SFDAA00049 | CLAMP | CLAMP
MEHRIA CROSSTEX (Private) Limited | باكستان | Pakistan | ME0000009137SFDAA00050 | LUXATER | LUXATER
MEHRIA CROSSTEX (Private) Limited | باكستان | Pakistan | ME0000009137SFDAA00051 | PLASTIC FILLING | PLASTIC FILLING
MEHRIA CROSSTEX (Private) Limited | باكستان | Pakistan | ME0000009137SFDAA00052 | PLIERS | PLIERS
MEHRIA CROSSTEX (Private) Limited | باكستان | Pakistan | ME0000009137SFDAA00053 | PROBE | PROBE
MEHRIA CROSSTEX (Private) Limited | باكستان | Pakistan | ME0000009137SFDAA00054 | RATCHET | RATCHET
MEHRIA CROSSTEX (Private) Limited | باكستان | Pakistan | ME0000009137SFDAA00055 | RETRACTOR | RETRACTOR
MEHRIA CROSSTEX (Private) Limited | باكستان | Pakistan | ME0000009137SFDAA00056 | RUBBER DAM CLAMPS | RUBBER DAM CLAMPS
MEHRIA CROSSTEX (Private) Limited | باكستان | Pakistan | ME0000009137SFDAA00057 | SCALERS | SCALERS
MEHRIA CROSSTEX (Private) Limited | باكستان | Pakistan | ME0000009137SFDAA00058 | SCALPEL BLADE | SCALPEL BLADE
MEHRIA CROSSTEX (Private) Limited | باكستان | Pakistan | ME0000009137SFDAA00059 | SCALPEL HANDLE | SCALPEL HANDLE
MEHRIA CROSSTEX (Private) Limited | باكستان | Pakistan | ME0000009137SFDAA00060 | SICKLE SCALERS | SICKLE SCALERS
MEHRIA CROSSTEX (Private) Limited | باكستان | Pakistan | ME0000009137SFDAA00061 | BONE FILTER | BONE FILTER
MEHRIA CROSSTEX (Private) Limited | باكستان | Pakistan | ME0000009137SFDAA00062 | STRIPPING INST | STRIPPING INST
MEHRIA CROSSTEX (Private) Limited | باكستان | Pakistan | ME0000009137SFDAA00063 | TOFFLEMIRE | TOFFLEMIRE
MEHRIA CROSSTEX (Private) Limited | باكستان | Pakistan | ME0000009137SFDAA00064 | TEMPELTE | TEMPELTE
MEHRIA CROSSTEX (Private) Limited | باكستان | Pakistan | ME0000009137SFDAA00065 | CARVERS | CARVERS
MEHRIA CROSSTEX (Private) Limited | باكستان | Pakistan | ME0000009137SFDAA00066 | Cassettes | Cassettes
MEHRIA CROSSTEX (Private) Limited | باكستان | Pakistan | ME0000009137SFDAA00067 | Carvers | Carvers
MEHRIA CROSSTEX (Private) Limited | باكستان | Pakistan | ME0000009137SFDAA00068 | SINUS | SINUS
MEHRIA CROSSTEX (Private) Limited | باكستان | Pakistan | ME0000009137SFDAA00069 | SUCTION TUBE | SUCTION TUBE
MEHRIA CROSSTEX (Private) Limited | باكستان | Pakistan | ME0000009137SFDAA00070 | SYRINGE | SYRINGE
MEHRIA CROSSTEX (Private) Limited | باكستان | Pakistan | ME0000009137SFDAA00071 | TWEEZER | TWEEZER
MEHRIA CROSSTEX (Private) Limited | باكستان | Pakistan | ME0000009137SFDAA00072 | HAMMER | HAMMER
MEHRIA CROSSTEX (Private) Limited | باكستان | Pakistan | ME0000009137SFDAA00073 | PLUGGER | PLUGGER
ELIXIR SURGICAL | باكستان | Pakistan | ME0000007388SFDAA00001 | Forceps | Surgical Instruments
German Healthcare Industries (Pvt.) Ltd | باكستان | Pakistan | ME0000009195SFDAA00001 | Orthodontic Pliers | Orthodontic Pliers
German Healthcare Industries (Pvt.) Ltd | باكستان | Pakistan | ME0000009195SFDAA00002 | Root Elevator | Root Elevator
German Healthcare Industries (Pvt.) Ltd | باكستان | Pakistan | ME0000009195SFDAA00003 | Dental Surgical Scissors | Dental Surgical Scissors
German Healthcare Industries (Pvt.) Ltd | باكستان | Pakistan | ME0000009195SFDAA00004 | Mouth Mirrors | Mouth Mirrors
Uniferoz (Pvt) Ltd | باكستان | Pakistan | ME0000000337SFDAA00001 | Saniplast Fabric Bandages | Fabric Bandages
Uniferoz (Pvt) Ltd | باكستان | Pakistan | ME0000000337SFDAA00002 | Dermapore Paper Surgical Tape | Paper Surgical Tape
Uniferoz (Pvt) Ltd | باكستان | Pakistan | ME0000000337SFDAA00003 | Saniplast First Aid Bandages | First Aid Bandages
UNIFEROZ PVT LTD | باكستان | Pakistan | ME0000000288SFDAA00007 | SANIPLAST | First Aid Bandage |  | لصقة طبية
UNIFEROZ PVT LTD | باكستان | Pakistan | ME0000000288SFDAA00008 | SANIPLAST | First Aid Bandage |  | لصقة طبية
UNIFEROZ PVT LTD | باكستان | Pakistan | ME0000000288SFDAA00009 | SANIPLAST | First Aid Bandage |  | لصقة طبية
UNIFEROZ PVT LTD | باكستان | Pakistan | ME0000000288SFDAA00010 | SANIPLAST | First Aid Bandage |  | لصقة طبية
UNIFEROZ PVT LTD | باكستان | Pakistan | ME0000000288SFDAA00011 | SANIPLAST | First Aid Bandage |  | لصقة طبية
UNIFEROZ PVT LTD | باكستان | Pakistan | ME0000000288SFDAA00012 | SANIPLAST | First Aid Bandage |  | لصقة طبية
LONG LIFE SURGICAL INDUSTRIES | باكستان | Pakistan | ME0000005760SFDAA00007 | Magill Catheter Introducing Forceps | Preparation Instruments
Charismatech Helthcare | باكستان | Pakistan | ME0000007756SFDAA00001 | Endodontic Instrument | Dental Instrument
Charismatech Helthcare | باكستان | Pakistan | ME0000007756SFDAA00002 | Restorative Instrument | Dental Instrument
Charismatech Helthcare | باكستان | Pakistan | ME0000007756SFDAA00003 | Orthodontic Plier | Dental Instrument
Wenzhou Kangshun Medical Device Co.,Ltd | باكستان | Pakistan | ME0000008175SFDAA00001 | KOMOTO | STETHOSCOPE
Teca Dent Instruments | باكستان | Pakistan | ME0000008815SFDAA00001 | Extracting Forceps | Extracting Forceps | Instruments may only be used for their intended purpose in specialist medical fields by properly trained, qualified personnel. The attending doctor or operator is responsible for the selection of the instruments for specific applications and operative use, appropriate training and information, and adequate experience for handling the instruments.
Khalid Enterprises | باكستان | Pakistan | ME0000007152SFDAA00002 | TOTAL COMFORT | ORTHOPAEDIC CAST SHOE |  | مثالية للاستخدام بعد تطبيق الجص المدلى بها من القدم او الكاحل
SWANTIA MEDICAL (PVT.) LIMITED. | باكستان | Pakistan | ME0000006853SFDAA00001 | Otoscopes | Otoscopes
SWANTIA MEDICAL (PVT.) LIMITED. | باكستان | Pakistan | ME0000006853SFDAA00002 | OPHTHALMOSCOPE | OPHTHALMOSCOPE
SWANTIA MEDICAL (PVT.) LIMITED. | باكستان | Pakistan | ME0000006853SFDAA00003 | DIAGNOSTIC SETS | DIAGNOSTIC SETS
SWANTIA MEDICAL (PVT.) LIMITED. | باكستان | Pakistan | ME0000006853SFDAA00004 | PERCUSSION HAMMERS | PERCUSSION HAMMERS
Laudable International | باكستان | Pakistan | ME0000010706SFDAA00005 | Container Sterlization | Container Sterlization
Laudable International | باكستان | Pakistan | ME0000010706SFDAA00006 | Instrument tray W/Cover | Instrument tray W/Cover
Belmera Enterprises | باكستان | Pakistan | ME0000013096SFDAA00001 | Belmera Enterprises | RubberDam
Belmera Enterprises | باكستان | Pakistan | ME0000013096SFDAA00002 | Belmera Enterprises | Crown Remover
Belmera Enterprises | باكستان | Pakistan | ME0000013096SFDAA00003 | Belmera Enterprises | Instrument Tray
Belmera Enterprises | باكستان | Pakistan | ME0000013096SFDAA00004 | Belmera Enterprises | Needle Holder Matheiuw
Belmera Enterprises | باكستان | Pakistan | ME0000013096SFDAA00005 | Belmera Enterprises | Dental Ortho Kit
Belmera Enterprises | باكستان | Pakistan | ME0000013096SFDAA00006 | Belmera Enterprises | Extracting Forcep (KIT)
Belmera Enterprises | باكستان | Pakistan | ME0000013096SFDAA00007 | Belmera Enterprises | Mouth Mirror Box with Handle
Belmera Enterprises | باكستان | Pakistan | ME0000013096SFDAA00008 | Belmera Enterprises | Dental Tweezer
Belmera Enterprises | باكستان | Pakistan | ME0000013096SFDAA00009 | Belmera Enterprises | Root Elevator (KIT)
Belmera Enterprises | باكستان | Pakistan | ME0000013096SFDAA00010 | Belmera Enterprises | Dental Syringe
Belmera Enterprises | باكستان | Pakistan | ME0000013096SFDAA00011 | Belmera Enterprises | Spatula
Belmera Enterprises | باكستان | Pakistan | ME0000013096SFDAA00012 | Belmera Enterprises | Iris Scissors
Belmera Enterprises | باكستان | Pakistan | ME0000013096SFDAA00013 | Belmera Enterprises | Impression Tray (Pair)
Belmera Enterprises | باكستان | Pakistan | ME0000013096SFDAA00014 | Belmera Enterprises | Dental Scalers
Medical Devices (PVT) LTD | باكستان | Pakistan | ME0000003963SFDAA00007 | Lunalite & Mark III | Laryngoscopes
Medical Devices (PVT) LTD | باكستان | Pakistan | ME0000003963SFDAA00008 | Maxlite & LED Handle | Laryngoscopes
Medical Devices (PVT) LTD | باكستان | Pakistan | ME0000003963SFDAA00009 | Sololite & Mark III Handle | Laryngoscopes
Denton Instruments | باكستان | Pakistan | ME0000002124SFDAA00065 | mouth mirror | Dental Instruments
DENTO INSTRUMENTS | باكستان | Pakistan | ME0000002125SFDAA00001 | Extracting forceps | Surgical Instruments
DENTO INSTRUMENTS | باكستان | Pakistan | ME0000002125SFDAA00002 | Root elevator | Surgical Instruments
DENTO INSTRUMENTS | باكستان | Pakistan | ME0000002125SFDAA00003 | Scaler intended | Surgical Instruments
DENTO INSTRUMENTS | باكستان | Pakistan | ME0000002125SFDAA00004 | Needle holder | Surgical Instruments
Denton Instruments | باكستان | Pakistan | ME0000002123SFDAA00015 | Hollow wares | surgical instruments
Denton Instruments | باكستان | Pakistan | ME0000002123SFDAA00016 | scissors | surgical instruments
Denton Instruments | باكستان | Pakistan | ME0000002123SFDAA00017 | Impression Trays | Dental Instruments
Denton Instruments | باكستان | Pakistan | ME0000002123SFDAA00018 | syringes | surgical instruments
DENTO INSTRUMENTS | باكستان | Pakistan | ME0000002125SFDAA00005 | speculum | Surgical Instruments
DENTO INSTRUMENTS | باكستان | Pakistan | ME0000002125SFDAA00006 | Rubber Dam Kit | Surgical Instruments
DENTO INSTRUMENTS | باكستان | Pakistan | ME0000002125SFDAA00007 | Laryngoscope | Surgical Instruments
DENTO INSTRUMENTS | باكستان | Pakistan | ME0000002125SFDAA00008 | Tweezers | Surgical Instruments
DENTO INSTRUMENTS | باكستان | Pakistan | ME0000002125SFDAA00009 | Spatula | Surgical Instruments
GYNAMED Instruments | باكستان | Pakistan | ME0000003313SFDAA00008 | Rectal Spreader | Rectum Spreader | Standard Surgical Instruments
Charismatech Helthcare | باكستان | Pakistan | ME0000007756SFDAA00004 | Dental Mirror | Dental Instruments | Reusable Dental Instrument For Dental Treatment.
Elite Instruments Incorporated | باكستان | Pakistan | ME0000008343SFDAA00023 | BURNISHERS CARVER ENAMEL INSTRUMENTS | BURNISHERS CARVER ENAMEL INSTRUMENTS | BURNISHERS CARVER ENAMEL INSTRUMENTS
Elite Instruments Incorporated | باكستان | Pakistan | ME0000008343SFDAA00024 | TRAYS ARTICULATORS | TRAYS ARTICULATORS | TRAYS ARTICULATORS
Laudable International | باكستان | Pakistan | ME0000010706SFDAA00001 | Probes | Probes | Probes
Laudable International | باكستان | Pakistan | ME0000010706SFDAA00001 | Probes | Probes | Probes
Laudable International | باكستان | Pakistan | ME0000010706SFDAA00002 | Scissor | Scissor | Scissor
Laudable International | باكستان | Pakistan | ME0000010706SFDAA00002 | Scissor | Scissor | Scissor
Laudable International | باكستان | Pakistan | ME0000010706SFDAA00003 | Forceps | Forceps | Forceps
Laudable International | باكستان | Pakistan | ME0000010706SFDAA00003 | Forceps | Forceps | Forceps
Laudable International | باكستان | Pakistan | ME0000010706SFDAA00004 | DIALATORS | DIALATORS | DIALATORS
Laudable International | باكستان | Pakistan | ME0000010706SFDAA00004 | DIALATORS | DIALATORS | DIALATORS
WAHA INDUSTRIES | باكستان | Pakistan | ME0000006920SFDAA00025 | Bone Curette | Bone Curette | Bone Curette
Charismatech Helthcare | باكستان | Pakistan | ME0000007756SFDAA00005 | Dental Syringe | Dental Instrument | Reusable Dental Instrument For Dental Treatment
Goldstar Medical Instruments | باكستان | Pakistan | ME0000000265SFDAA00035 | Goldstar | Laryngoscope .set/Kits | Laryngoscopes are ideal for physicians for use in Operation Theaters, Trauma Centers and Emergency Services. All Laryngoscopes are made of Medical Grade Stainless Steel. Goldstar Laryngoscopes are ideal for normal, pediatric, neonate, obese and difficult intubations
Mind Business | باكستان | Pakistan | ME0000000114SFDAA00123 | Restorative instrument | Dental Instrument | Reusable dental Instrument For dental treatment
WAHA INDUSTRIES | باكستان | Pakistan | ME0000006920SFDAA00062 | Trephine | Trephine | Trephine
WAHA INDUSTRIES | باكستان | Pakistan | ME0000006920SFDAA00037 | Implant Drills | Implant Drills | Implant Drills
WAHA INDUSTRIES | باكستان | Pakistan | ME0000006920SFDAA00059 | TORQUE wrench and Ratchet | TORQUE wrench and Ratchet | TORQUE wrench and Ratchet
WAHA INDUSTRIES | باكستان | Pakistan | ME0000006920SFDAA00054 | Suction Pipe | Suction Pipe | Suction Pipe
WAHA INDUSTRIES | باكستان | Pakistan | ME0000006920SFDAA00050 | Sinus Lift Instruments | Sinus Lift Instruments | Sinus Lift Instruments
WAHA INDUSTRIES | باكستان | Pakistan | ME0000006920SFDAA00045 | Plugger | Plugger | Plugger
WAHA INDUSTRIES | باكستان | Pakistan | ME0000006920SFDAA00041 | Mixing Spatula with Shovel | Spatula | Spatula
WAHA INDUSTRIES | باكستان | Pakistan | ME0000006920SFDAA00033 | Booley Gauge | Booley Gauge | Booley Gauge
WAHA INDUSTRIES | باكستان | Pakistan | ME0000006920SFDAA00029 | Bone Mill | Bone Mill | Bone Mill
WAHA INDUSTRIES | باكستان | Pakistan | ME0000006920SFDAA00028 | Bone Injectors Collectors & Suction Tube | Bone Injectors Collectors & Suction Tube | Bone Injectors Collectors & Suction Tube
WAHA INDUSTRIES | باكستان | Pakistan | ME0000006920SFDAA00032 | Bone Universal Kit | Bone Universal Kit | Bone Universal Kit
WAHA INDUSTRIES | باكستان | Pakistan | ME0000006920SFDAA00053 | Suction Needle | Suction Needle | Suction Needle
WAHA INDUSTRIES | باكستان | Pakistan | ME0000006920SFDAA00036 | Dynamomter | Surgical Dynamometer | Surgical Dynamometer
WAHA INDUSTRIES | باكستان | Pakistan | ME0000006920SFDAA00040 | Keys for implant screw | Keys for implant screw | Keys for implant screw
WAHA INDUSTRIES | باكستان | Pakistan | ME0000006920SFDAA00064 | Triplex Syringes Tips | Triplex Syringes Tips | Triplex Syringes Tips
WAHA INDUSTRIES | باكستان | Pakistan | ME0000006920SFDAA00058 | Tissue Punch | Tissue Punch | Tissue Punch
WAHA INDUSTRIES | باكستان | Pakistan | ME0000006920SFDAA00044 | Periosteal Elevator | Periosteal Elevator | Periosteal Elevator
WAHA INDUSTRIES | باكستان | Pakistan | ME0000006920SFDAA00022 | Amalgam Gun | Amalgam Gun | Amalgam Gun
WAHA INDUSTRIES | باكستان | Pakistan | ME0000006920SFDAA00023 | Basons for Bone | Basons for Bone | Basons for Bone
WAHA INDUSTRIES | باكستان | Pakistan | ME0000006920SFDAA00027 | Bone Grafting Instruments | Bone Grafting Instruments | Bone Grafting Instruments
WAHA INDUSTRIES | باكستان | Pakistan | ME0000006920SFDAA00031 | Bone Thickness Gauge | Bone Thickness Gauge | Bone Thickness Gauge
WAHA INDUSTRIES | باكستان | Pakistan | ME0000006920SFDAA00035 | Curettes | Curettes | Curettes
WAHA INDUSTRIES | باكستان | Pakistan | ME0000006920SFDAA00039 | Implant Sinus Lift Instruments | Implant Sinus Lift Instruments | Implant Sinus Lift Instruments
WAHA INDUSTRIES | باكستان | Pakistan | ME0000006920SFDAA00043 | Osteotome Convexes | Osteotome Convexes | Osteotome Convexes
WAHA INDUSTRIES | باكستان | Pakistan | ME0000006920SFDAA00047 | Sinus Lift Curettes & Elevators | Sinus Lift Curettes & Elevators | Sinus Lift Curettes & Elevators
WAHA INDUSTRIES | باكستان | Pakistan | ME0000006920SFDAA00052 | Suction Cannula Kit | Suction Cannula Kit | Suction Cannula Kit
WAHA INDUSTRIES | باكستان | Pakistan | ME0000006920SFDAA00056 | Surgical Chisel | Surgical Chisel | Surgical Chisel
WAHA INDUSTRIES | باكستان | Pakistan | ME0000006920SFDAA00063 | Triplex Syringes Set | Triplex Syringes Set | Triplex Syringes Set
WAHA INDUSTRIES | باكستان | Pakistan | ME0000006920SFDAA00049 | Sinus Lift Elevator | Sinus Lift Elevator | Sinus Lift Elevator
WAHA INDUSTRIES | باكستان | Pakistan | ME0000006920SFDAA00026 | Bone Expander Kit | Bone Expander | Bone Expander
WAHA INDUSTRIES | باكستان | Pakistan | ME0000006920SFDAA00030 | Bone Scraper | Bone Scraper | Bone Scraper
WAHA INDUSTRIES | باكستان | Pakistan | ME0000006920SFDAA00034 | Brush Stainless Steel | cleaning brush | cleaning brush
WAHA INDUSTRIES | باكستان | Pakistan | ME0000006920SFDAA00038 | Implant Gages | Implant Gages | Implant Gages
WAHA INDUSTRIES | باكستان | Pakistan | ME0000006920SFDAA00042 | Ortho Ruler/Cone Socket | Ortho Ruler/Cone Socket | Ortho Ruler/Cone Socket
WAHA INDUSTRIES | باكستان | Pakistan | ME0000006920SFDAA00046 | Ruler | Ruler | Ruler
WAHA INDUSTRIES | باكستان | Pakistan | ME0000006920SFDAA00051 | Spoon and Pusher | Spoon and Pusher | Spoon and Pusher
WAHA INDUSTRIES | باكستان | Pakistan | ME0000006920SFDAA00055 | Suction Tube | Suction Tube | Suction Tube
WAHA INDUSTRIES | باكستان | Pakistan | ME0000006920SFDAA00061 | Trephine Drill | Trephine Drill | Trephine Drill
WORTH FIELD ENTERPRISES | باكستان | Pakistan | ME0000012499SFDAA00001 | Extraction Forceps - English Patterns | Extraction Forceps - English Patterns | Surgical Instrument
WORTH FIELD ENTERPRISES | باكستان | Pakistan | ME0000012499SFDAA00002 | Extraction Forceps - English Patterns for Children | Extraction Forceps - English Patterns for Children | Surgical Instrument
WORTH FIELD ENTERPRISES | باكستان | Pakistan | ME0000012499SFDAA00005 | Haemostatic Forceps | Haemostatic Forceps | Surgical Instrument
Ghazal International | باكستان | Pakistan | ME0000006980SFDAA00002 | Impression Tray | Impression Tray | Surgical and dental instruments are used for cutting, grasping, clamping, dissecting, probing, retracting, draining, aspirating, suturing or ligating
Mind Business | باكستان | Pakistan | ME0000000114SFDAA00229 | Dental Articulator | Dental Instrument | Reusable dental Instrument For dental treatment
Mind Business | باكستان | Pakistan | ME0000000114SFDAA00230 | Mouth mirror handle | Dental Instrument | Reusable dental Instrument For dental treatment
Khalid Enterprises | باكستان | Pakistan | ME0000007152SFDAA00006 | Total Comfort | Abdominal Support | Abdominal Support white/Beige | حزام دعم البطن
AL-REHMAT TRADERS (PVT) LTD | باكستان | Pakistan | ME0000016976SFDAA00001 | ART | Disposable Isolation Gown | To isolate users from infected people
Khalid Enterprises | باكستان | Pakistan | ME0000007152SFDAA00007 | Total Comfort Ankle Support | Ankle Support Compression Hosiery | Ankle Support white/Beige | دعم الكاحل
Khalid Enterprises | باكستان | Pakistan | ME0000007152SFDAA00008 | Total Comfort Ankle Support with extra Binder | Ankle Support Ankle Support with extra Binder | Ankle Support Ankle Support with extra Binder (Compression Hosiery) | دعم كاحل بالرباط الإضافي
Khalid Enterprises | باكستان | Pakistan | ME0000007152SFDAA00021 | Total Comfort Spinal Support | Spinal Support | Spinal Support | دعامة العمود الفقري
Khalid Enterprises | باكستان | Pakistan | ME0000007152SFDAA00024 | Total Comfort Wrist Support | Wrist Support | Wrist Support | دعامة الرسغ
Khalid Enterprises | باكستان | Pakistan | ME0000007152SFDAA00017 | Total Comfort Knee Support | Knee Support | Knee support | دعامة الركبة
Khalid Enterprises | باكستان | Pakistan | ME0000007152SFDAA00017 | Total Comfort Knee Support | Knee Support | Knee support | دعامة الركبة
Khalid Enterprises | باكستان | Pakistan | ME0000007152SFDAA00013 | Total Comfort Clavical Support | Clavical Support | Clavicle Support | داعم الترقوة
Khalid Enterprises | باكستان | Pakistan | ME0000007152SFDAA00010 | total Comfort Athletic suspensory | Athletic suspensory | Athletic suspensory | رافع خصية
Khalid Enterprises | باكستان | Pakistan | ME0000007152SFDAA00010 | total Comfort Athletic suspensory | Athletic suspensory | Athletic suspensory | رافع خصية
Khalid Enterprises | باكستان | Pakistan | ME0000007152SFDAA00019 | Total Comfort Sacro Lumber Support | Sacro Lumber Support | Sacro Lumber Support | حزام داعم للظهر
Khalid Enterprises | باكستان | Pakistan | ME0000007152SFDAA00019 | Total Comfort Sacro Lumber Support | Sacro Lumber Support | Sacro Lumber Support | حزام داعم للظهر
Khalid Enterprises | باكستان | Pakistan | ME0000007152SFDAA00026 | Total Comfort Back Support Lumber Support | Back Support Lumber Support | Back Support Lumber Support | حزام دعم الظهر قطني الدعم
Khalid Enterprises | باكستان | Pakistan | ME0000007152SFDAA00025 | Total Comfort Wrist/Thumb support | Wrist/Thumb support | Wrist/Thumb support | دعم ابهام
Khalid Enterprises | باكستان | Pakistan | ME0000007152SFDAA00015 | Total Comfort Knee Immobilizer | Knee Immobilizer | Knee Immobilizer | مثبت ركبة
Khalid Enterprises | باكستان | Pakistan | ME0000007152SFDAA00015 | Total Comfort Knee Immobilizer | Knee Immobilizer | Knee Immobilizer | مثبت ركبة
Khalid Enterprises | باكستان | Pakistan | ME0000007152SFDAA00011 | Total Comfort Baby Umbilical Belt | Baby Umbilical Belt | Baby Umbilical Belt | حزام سرة أطفال
Khalid Enterprises | باكستان | Pakistan | ME0000007152SFDAA00016 | Total Comfort Knee Stabilizer | Knee Stabilizer | Knee Stabilizer | مثبت الركبة
Khalid Enterprises | باكستان | Pakistan | ME0000007152SFDAA00018 | Total Comfort Palm Support | Palm Support | Palm Support | دعامة الكف
Khalid Enterprises | باكستان | Pakistan | ME0000007152SFDAA00022 | Total Comfort Wrist Splint | Comfort Wrist Splint | Comfort Wrist Splint Left and Right | جبيرة يد
Khalid Enterprises | باكستان | Pakistan | ME0000007152SFDAA00023 | Total Comfort Wrist Splint Reversible | Wrist Splint Reversible | Wrist Splint Reversible | جبيرة اليد قابلة للعكس
Khalid Enterprises | باكستان | Pakistan | ME0000007152SFDAA00020 | Total Comfort Shoulder Support | Shoulder Support | A prefabricated (non-customized) non-rigid wearable device designed to support the shoulder joint. | دعم للكتف
Khalid Enterprises | باكستان | Pakistan | ME0000007152SFDAA00020 | Total Comfort Shoulder Support | Shoulder Support | A prefabricated (non-customized) non-rigid wearable device designed to support the shoulder joint. | دعم للكتف
Khalid Enterprises | باكستان | Pakistan | ME0000007152SFDAA00014 | Total Comfort Elbow Support | Elbow Support | Elbow Support | دعم الكوع
Khalid Enterprises | باكستان | Pakistan | ME0000007152SFDAA00012 | TOTAL COMFORT CERVICAL COLLAR | Cervical Collar | Cervical Collar Soft | دعامة للرقبة لينة
Khalid Enterprises | باكستان | Pakistan | ME0000007152SFDAA00012 | TOTAL COMFORT CERVICAL COLLAR | Cervical Collar | Cervical Collar Soft | دعامة للرقبة لينة
Khalid Enterprises | باكستان | Pakistan | ME0000007152SFDAA00009 | Total comfort Arm Sling / Arm Sling Shoulder Immobilizer | Arm Sling / Arm Sling Shoulder Immobilizer | Arm Sling / Arm Sling Shoulder Immobilizer | حامل ذراع
WORTH FIELD ENTERPRISES | باكستان | Pakistan | ME0000012499SFDAA00008 | Surgical Scissors | Surgical intruments | Surgical Instrument
WORTH FIELD ENTERPRISES | باكستان | Pakistan | ME0000012499SFDAA00009 | Orthodontics Instruments | Surgical Instruments | Surgical Instrument
INSTRUMED PRIVATE LIMITED | باكستان | Pakistan | ME0000017834SFDAA00001 | Excavators | Diagnostic Periodontal Restorative Instruments | -Part of a full line of straight and angled curettes. -Made with high quality stainless steel.
WAHA INDUSTRIES | باكستان | Pakistan | ME0000006920SFDAA00024 | Bone Crusher | Bone Crusher | Bone Crusher
FIMA INSTRUMENTS | باكستان | Pakistan | ME0000001549SFDAA00222 | Laryngoscope Adult and Pediatric | Laryngoscope Adult and Pediatric | Laryngoscope adult and Pediatric
Ghazal International | باكستان | Pakistan | ME0000006980SFDAA00006 | Dental Scissor | Dental Scissor | The tools to examine, manipulate, treat, restore and remove teeth or assist to carry the process
Ghazal International | باكستان | Pakistan | ME0000006980SFDAA00010 | Instrument Tray | Instrument Tray | The tools to examine, manipulate, treat, restore and remove teeth or assist to carry the process
Ghazal International | باكستان | Pakistan | ME0000006980SFDAA00014 | Scaler | Scaler | The tools to examine, manipulate, treat, restore and remove teeth or assist to carry the process
Ghazal International | باكستان | Pakistan | ME0000006980SFDAA00003 | Burs Holder | Burs Holder | To place the burs and organize for convenient use with respect to their size and numbers.
Ghazal International | باكستان | Pakistan | ME0000006980SFDAA00007 | Dental Syringe | Dental Syringe | The tools to examine, manipulate, treat, restore and remove teeth or assist to carry the process
Ghazal International | باكستان | Pakistan | ME0000006980SFDAA00011 | Orthodontic Plier | Orthodontic Plier | The tools to examine, manipulate, treat, restore and remove teeth or assist to carry the process
Ghazal International | باكستان | Pakistan | ME0000006980SFDAA00015 | Spatula | Spatula | The tools to examine, manipulate, treat, restore and remove teeth or assist to carry the process
¦Goldstar medical instruments | باكستان | Pakistan | ME0000000270SFDAA00001 | Goldstar | Laryngoscope .Blades,Handle | Laryngoscopes are ideal for physicians for use in Operation Theaters, Trauma Centers and Emergency Services. All Laryngoscopes are made of Medical Grade Stainless Steel. Goldstar Laryngoscopes are ideal for normal, pediatric, neonate, obese and difficult intubations
AABROX INTERNATIONAL | باكستان | Pakistan | ME0000005956SFDAA00026 | Dental Elevators | Dental Elevators | Reusable Dental Elevators
AABROX INTERNATIONAL | باكستان | Pakistan | ME0000005956SFDAA00029 | Tmax | Dental syringes | Reusable Dental syringes
A-One Surgico ( PVT) Ltd | باكستان | Pakistan | ME0000001648SFDAA00001 | Needle Holder | Surgical needle holder | stainless steel surgical needle holder
Ghazal International | باكستان | Pakistan | ME0000006980SFDAA00013 | Rubber Dam Instrument | Rubber Dam Instrument | The tools to examine, manipulate, treat, restore and remove teeth or assist to carry the process
Ghazal International | باكستان | Pakistan | ME0000006980SFDAA00009 | Extractive | Extractive | The tools to examine, manipulate, treat, restore and remove teeth or assist to carry the process
Uniferoz (Pvt) Ltd. | باكستان | Pakistan | ME0000014237SFDAA00001 | Saniplast | First Aid Bandages | Single Use First Aid Bandages
Ghazal International | باكستان | Pakistan | ME0000006980SFDAA00005 | Crown Instrument | Crown Instrument | The tools to examine, manipulate, treat, restore and remove teeth or assist to carry the process
Ghazal International | باكستان | Pakistan | ME0000006980SFDAA00004 | Carver | Carver | The tools to examine, manipulate, treat, restore and remove teeth or assist to carry the process
Ghazal International | باكستان | Pakistan | ME0000006980SFDAA00012 | Root Elevator | Root Elevator | The tools to examine, manipulate, treat, restore and remove teeth or assist to carry the process
RYAN CORPORATION | باكستان | Pakistan | ME0000021120SFDAA00001 | Dental Implant Instruments | Dental Implant Instruments | Dental Implant Instruments
RYAN CORPORATION | باكستان | Pakistan | ME0000021116SFDAA00001 | Oral Surgery Instruments | Oral Surgery Instruments | Oral Surgery Instruments
RYAN CORPORATION | باكستان | Pakistan | ME0000021113SFDAA00001 | Retraction Isolation Instruments | Retraction Isolation Instruments | Retraction Isolation Instruments
RYAN CORPORATION | باكستان | Pakistan | ME0000021107SFDAA00001 | Orthodontic Instruments | Orthodontic Instruments | Orthodontic Instruments
RYAN CORPORATION | باكستان | Pakistan | ME0000021109SFDAA00001 | Sterilization Instruments Trays | Sterilization Instruments Trays | Sterilization Instruments Trays
RYAN CORPORATION | باكستان | Pakistan | ME0000021112SFDAA00001 | Dental Syringes | Dental Syringes | Dental Syringes
RYAN CORPORATION | باكستان | Pakistan | ME0000021127SFDAA00001 | Endodontic Instruments | Endodontic Instruments | Endodontic Instruments
RYAN CORPORATION | باكستان | Pakistan | ME0000021121SFDAA00001 | Dental Examination Instruments | Dental Examination Instruments | Dental Examination Instruments
RYAN CORPORATION | باكستان | Pakistan | ME0000021123SFDAA00001 | Mixing Filling Instruments | Mixing Filling Instruments | Mixing Filling Instruments
RYAN CORPORATION | باكستان | Pakistan | ME0000021125SFDAA00001 | Hand Cutting Instruments | Hand Cutting Instruments | Hand Cutting Instruments
RYAN CORPORATION | باكستان | Pakistan | ME0000021111SFDAA00001 | Dental Scalers Curettes | Dental Scalers Curettes | Dental Scalers Curettes
RYAN CORPORATION | باكستان | Pakistan | ME0000021110SFDAA00001 | Root Elevators | Root Elevators | Root Elevators
Balban Industries | باكستان | Pakistan | ME0000020466SFDAA00001 | Extracting Forceps | Extracting Forceps | dental forceps use in extract teeth.
RYAN CORPORATION | باكستان | Pakistan | ME0000021118SFDAA00001 | Dental Amalgam Instruments | Dental Amalgam Instruments | Dental Amalgam Instruments
AKSON SURGICAL | باكستان | Pakistan | ME0000019068SFDAA00001 | Dissecting Set | Dissecting Set | A collection of necessary various surgical instruments to teach the student about minor surgery. Its a student learning kit. | شنطه ادوات تشريح
RYAN CORPORATION | باكستان | Pakistan | ME0000021115SFDAA00001 | Prosthodontic Laboratory Instruments | Prosthodontic Laboratory Instruments - Dental use | Prosthodontic Laboratory Instruments- Dental use
RYAN CORPORATION | باكستان | Pakistan | ME0000021108SFDAA00001 | Tooth Extracting Forceps | Tooth Extracting Forceps | Tooth Extracting Forceps
AKSON SURGICAL | باكستان | Pakistan | ME0000019068SFDAA00004 | Operating Surgical Scissor Medium | Operating Surgical Scissor Medium | Operating Surgical Scissor is a surgical instrument usually used for cutting bandage, cloth etc.
A-One Surgico ( PVT) Ltd | باكستان | Pakistan | ME0000001647SFDAA00002 | Forceps | Surgical forceps | Stainless steel surgical forceps
DENTON INSTRUMENTS | باكستان | Pakistan | ME0000022042SFDAA00001 | Layan ® Basic Examination instrument | Basic Diagnostic Instruments | Reusable stainless steel instruments
Denton Instruments | باكستان | Pakistan | ME0000021622SFDAA00002 | Layan ® Extraction Instruments | Tooth Extraction Instruments | re-usable stainless steel instruments
Denton Instruments | باكستان | Pakistan | ME0000021622SFDAA00006 | Layan ® Orthodontics Instruments | Orthodontics Instruments | re-usable stainless steel instruments
Denton Instruments | باكستان | Pakistan | ME0000021622SFDAA00003 | Layan ® Restoration instrument | Tooth Restoration Instruments | re-usable stainless steel instruments
Denton Instruments | باكستان | Pakistan | ME0000021622SFDAA00004 | Layan ® RCT instrument | Root canal Instruments | Re-usable stainless steel instruments
Denton Instruments | باكستان | Pakistan | ME0000021622SFDAA00001 | Layan ® Periodontics instrument | Periodontics Instruments | reusable stainless steel instruments
Denton Instruments | باكستان | Pakistan | ME0000021622SFDAA00005 | Layan ® Metal Tray | Metal Tray | re-usable stainless steel instruments
AKSON SURGICAL | باكستان | Pakistan | ME0000019068SFDAA00005 | Vaginal Speculum / Retractor | Vaginal Speculum / Retractor | A Vaginal Speculum / Retractor is a tool that doctors use during pelvic exam. Mode of metal or plastic, It's hinged like a duck's bill. The doctor insert it into the vagina and gently opens it during exam.
AKSON SURGICAL | باكستان | Pakistan | ME0000019068SFDAA00006 | Artery Forceps Medium | Artery Forceps Medium | Artery Forceps are used to compress an artery to stem bleeding, because of this they belongs to a group of surgical instruments called hemostat.
AKSON SURGICAL | باكستان | Pakistan | ME0000019068SFDAA00003 | Needle Holder Medium | Needle Holder Medium | Needle Holder is a surgical instrument used by doctors and surgeons to hold suturing needle for closing wound.
AKSON SURGICAL | باكستان | Pakistan | ME0000019068SFDAA00007 | Dressing Forceps | Dressing Forceps | Dressing Forceps are used when dressing wounds. It holds gauze and other dressings. It may also be used during wound debridement to remove infected or necrotic tissues or debris from the wound.
Denton Instruments | باكستان | Pakistan | ME0000021622SFDAA00018 | Extracting forceps | Extracting forceps | Dental instrument | أداة طب الأسنان
Denton Instruments | باكستان | Pakistan | ME0000021622SFDAA00011 | Spatula | Spatula | Dental instrument | أداة طب الأسنان
Denton Instruments | باكستان | Pakistan | ME0000021622SFDAA00008 | Scissors | Scissors | Surgical Instrument | أداة جراحية
Denton Instruments | باكستان | Pakistan | ME0000021622SFDAA00015 | Trays | Trays | Surgical Instrument | أداة جراحية
Denton Instruments | باكستان | Pakistan | ME0000021622SFDAA00012 | Needle Holder | Needle Holder | Surgical instrument | أداة جراحية
Denton Instruments | باكستان | Pakistan | ME0000021622SFDAA00016 | Hollow Ware | Hollow Ware | Surgical utensils | الأواني الجراحية
Denton Instruments | باكستان | Pakistan | ME0000021622SFDAA00007 | Laryngoscope | Laryngoscope | Surgical instrument | أداة جراحية
Denton Instruments | باكستان | Pakistan | ME0000021622SFDAA00019 | Root Elevator | Root Elevator | Dental instrument | أداة طب الأسنان
Denton Instruments | باكستان | Pakistan | ME0000021622SFDAA00013 | Syringes | Syringes | Surgical instrument | أداة جراحية
Denton Instruments | باكستان | Pakistan | ME0000021622SFDAA00010 | Mouth Mirror | Mouth Mirror | Dental instrument | أداة طب الأسنان
Denton Instruments | باكستان | Pakistan | ME0000021622SFDAA00017 | Scalers | Scalers | Dental instrument | أداة طب الأسنان
Ghazal International | باكستان | Pakistan | ME0000006980SFDAA00008 | Tweezer | Tweezer | The tools to examine, manipulate, treat, restore and remove teeth or assist to carry the process
Ghazal International | باكستان | Pakistan | ME0000006980SFDAA00017 | Dental Mirror | Dental Mirror | The Dental instruments are tools that dental professionals use to provide dental treatment. They include tools to examine, manipulate, treat, restore and remove teeth and surrounding oral structures. Standard instruments are the instruments used to examine, restore and extract teeth and manipulate tissues
AKSON SURGICAL | باكستان | Pakistan | ME0000019068SFDAA00010 | Scalpel Handle | Scalpel Handle | Scalpel Handle is used to grip the scalpel and measurement in milimeters and centimeters.
AKSON SURGICAL | باكستان | Pakistan | ME0000019068SFDAA00014 | Stainless Steel Kidney Tray | Stainless Steel Kidney Tray | Stainless Steel Kidney Trays are used to keep surgical instruments before and afetr use.
AKSON SURGICAL | باكستان | Pakistan | ME0000019068SFDAA00009 | Percussion Hammer | Percussion Hammer | percussion hammer A hammer with a rubber head used for tapping surfaces of the body in order to produce sounds for diagnostic purposes.
AKSON SURGICAL | باكستان | Pakistan | ME0000019068SFDAA00011 | Tuning Fork | Tuning Fork | A tuning fork is a sound resonator which is a two-pronged fork. The prongs, called tines, are made from a U-shaped bar of metal (usually steel). This bar of metal can move freely. It resonates at a specific constant pitch when set vibrating by striking it against an object.
AKSON SURGICAL | باكستان | Pakistan | ME0000019068SFDAA00013 | Stainless Steel Drum | Stainless Steel Drum | Stainless Steel Drums are used to store cotton.
Denton Instruments | باكستان | Pakistan | ME0000021622SFDAA00014 | Tweezers | Tweezers | Surgical instrument | أداة جراحية
AKSON SURGICAL | باكستان | Pakistan | ME0000019068SFDAA00016 | Laryngoscope Set | Laryngoscope Set | Laryngoscope Set learning kit contains laryngoscope blades and handle. Blades are used to hold tongue to check or diagnose the throat problem. Its is a primary tool for examination of the larynx.
AKSON SURGICAL | باكستان | Pakistan | ME0000019068SFDAA00020 | Nasal Speculum | Nasal Speculum | A Nasal Speculum is used by doctors to examine the inside of the nose.
Denton Instruments | باكستان | Pakistan | ME0000021622SFDAA00020 | Rubber Dam Kit | Rubber Dam Kit | Dental instrument | أداة طب الأسنان
AKSON SURGICAL | باكستان | Pakistan | ME0000019068SFDAA00017 | Magill Forceps | Magill Forceps | Magill Forceps are used to guide a tracheal tube into the larynx and also used to remove foreign bodies.
SURGICON (PVT) LTD. | باكستان | Pakistan | ME0000001599SFDAA00021 | Thyroidectomy Set | Thyroidectomy Set | Surgical Instruments for Thyroidectomy Surgery
AKSON SURGICAL | باكستان | Pakistan | ME0000019068SFDAA00023 | Vullsellum Forceps | Vullsellum Forceps | Vullsellum Forceps are used For uterine and caesarian birthing, hysterectomy and other obstetrics and gynae surgery.
AKSON SURGICAL | باكستان | Pakistan | ME0000019068SFDAA00019 | Ear Washing Syringe | Ear Washing Syringe | An Ear Washing Syringe is used by doctors to wash the ears.
AKSON SURGICAL | باكستان | Pakistan | ME0000019068SFDAA00015 | Diagnostic Set | Diagnostic Set | A Diagnostic Set is a learning kit consists of an Ophthalmoscope for examining the eye, an otoscope for examining external ear canal and a Laryngoscope for examining the throat.
AKSON SURGICAL | باكستان | Pakistan | ME0000019068SFDAA00012 | Stainless Steel Bowl | Stainless Steel Bowl | Stainless Steel Bowl is used to keep Betadine or ointments.
AKSON SURGICAL | باكستان | Pakistan | ME0000019068SFDAA00008 | Stainless Steel Tray With Lid | Stainless Steel Tray With Lid | Stainless Steel Trays are used to keep surgical instruments after use to wash.
Denton Instruments | باكستان | Pakistan | ME0000021622SFDAA00009 | Speculum | Speculum | Surgical instrument | أداة جراحية
AKSON SURGICAL | باكستان | Pakistan | ME0000019068SFDAA00022 | Dilator Set Steel | Dilator Set Steel | Dilator Set Steel is a set of different sizes of tube shape steel dilators. It is used to stretch the vagina.
AKSON SURGICAL | باكستان | Pakistan | ME0000019068SFDAA00018 | Ear Cannula / Speculum | Ear Cannula / Speculum | An Ear Cannula / Speculum is used by doctors to examine the inside of the ear.
LONG LIFE SURGICAL INDUSTRIES | باكستان | Pakistan | ME0000005760SFDAA00011 | LARYNGEOSCOPE BLADES | LARYNGEOSCOPE BLADES | DISPOSABLE LARYNGEOSCOPE BLADES | شفرة تنبيب حنجري
AKSON SURGICAL | باكستان | Pakistan | ME0000019068SFDAA00021 | Mouth Gag | Mouth Gag | A Mouth Gag is used by doctors to hold the patient’s mouth open.
AKSON SURGICAL | باكستان | Pakistan | ME0000019068SFDAA00027 | Cast Spreader | Cast Spreader | Cast Spreader is used for separate the cast, cast padding, soft cotton wrap or fiberglass cast safely and effectively.
AKSON SURGICAL | باكستان | Pakistan | ME0000019068SFDAA00025 | Bandage Scissor | Bandage Scissor | Bandage Scissor is used to cut the bandage, dressings and medical tape.
AKSON SURGICAL | باكستان | Pakistan | ME0000019068SFDAA00029 | Crocodile Forceps | Crocodile Forceps | Crocodile forceps are used in the removal of earwax and foreign bodies from the ear canal.
AKSON SURGICAL | باكستان | Pakistan | ME0000019068SFDAA00031 | Ophthalmoscope Set | Ophthalmoscope Set | An Ophthalmoscope Set is a learning kit to examining the eye.
AKSON SURGICAL | باكستان | Pakistan | ME0000019068SFDAA00026 | Cast Cutter | Cast Cutter | Cast Cutter is used for splitting or removing the cast, cast padding, soft cotton wrap or fiberglass cast.
AKSON SURGICAL | باكستان | Pakistan | ME0000019068SFDAA00030 | Liston Bone Cutting Forceps | Liston Bone Cutting Forceps | Liston Bone Cutting forceps can be used in any procedures that require cutting or holding bones.
AKSON SURGICAL | باكستان | Pakistan | ME0000019068SFDAA00024 | Allis Clamp | Allis Clamp | Allis Clamp is used to hold or grasp tissues.
AKSON SURGICAL | باكستان | Pakistan | ME0000019068SFDAA00028 | Cheatle Forceps | Cheatle Forceps | Cheatle forceps are used to remove sterilized instruments from boilers and formalin cabinets.
AKSON SURGICAL | باكستان | Pakistan | ME0000019068SFDAA00032 | Otoscope Set | Otoscope Set | An Otoscope Set is a learning kit to examining external ear canal.
AKSON SURGICAL | باكستان | Pakistan | ME0000019068SFDAA00033 | Rectal Speculum | Rectal Speculum | Rectal Speculum is used for visual inspection of the rectum.
AKSON SURGICAL | باكستان | Pakistan | ME0000019068SFDAA00034 | Retractor | Retractor | Retractor is a surgical instrument used to separate the edges of a surgical or wound.
AKSON SURGICAL | باكستان | Pakistan | ME0000019068SFDAA00035 | Ring Cutter | Ring Cutter | Ring Cutter is the safest instrument to cut the finger steel or iron ring.
AKSON SURGICAL | باكستان | Pakistan | ME0000019068SFDAA00038 | Tongue Forceps | Tongue Forceps | Tongue Forceps are used facilitate grasping, holding or manipulation of the tongue during the surgical procedure.
AKSON SURGICAL | باكستان | Pakistan | ME0000019068SFDAA00037 | Stainless Steel Jar | Stainless Steel Jar | Stainless Steel Jar is used for storing Forceps, Scissors, Scalpels etc.
AKSON SURGICAL | باكستان | Pakistan | ME0000019068SFDAA00036 | Sponge Holding Forceps | Sponge Holding Forceps | Sponge Holding Forceps are used for holding swabs or sponges in medical procedures.
AKSON SURGICAL | باكستان | Pakistan | ME0000019068SFDAA00040 | Suction Cannula | Suction Cannula | The Suction Cannula is the one of the most popular and widely used cannula, which allows effective suction to surgical site without damaging surrounding area.
AKSON SURGICAL | باكستان | Pakistan | ME0000019068SFDAA00039 | Uterine Probe | Uterine Probe | Uterine Probes are intended for probing a women’s uterus through the cervix, to measure the length and direction of the cervical canal and uterus.
AABROX INTERNATIONAL | باكستان | Pakistan | ME0000005956SFDAA00030 | Tmax | Bone Rongeurs and Files | Reusable Bone Rongeurs and Files
G.N Dental Instruments | باكستان | Pakistan | ME0000000514SFDAA00531 | Extracting Forceps Pedo Kit | Forceps | used in the mouth in a detergent and disinfectant solution immediately after use to avoid soiled materials dry onto instruments and to minimize contamination hazard. Use a container with a cap. Adhere strictly to the concentrations and reaction time given by the manufacturer of the cleaning agent and disinfectant.
RUMSIZ INDUSTRIES | باكستان | Pakistan | ME0000001447SFDAA00005 | Non Sterile Reusable Scissors | Scissors | Reusable Surgical Instruments made from the medical grade stainless steel.
G.N Dental Instruments | باكستان | Pakistan | ME0000000714SFDAA00009 | Mosquito Forceps | Forceps, | Immerse all instruments used in the mouth in a detergent and disinfectant solution immediately after use to avoid soiled materials dry onto instruments and to minimize contamination hazard. Use a container with a cap. Adhere strictly to the concentrations and reaction time given by the manufacturer of the cleaning agent and disinfectant.
G.N Dental Instruments | باكستان | Pakistan | ME0000001911SFDAA00024 | Tweed Pillr | Pillr | used in the mouth in a detergent and disinfectant solution immediately after use to avoid soiled materials dry onto instruments and to minimize contamination hazard. Use a container with a cap. Adhere strictly to the concentrations and reaction time given by the manufacturer of the cleaning agent and disinfectant.
G.N Dental Instruments | باكستان | Pakistan | ME0000001925SFDAA00002 | Bending Plier | Plier | used in the mouth in a detergent and disinfectant solution immediately after use to avoid soiled materials dry onto instruments and to minimize contamination hazard. Use a container with a cap. Adhere strictly to the concentrations and reaction time given by the manufacturer of the cleaning agent and disinfectant.
RUMSIZ INDUSTRIES | باكستان | Pakistan | ME0000001336SFDAA00002 | Non Sterile Reusable Forceps | Forceps | Reusable Surgical Instruments made from the medical grade stainless steel.
G.N Dental Instruments | باكستان | Pakistan | ME0000001915SFDAA00013 | Ortho Plier | Plier | used in the mouth in a detergent and disinfectant solution immediately after use to avoid soiled materials dry onto instruments and to minimize contamination hazard. Use a container with a cap. Adhere strictly to the concentrations and reaction time given by the manufacturer of the cleaning agent and disinfectant.
G.N Dental Instruments | باكستان | Pakistan | ME0000001931SFDAA00002 | Bone File | FILE | used in the mouth in a detergent and disinfectant solution immediately after use to avoid soiled materials dry onto instruments and to minimize contamination hazard. Use a container with a cap. Adhere strictly to the concentrations and reaction time given by the manufacturer of the cleaning agent and disinfectant.
G.N Dental Instruments | باكستان | Pakistan | ME0000001907SFDAA00144 | BAND REMOVER | REMOVER | used in the mouth in a detergent and disinfectant solution immediately after use to avoid soiled materials dry onto instruments and to minimize contamination hazard. Use a container with a cap. Adhere strictly to the concentrations and reaction time given by the manufacturer of the cleaning agent and disinfectant.
G.N Dental Instruments | باكستان | Pakistan | ME0000001912SFDAA00002 | Bird Plier | Plier | used in the mouth in a detergent and disinfectant solution immediately after use to avoid soiled materials dry onto instruments and to minimize contamination hazard. Use a container with a cap. Adhere strictly to the concentrations and reaction time given by the manufacturer of the cleaning agent and disinfectant.
G.N Dental Instruments | باكستان | Pakistan | ME0000002135SFDAA00050 | RUBBER DAM | CLAMPS KIT | used in the mouth in a detergent and disinfectant solution immediately after use to avoid soiled materials dry onto instruments and to minimize contamination hazard. Use a container with a cap. Adhere strictly to the concentrations and reaction time given by the manufacturer of the cleaning agent and disinfectant.
G.N Dental Instruments | باكستان | Pakistan | ME0000001910SFDAA00035 | Weingart piler | Piler | used in the mouth in a detergent and disinfectant solution immediately after use to avoid soiled materials dry onto instruments and to minimize contamination hazard. Use a container with a cap. Adhere strictly to the concentrations and reaction time given by the manufacturer of the cleaning agent and disinfectant.
G.N Dental Instruments | باكستان | Pakistan | ME0000002128SFDAA00003 | Scalier set 14 Pas, | Set 14 Pcs. | used in the mouth in a detergent and disinfectant solution immediately after use to avoid soiled materials dry onto instruments and to minimize contamination hazard. Use a container with a cap. Adhere strictly to the concentrations and reaction time given by the manufacturer of the cleaning agent and disinfectant.
G.N Dental Instruments | باكستان | Pakistan | ME0000002136SFDAA00061 | ELEVATOR KIT | ELEVATOR | used in the mouth in a detergent and disinfectant solution immediately after use to avoid soiled materials dry onto instruments and to minimize contamination hazard. Use a container with a cap. Adhere strictly to the concentrations and reaction time given by the manufacturer of the cleaning agent and disinfectant.
G.N Dental Instruments | باكستان | Pakistan | ME0000002131SFDAA00069 | KIDNEY TRAY | TRAY | used in the mouth in a detergent and disinfectant solution immediately after use to avoid soiled materials dry onto instruments and to minimize contamination hazard. Use a container with a cap. Adhere strictly to the concentrations and reaction time given by the manufacturer of the cleaning agent and disinfectant.
RUMSIZ INDUSTRIES | باكستان | Pakistan | ME0000002205SFDAA00046 | Non Sterile Reusable Vaginal Speculum. | Vaginal Speculum. | Reusable Surgical instruments made from the medical grade stainless steel.
RUMSIZ INDUSTRIES | باكستان | Pakistan | ME0000002160SFDAA00009 | Non Sterile Reusable Laryngoscope Blades | Laryngoscope Blades | Reusable Instruments made from the medical grade stainless steel.
RUMSIZ INDUSTRIES | باكستان | Pakistan | ME0000002198SFDAA00022 | Non Sterile Reusable Needle Holders | Needle Holders | Reusable Surgical Instruments made from the medical grade stainless steel.
UNION INDUSTRIES | باكستان | Pakistan | ME0000002001SFDAA00002 | Extracting Forceps | Extracting Forceps | dental instruments | ملقط اسنان
UNION INDUSTRIES | باكستان | Pakistan | ME0000002001SFDAA00003 | scalers | scalers | آلات وادوات تنظيف الاسنان | آدوات وآلات اسنان
G.N Dental Instruments | باكستان | Pakistan | ME0000002437SFDAA00107 | EXTRACTING FORCEPS ADULT KIT | Forceps | used in the mouth in a detergent and disinfectant solution immediately after use to avoid soiled materials dry onto instruments and to minimize contamination hazard. Use a container with a cap. Adhere strictly to the concentrations and reaction time given by the manufacturer of the cleaning agent and disinfectant.
G.N Dental Instruments | باكستان | Pakistan | ME0000002436SFDAA00001 | SURGICAL TRAY | Tray | used in the mouth in a detergent and disinfectant solution immediately after use to avoid soiled materials dry onto instruments and to minimize contamination hazard. Use a container with a cap. Adhere strictly to the concentrations and reaction time given by the manufacturer of the cleaning agent and disinfectant.
G.N Dental Instruments | باكستان | Pakistan | ME0000002441SFDAA00050 | Impression Tray | Tray ( Medium ) | used in the mouth in a detergent and disinfectant solution immediately after use to avoid soiled materials dry onto instruments and to minimize contamination hazard. Use a container with a cap. Adhere strictly to the concentrations and reaction time given by the manufacturer of the cleaning agent and disinfectant.
G.N Dental Instruments | باكستان | Pakistan | ME0000002439SFDAA00007 | Impression Tray | Tray ( Larg ) | used in the mouth in a detergent and disinfectant solution immediately after use to avoid soiled materials dry onto instruments and to minimize contamination hazard. Use a container with a cap. Adhere strictly to the concentrations and reaction time given by the manufacturer of the cleaning agent and disinfectant.
Ensmile (Pvt.) Ltd | باكستان | Pakistan | ME0000002278SFDAA00007 | Smileneo | Invisible Dental Aligners | The “Smileneo” aligners are custom-made clear plastic trays which when worn in a sequential series, will reposition patient teeth.
RUMSIZ INDUSTRIES | باكستان | Pakistan | ME0000002291SFDAA00002 | Non Sterile Reusable Laryngoscope Handles. | Laryngoscope Handles. | Reusable Instruments made from the medical grade stainless steel.
A-One Surgico ( PVT) Ltd | باكستان | Pakistan | ME0000001650SFDAA00001 | Surgical Speculum | Surgical Speculum | surgical speculums that are used in the surgeries to enable vision of body membranes and to extract them during the surgeries
AABROX INTERNATIONAL | باكستان | Pakistan | ME0000005956SFDAA00027 | Tmax | Dental Extracting Forceps | Reusable Dental Extracting Forceps
Acheron Instruments (P'VT.) LTD. | باكستان | Pakistan | ME0000011915SFDAA00040 | HAND HELD RETRACTOR | RETRACTOR | Surgical instrument for separating tissues.
Khalid Enterprises | باكستان | Pakistan | ME0000007152SFDAA00027 | Total Comfort | Compression Hosiery | Abdominal Support | حزام دعم البطن
Khalid Enterprises | باكستان | Pakistan | ME0000007152SFDAA00027 | Total Comfort | Compression Hosiery | Abdominal Support | حزام دعم البطن
MADONNA SURGICAL CORPORATION | باكستان | Pakistan | ME0000021139SFDAA00004 | FORCEPS | FORCEPS | SURGICAL FORCEPS
MADONNA SURGICAL CORPORATION | باكستان | Pakistan | ME0000021139SFDAA00004 | FORCEPS | FORCEPS | SURGICAL FORCEPS
SURGICON (PVT) LTD. | باكستان | Pakistan | ME0000001599SFDAA00027 | GYNECOLOGY SET | GYNECOLOGY SET | The Gynecology Set is suitable for gynecological procedures such as delivering a newborn baby, necessary vaginal inspection cyst excision, hysterectomy etc. Surgeons and practitioners use several instruments during these surgeries.
Green Leaf Industries | باكستان | Pakistan | ME0000004076SFDAA00001 | FORCEPS | FORCEPS | FORCEPS
Green Leaf Industries | باكستان | Pakistan | ME0000004075SFDAA00017 | SCISSORS | SCISSORS | SCISSORS
Acheron Instruments (P'VT.) LTD. | باكستان | Pakistan | ME0000011915SFDAA00051 | DENTAL EXTRACTION FORCEP UPPER WISDOM | DENTAL EXTRACTION FORCEPS | A dental instrument shaped like a kind of pincers for the extraction of teeth
Green Leaf Industries | باكستان | Pakistan | ME0000004072SFDAA00004 | ROOT ELEVATORS | ROOT ELEVATORS | ROOT ELEVATORS
Green Leaf Industries | باكستان | Pakistan | ME0000004082SFDAA00048 | Restorative Instruments | Restorative Instruments | Restorative Instruments
Green Leaf Industries | باكستان | Pakistan | ME0000004086SFDAA00001 | Rubber Dam Instruments | Rubber Dam Instruments | Rubber Dam Instruments
Green Leaf Industries | باكستان | Pakistan | ME0000004074SFDAA00132 | ORTHODONTIC INSTRUMENTS / PLIERS | ORTHODONTIC INSTRUMENTS / PLIERS | ORTHODONTIC INSTRUMENTS / PLIERS
Green Leaf Industries | باكستان | Pakistan | ME0000004083SFDAA00011 | PERIODONTAL INSTRUMENTS | PERIODONTAL INSTRUMENTS | PERIODONTAL INSTRUMENTS
Green Leaf Industries | باكستان | Pakistan | ME0000004081SFDAA00051 | Diagonastic Instruments | Diagonastic Instruments | Diagonastic Instruments
Green Leaf Industries | باكستان | Pakistan | ME0000004078SFDAA00001 | Respatories | Respatories | Respatories
Green Leaf Industries | باكستان | Pakistan | ME0000004071SFDAA00133 | BONE ROUNGERS | BONE ROUNGERS | BONE ROUNGERS
SURGICON (PVT) LTD. | باكستان | Pakistan | ME0000001599SFDAA00028 | BASIC NASAL SET | BASIC NASAL SET | Basic Nasal Instrument Set is used to streamline nasal surgeries and provide better sinus access. This complete Basic Nasal Set is a collection of necessary Surgical instruments to perform the procedure.
Green Leaf Industries | باكستان | Pakistan | ME0000004088SFDAA00001 | Extracting Forceps | Extracting Forceps | Extracting Forceps
Green Leaf Industries | باكستان | Pakistan | ME0000004080SFDAA00003 | TWEEZERS | TWEEZERS | TWEEZERS
Green Leaf Industries | باكستان | Pakistan | ME0000004077SFDAA00070 | RETRACTORS | RETRACTORS | RETRACTORS
Acheron Instruments (P'VT.) LTD. | باكستان | Pakistan | ME0000011915SFDAA00053 | MAGILL FORCEPS ADULT 10 INCH | Forceps, tube introduction | Surgical instruments used for endotracheal tube introduction into larynx
Elite Instruments Incorporated | باكستان | Pakistan | ME0000008343SFDAA00002 | COMPOSITE & PLASTIC FILLING INSTRUMENT SET | Dental Instruments | Dental Filling instruments
UNION INDUSTRIES | باكستان | Pakistan | ME0000002001SFDAA00004 | Elevator | Elevator | NON STERALIZED DENTAL SURGICAL INSTRUMENTS MADE OF STANLISS STEAL | آلة جراحية لحفر وخلع بقايا عظام جذور الاسنان
Green Leaf Industries | باكستان | Pakistan | ME0000004085SFDAA00003 | Dental Syringes | Dental Syringes | Dental Syringes
A-One Surgico ( PVT) Ltd | باكستان | Pakistan | ME0000001649SFDAA00005 | Surgical scissors | stainless steel surgical scissors | stainless steel surgical scissors
AABROX INTERNATIONAL | باكستان | Pakistan | ME0000005956SFDAA00028 | Tmax | Dental Impression tray | Reusable Dental Impression tray
Elite Instruments Incorporated | باكستان | Pakistan | ME0000008343SFDAA00003 | DENTAL EXAMINATION SET | Dental Instruments | Three Instruments Set which is commonly used for dental examination purpose
Acheron Instruments (P'VT.) LTD. | باكستان | Pakistan | ME0000011915SFDAA00050 | MAYO HEGAR NEEDLE HOLDER 9” TC | needle Holders | Surgical instruments used for grasping sutures
Balban Industries | باكستان | Pakistan | ME0000020466SFDAA00004 | mouth mirror | mouth mirror | small mirror use to examine the patients' mouth during dental procedure
Balban Industries | باكستان | Pakistan | ME0000020466SFDAA00002 | impression trays | impression trays | impression trays are used to take a dental impression of the patient for a dental procedure
Tecadent Instruments | باكستان | Pakistan | ME0000006997SFDAA00029 | spatulas | spatulas | A spatula in dentistry is a very useful instrument used to mix sealing materials (silicones, cements, etc.), to color retraction wires or to separate matrices, among other functions.
Acheron Instruments (P'VT.) LTD. | باكستان | Pakistan | ME0000011915SFDAA00054 | Acheron Instruments | Dental Curettes | Dental instrument with a spoon-shaped working end, used to scrape issue
Acheron Instruments (P'VT.) LTD. | باكستان | Pakistan | ME0000011915SFDAA00055 | METZENBAUM SCISSORS 21CM | general purpose Scissors | An instrument used to cut,e.g. issue ,cloth or sutures
Tecadent Instruments | باكستان | Pakistan | ME0000006997SFDAA00023 | NEEDLE HOLDERS | NEEDLE HOLDERS | A needle holder used by doctors and surgeons to hold a suturing needle for closing wounds during suturing and surgical procedures.
MADONNA SURGICAL CORPORATION | باكستان | Pakistan | ME0000021139SFDAA00009 | NEEDLE HOLDERS | NEEDLE HOLDERS | NEEDLE HOLDERS
MADONNA SURGICAL CORPORATION | باكستان | Pakistan | ME0000021139SFDAA00009 | NEEDLE HOLDERS | NEEDLE HOLDERS | NEEDLE HOLDERS
Khalid Enterprises | باكستان | Pakistan | ME0000007152SFDAA00033 | TOTAL COMFORT Ankle Support | Ankle Support | Ankle Support Hosiery | دعم الكاحل
Khalid Enterprises | باكستان | Pakistan | ME0000007152SFDAA00029 | Total comfort Arm Sling / Arm Sling Shoulder Immobilizer | Arm Sling / Arm Sling Shoulder Immobilizer | Arm Sling / Arm Sling Shoulder Immobilize : Total Comfort designed such products which bring health and comfort for your active life.Indication as follows: * to prevent stress on soft muscles, sprain, pain, injury, osteoporotic pain of Lumo sacral region, back pain. * provides comfort to skin baby * medical support protectors. * treatment of traumatic disorder of neck. *support ligament injuries & etc | حامل ذراع
Teca Dent Instruments | باكستان | Pakistan | ME0000008815SFDAA00003 | excavators | excavators | dental excavators
Tecadent Instruments | باكستان | Pakistan | ME0000006997SFDAA00022 | MIRROR HANDLES WITH HEADS | MIRROR HANDLES WITH HEADS | it is used in oral examinations by dentists.
Teca Dent Instruments | باكستان | Pakistan | ME0000008815SFDAA00002 | filling instruments | filling instruments | Instruments may only be used for their intended purpose in specialist medical fields by properly trained, qualified personnel. The attending doctor or operator is responsible for the selection of the instruments for specific applications and operative use, appropriate training and information, and adequate experience for handling the instruments.
Tecadent Instruments | باكستان | Pakistan | ME0000006997SFDAA00024 | PERIODONTAL INSTRUMENTS | PERIODONTAL INSTRUMENTS | These instruments are used to remove plaque and calculus from the tooth surface.
Laudable International | باكستان | Pakistan | ME0000010706SFDAA00007 | ORTHO PLIER | ORTHO PLIER | ORTHO PLIER
Laudable International | باكستان | Pakistan | ME0000010706SFDAA00008 | PROBE LARYNGOSCOPE SET | PROBE LARYNGOSCOPE SET | PROBE LARYNGOSCOPE SET
MADONNA SURGICAL CORPORATION | باكستان | Pakistan | ME0000021139SFDAA00007 | SCISSORS | SCISSORS | SCISSORS
MADONNA SURGICAL CORPORATION | باكستان | Pakistan | ME0000021139SFDAA00007 | SCISSORS | SCISSORS | SCISSORS
MADONNA SURGICAL CORPORATION | باكستان | Pakistan | ME0000021139SFDAA00008 | HOLLOW WARE | HOLLOW WARE | HOLLOW WARE
MADONNA SURGICAL CORPORATION | باكستان | Pakistan | ME0000021139SFDAA00008 | HOLLOW WARE | HOLLOW WARE | HOLLOW WARE
AABROX INTERNATIONAL | باكستان | Pakistan | ME0000005956SFDAA00001 | Tissue Forceps | Tissue Forceps | Reusable Tissue Forceps
AABROX INTERNATIONAL | باكستان | Pakistan | ME0000005956SFDAA00002 | Tuning Fork | Tuning Fork | Reusable Tuning Fork
AABROX INTERNATIONAL | باكستان | Pakistan | ME0000005956SFDAA00006 | Operating Scissors | Operating Scissors | Reusable Operating Scissors
Acheron Instruments (P'VT.) LTD. | باكستان | Pakistan | ME0000011915SFDAA00056 | Acheron Instruments | ORTHODONTIC PLIER | Surgical instrument used to hold small objective or to bend or to cut metal strips or wire
AABROX INTERNATIONAL | باكستان | Pakistan | ME0000005956SFDAA00004 | Surgical Instrument Tray | Surgical Instrument Tray | Reusable Surgical Instrument Tray
Acheron Instruments (P'VT.) LTD. | باكستان | Pakistan | ME0000011915SFDAA00046 | Acheron Instruments | Bone Elevator | A surgical instrument used during orthopedic surgery to fit ,position or pry up bone ,other anatomic structures or surgical material
AABROX INTERNATIONAL | باكستان | Pakistan | ME0000005956SFDAA00003 | Kidney Bowl | Kidney Bowl | Reusable Kidney Bowl
AABROX INTERNATIONAL | باكستان | Pakistan | ME0000005956SFDAA00005 | Needle Holder | Needle Holder | Needle Holder Reusable
Acheron Instruments (P'VT.) LTD. | باكستان | Pakistan | ME0000011915SFDAA00045 | Acheron Instruments | Instruments Tray | A flat shallow vessel, usually with a raised rim for surgical instruments
Acheron Instruments (P'VT.) LTD. | باكستان | Pakistan | ME0000011915SFDAA00058 | Soft-tissue surgical forceps, Scissor-like | Surgical Forceps, Scissor-like | Manual Surgical instruments used to grasp, manipulate, dissect, and/or clamp tissue
Acheron Instruments (P'VT.) LTD. | باكستان | Pakistan | ME0000011915SFDAA00057 | Soft-tissue surgical forceps, Tweezer-like | Surgical Forceps, Tweezer-like | Hand-held manual surgical instrument.
HayMed Instruments | باكستان | Pakistan | ME0000004225SFDAA00024 | HayMed F.O. LED Handle | F.O. LED Handle | A reusable laryngoscope is made up of a blade and handle. All handles are compatible with ISO 7376/3 Green system. Easy replacement of Megaray, Exray, D’ray and all green system blades. Grooved surfaces for better handling and LED lights that has 50000 hours life. Build in brass C/P and stainless steel with green ring indicate universal fitting according to ISO 7376/3. As for the blades, they are designed with enclosed fiber optic core with no crevices to trap dirt or body fluids. Marked by green block behind the heelto indicate the green system and compatible with ISO 7376/3 green system.
HayMed Instruments | باكستان | Pakistan | ME0000004225SFDAA00020 | HayMed F.O. Flexiray Macintosh Blade | F.O. Flexiray Macintosh Blade | A reusable laryngoscope is made up of a blade and handle. All handles are compatible with ISO 7376/3 Green system. Easy replacement of Megaray, Exray, D’ray and all green system blades. Grooved surfaces for better handling and LED lights that has 50000 hours life. Build in brass C/P and stainless steel with green ring indicate universal fitting according to ISO 7376/3. As for the blades, they are designed with enclosed fiber optic core with no crevices to trap dirt or body fluids. Marked by green block behind the heelto indicate the green system and compatible with ISO 7376/3 green system.
HayMed Instruments | باكستان | Pakistan | ME0000004225SFDAA00025 | HayMed F.O. D’Ray Macintosh Blade | F.O. D’Ray Macintosh Blade | A disposable laryngoscope is made up of a blade and handle. All handles are compatible with ISO 7376/3 Green system. Easy replacement of Megaray, Exray, D’ray and all green system blades. Grooved surfaces for better handling and LED lights that has 50000 hours life. Build in brass C/P and stainless steel with green ring indicate universal fitting according to ISO 7376/3. As for the blades, they are made up from high quality stainless steel AISI304 and designed with a heel to give strength to the blade and saves the back reflection during intubation. All disposable blades have three ball bearing for better handling, maximum covered outlet point of acrylic, and are fully compatible to green system ISO 7376/3.
HayMed Instruments | باكستان | Pakistan | ME0000004225SFDAA00018 | HayMed F.O. Megaray Macintosh Blade | F.O. Megaray Macintosh Blade | A reusable laryngoscope is made up of a blade and handle. All handles are compatible with ISO 7376/3 Green system. Easy replacement of Megaray, Exray, D’ray and all green system blades. Grooved surfaces for better handling and LED lights that has 50000 hours life. Build in brass C/P and stainless steel with green ring indicate universal fitting according to ISO 7376/3. As for the blades, they are designed with enclosed fiber optic core with no crevices to trap dirt or body fluids. Marked by green block behind the heelto indicate the green system and compatible with ISO 7376/3 green system.
HayMed Instruments | باكستان | Pakistan | ME0000004225SFDAA00026 | HayMed F.O. D’Ray Miller Blade | F.O. D’Ray Miller Blade | A disposable laryngoscope is made up of a blade and handle. All handles are compatible with ISO 7376/3 Green system. Easy replacement of Megaray, Exray, D’ray and all green system blades. Grooved surfaces for better handling and LED lights that has 50000 hours life. Build in brass C/P and stainless steel with green ring indicate universal fitting according to ISO 7376/3. As for the blades, they are made up from high quality stainless steel AISI304 and designed with a heel to give strength to the blade and saves the back reflection during intubation. All disposable blades have three ball bearing for better handling, maximum covered outlet point of acrylic, and are fully compatible to green system ISO 7376/3.
HayMed Instruments | باكستان | Pakistan | ME0000004225SFDAA00019 | HayMed F.O. Megaray Miller Blade | F.O. Megaray Miller Blade | A reusable laryngoscope is made up of a blade and handle. All handles are compatible with ISO 7376/3 Green system. Easy replacement of Megaray, Exray, D’ray and all green system blades. Grooved surfaces for better handling and LED lights that has 50000 hours life. Build in brass C/P and stainless steel with green ring indicate universal fitting according to ISO 7376/3. As for the blades, they are designed with enclosed fiber optic core with no crevices to trap dirt or body fluids. Marked by green block behind the heelto indicate the green system and compatible with ISO 7376/3 green system.
Ghazal International | باكستان | Pakistan | ME0000006980SFDAA00018 | Explorer | Explorer | The tools to examine, manipulate, treat, restore and remove teeth or assist to carry the process
AABROX INTERNATIONAL | باكستان | Pakistan | ME0000005956SFDAA00008 | Tongue Holder | Tongue Holder | Reusable Tongue Holder
AABROX INTERNATIONAL | باكستان | Pakistan | ME0000005956SFDAA00007 | Finger Ring Cutter | Finger Ring Cutter | Reusable Finger Ring Cutter
AABROX INTERNATIONAL | باكستان | Pakistan | ME0000005956SFDAA00010 | Uterine Sound | Uterine Sound | Reusable Uterine Sound
INSTRUMED PRIVATE LIMITED | باكستان | Pakistan | ME0000017834SFDAA00002 | Amalgam Well Stainless Steel | Amalgam Well | Amalgam Well
INSTRUMED PRIVATE LIMITED | باكستان | Pakistan | ME0000017834SFDAA00003 | Amalgam Carrier | Amalgam carriers | Amalgam carriers
INSTRUMED PRIVATE LIMITED | باكستان | Pakistan | ME0000017834SFDAA00013 | Mortonson | filling instrument | filling instrument
INSTRUMED PRIVATE LIMITED | باكستان | Pakistan | ME0000017834SFDAA00012 | Minnesota Retractor | Retractor | Retractor
INSTRUMED PRIVATE LIMITED | باكستان | Pakistan | ME0000017834SFDAA00007 | Fig. 2 Burnisher | Burnisher | Burnisher
INSTRUMED PRIVATE LIMITED | باكستان | Pakistan | ME0000017834SFDAA00008 | Forcep Hemostatic | Hemostatic forceps | Hemostatic forceps
INSTRUMED PRIVATE LIMITED | باكستان | Pakistan | ME0000017834SFDAA00017 | Scaler Cleoide Discoide | Scaler | Scaler
INSTRUMED PRIVATE LIMITED | باكستان | Pakistan | ME0000017834SFDAA00021 | 15 Pcs. Sterilization Tray | Sterilization Tray | Sterilization Tray
INSTRUMED PRIVATE LIMITED | باكستان | Pakistan | ME0000017834SFDAA00006 | Examination Set of 4 Explorer | Examination Set | Examination Set
INSTRUMED PRIVATE LIMITED | باكستان | Pakistan | ME0000017834SFDAA00019 | Stainless Steel Double-Ended Cheek Retractor | Retractor | Retractor
INSTRUMED PRIVATE LIMITED | باكستان | Pakistan | ME0000017834SFDAA00016 | Periodontal Probe | Periodontal Probe | Periodontal Probe
INSTRUMED PRIVATE LIMITED | باكستان | Pakistan | ME0000017834SFDAA00011 | Micro Scissor | Scissors | Scissors
INSTRUMED PRIVATE LIMITED | باكستان | Pakistan | ME0000017834SFDAA00020 | 10 Pcs. Sterilization Tray | Sterilization Tray | Sterilization Tray
INSTRUMED PRIVATE LIMITED | باكستان | Pakistan | ME0000017834SFDAA00005 | De Bakey Tweezer | Tweezers | Tweezers
INSTRUMED PRIVATE LIMITED | باكستان | Pakistan | ME0000017834SFDAA00010 | Ladmore | filling instrument | filling instrument
INSTRUMED PRIVATE LIMITED | باكستان | Pakistan | ME0000017834SFDAA00015 | Mouth Mirror | Mouth Mirror | Mouth Mirror
INSTRUMED PRIVATE LIMITED | باكستان | Pakistan | ME0000017834SFDAA00022 | 20 Pcs. Sterilization Tray | Sterilization Tray | Sterilization Tray
AABROX INTERNATIONAL | باكستان | Pakistan | ME0000005956SFDAA00014 | Keily Ovum Forceps | Keily Ovum Forceps | Reusable Keily Ovum Forceps
INSTRUMED PRIVATE LIMITED | باكستان | Pakistan | ME0000017834SFDAA00004 | Amalgam Instruments | Amalgam Instruments | Amalgam Instruments
INSTRUMED PRIVATE LIMITED | باكستان | Pakistan | ME0000017834SFDAA00009 | Hollen back 1/2 scaler | Hollenback carver | Hollenback carver
INSTRUMED PRIVATE LIMITED | باكستان | Pakistan | ME0000017834SFDAA00018 | Scalpel Handle | Scalpel Handle | Scalpel Handle
INSTRUMED PRIVATE LIMITED | باكستان | Pakistan | ME0000017834SFDAA00014 | Mosquito Forceps | Forceps | Forceps
AABROX INTERNATIONAL | باكستان | Pakistan | ME0000005956SFDAA00013 | Scalpel Blade Holder | Scalpel Blade Holder | Reusable Scalpel Blade Holder
AABROX INTERNATIONAL | باكستان | Pakistan | ME0000005956SFDAA00012 | Artery Forceps | Artery Forceps | Reusable Artery Forceps
AABROX INTERNATIONAL | باكستان | Pakistan | ME0000005956SFDAA00016 | Tmax | Surgery Set | Reusable Surgery Set
AABROX INTERNATIONAL | باكستان | Pakistan | ME0000005956SFDAA00018 | Tmax | Vaginal Specula | Reusable Vaginal Specula
AABROX INTERNATIONAL | باكستان | Pakistan | ME0000005956SFDAA00017 | Tmax | Bone Cutter | Reusable Bone Cutter
AABROX INTERNATIONAL | باكستان | Pakistan | ME0000005956SFDAA00015 | Tmax | Crocodile Forceps | Reusable Crocodile Forceps
AABROX INTERNATIONAL | باكستان | Pakistan | ME0000005956SFDAA00019 | Tmax | Magill Forceps | Reusable Magill Forceps
INSTRUMED PRIVATE LIMITED | باكستان | Pakistan | ME0000017834SFDAA00024 | Bone Chisel | Chisel | Chisel
INSTRUMED PRIVATE LIMITED | باكستان | Pakistan | ME0000017834SFDAA00034 | Filling Instrument | Filling Instrument | Filling Instrument
INSTRUMED PRIVATE LIMITED | باكستان | Pakistan | ME0000017834SFDAA00031 | Placement Instruments | Placement Instruments | Placement Instruments
INSTRUMED PRIVATE LIMITED | باكستان | Pakistan | ME0000017834SFDAA00026 | Root Elevator Warwick-James | Elevators | Elevators
INSTRUMED PRIVATE LIMITED | باكستان | Pakistan | ME0000017834SFDAA00033 | Cement Spatula | Spatula | Spatula
INSTRUMED PRIVATE LIMITED | باكستان | Pakistan | ME0000017834SFDAA00029 | Carving Instrument | Carvers | Carvers
INSTRUMED PRIVATE LIMITED | باكستان | Pakistan | ME0000017834SFDAA00036 | Rubber Dam Clamp | dental dam clamp | dental dam clamp
INSTRUMED PRIVATE LIMITED | باكستان | Pakistan | ME0000017834SFDAA00028 | Burishner | Burnishers | Burnishers
INSTRUMED PRIVATE LIMITED | باكستان | Pakistan | ME0000017834SFDAA00032 | Explorer | Dental Explorer | Dental Explorer
INSTRUMED PRIVATE LIMITED | باكستان | Pakistan | ME0000017834SFDAA00027 | Spreader | Spreader | Spreader
INSTRUMED PRIVATE LIMITED | باكستان | Pakistan | ME0000017834SFDAA00030 | Excavator | Dental Excavators | Dental Excavators
INSTRUMED PRIVATE LIMITED | باكستان | Pakistan | ME0000017834SFDAA00035 | Needle Holder | Needle Holder | Needle Holder
INSTRUMED PRIVATE LIMITED | باكستان | Pakistan | ME0000017834SFDAA00025 | Curette Gracey | Gracey curettes | Gracey curettes
WAHA INDUSTRIES | باكستان | Pakistan | ME0000006920SFDAA00001 | Dental Capsule Applier Applicator | Applicator | Applicator
WAHA INDUSTRIES | باكستان | Pakistan | ME0000006918SFDAA00016 | Dental Syringes | Dental Syringes | Dental Syringes
WAHA INDUSTRIES | باكستان | Pakistan | ME0000006921SFDAA01427 | Intraligamental Anesthesia Syringe | Syringe | Syringe
Goldstar Medical Instruments | باكستان | Pakistan | ME0000013941SFDAA00008 | Goldstar Miller FO Blade and Handle | Laryngoscope | Disposable laryngoscopes made of Medical Grade Stainless Steel.
Goldstar Medical Instruments | باكستان | Pakistan | ME0000013941SFDAA00009 | Goldstar Macintosh FO Blade and Handle | Laryngoscope | Disposable Laryngoscopes are made of Medical Grade Stainless Steel.
SURGICON (PVT) LTD. | باكستان | Pakistan | ME0000001599SFDAA00035 | MOSQUITO ARTERY FORCEP | MOSQUITO ARTERY FORCEP | Micro Mosquito Artery forceps are used for hemostasis, controlling bleeding and for the retraction of tissues, skin etc.
SURGICON (PVT) LTD. | باكستان | Pakistan | ME0000001599SFDAA00031 | VAGINAL SPECULUM | VAGINAL SPECULUM | Vaginal speculum is used for vaginal exams. Gynecologists use it to open the walls of the vagina and examine the vagina and cervix.
SURGICON (PVT) LTD. | باكستان | Pakistan | ME0000001599SFDAA00033 | Nasal Specula | Nasal Specula | A Nasal Specula is used by doctors to examine the inside of the nose.
SURGICON (PVT) LTD. | باكستان | Pakistan | ME0000001599SFDAA00034 | FRAZIER SUCTION TUBE | FRAZIER SUCTION TUBE | The Frazier Suction Tube is the one of the most popular and widely used cannula, which allows effective suction to surgical site without damaging surrounding area.
SURGICON (PVT) LTD. | باكستان | Pakistan | ME0000001599SFDAA00030 | Needle Holder | Needle Holder | Needle holder is used to pass the needle through the wound so that the torn tissues can be stitched up.
AABROX INTERNATIONAL | باكستان | Pakistan | ME0000005956SFDAA00023 | Tmax | Surgical Bowl | Reusable Surgical Bowl
AABROX INTERNATIONAL | باكستان | Pakistan | ME0000005956SFDAA00020 | Tmax | Sims Vaginal Retractor | Reusable Sims Vaginal Retractor
AABROX INTERNATIONAL | باكستان | Pakistan | ME0000005956SFDAA00022 | Tmax | Bandage Scissors | Reusable Bandage Scissors
SURGICON (PVT) LTD. | باكستان | Pakistan | ME0000001599SFDAA00039 | KIDNEY BOWL | KIDNEY BOWL | Kidney Bowls are used to keep surgical instruments after use to wash.
SURGICON (PVT) LTD. | باكستان | Pakistan | ME0000001599SFDAA00043 | TISSUE FORCEPS | TISSUE FORCEPS | TISSUE FORCEPS are used to hold gauze.
SURGICON (PVT) LTD. | باكستان | Pakistan | ME0000001599SFDAA00040 | METZENBAUM SCISSOR | METZENBAUM SCISSOR | METZENBAUM SCISSORS are used for cut tissue, sutures, bandages and clothes.
AABROX INTERNATIONAL | باكستان | Pakistan | ME0000005956SFDAA00021 | Tmax | Nasal Speculum | Reusable Nasal Speculum
AABROX INTERNATIONAL | باكستان | Pakistan | ME0000005956SFDAA00024 | Tmax | Suction Tube | Reusable Suction Tube
WAHA INDUSTRIES | باكستان | Pakistan | ME0000006920SFDAA00006 | Secure Line Extracting Forceps | Forceps | Forceps
WAHA INDUSTRIES | باكستان | Pakistan | ME0000006920SFDAA00002 | American pattern Extracting Forceps | Forceps | Forceps
WAHA INDUSTRIES | باكستان | Pakistan | ME0000006920SFDAA00005 | Pediatric Extracting Forceps Set | Forceps | Forceps
SURGICON (PVT) LTD. | باكستان | Pakistan | ME0000001599SFDAA00036 | DRESSING FORCEPS | DRESSING FORCEPS | DRESSING FORCEPS are used to hold gauze.
SURGICON (PVT) LTD. | باكستان | Pakistan | ME0000001599SFDAA00038 | IRIS SCISSOR | IRIS SCISSOR | IRIS SCISSORS are small scissors, it’s originally designed for the fine detail work of ophthalmological surgery. A pair of iris scissors is ideally kept as sharp as possible, as sharp scissors make for crisp cutting, which can be important in surgery.
SURGICON (PVT) LTD. | باكستان | Pakistan | ME0000001599SFDAA00042 | TEALE TENACULUM FORCEP | TEALE TENACULUM FORCEP | TEALE TENACULUM FORCEP are used for uterine and caesarian birthing, hysterectomy and other obstetrics and gynae surgery.
WAHA INDUSTRIES | باكستان | Pakistan | ME0000006920SFDAA00003 | Extracting Forceps | Forceps | Forceps
WAHA INDUSTRIES | باكستان | Pakistan | ME0000006920SFDAA00007 | Tooth Tweezer | Tweezer | Tweezer
WAHA INDUSTRIES | باكستان | Pakistan | ME0000006920SFDAA00004 | Pediatric Extracting Forceps | Forceps | Forceps
WAHA INDUSTRIES | باكستان | Pakistan | ME0000006920SFDAA00008 | Wisdoms Extracting Forceps | Forceps | Forceps
SURGICON (PVT) LTD. | باكستان | Pakistan | ME0000001599SFDAA00032 | HARTMANN EAR POLYPUS FORCEP | HARTMANN EAR POLYPUS FORCEP | Hartmann Ear Polypus forceps are used in the removal of earwax and foreign bodies from the ear canal.
SURGICON (PVT) LTD. | باكستان | Pakistan | ME0000001599SFDAA00037 | FOERSTER FORCEPS | FOERSTER FORCEPS | FOERSTER FORCEPS are used for holding swabs or sponges in medical procedures.
SURGICON (PVT) LTD. | باكستان | Pakistan | ME0000001599SFDAA00041 | SIMS UTERINE SOUND | SIMS UTERINE SOUND | SIMS UTERINE SOUNDS are intended for probing a women’s uterus through the cervix, to measure the length and direction of the cervical canal and uterus.
UNIFEROZ(Pvt) Ltd. | باكستان | Pakistan | ME0000007153SFDAA00001 | Dermapore Fix Roll | Non-Woven Fabric Surgical Tape | Non-Woven Fabric Surgical Tape
Elite Instruments Incorporated | باكستان | Pakistan | ME0000008343SFDAA00005 | Elevators | Elevators | Elevators
Elite Instruments Incorporated | باكستان | Pakistan | ME0000008343SFDAA00007 | Surgical scissors | Surgical scissors | Surgical scissors
MADONNA SURGICAL CORPORATION | باكستان | Pakistan | ME0000021139SFDAA00013 | RETRACTORS | RETRACTORS | RETRACTORS
MADONNA SURGICAL CORPORATION | باكستان | Pakistan | ME0000021139SFDAA00013 | RETRACTORS | RETRACTORS | RETRACTORS
Acheron Instruments (P'VT.) LTD. | باكستان | Pakistan | ME0000011915SFDAA00061 | Acheron Instruments | Rubber Dam Clamp | Dental Device with a Buccal and Lingual Wing or Flange
MADONNA SURGICAL CORPORATION | باكستان | Pakistan | ME0000021139SFDAA00012 | CURETTES | CURETTES | CURETTES
MADONNA SURGICAL CORPORATION | باكستان | Pakistan | ME0000021139SFDAA00012 | CURETTES | CURETTES | CURETTES
MADONNA SURGICAL CORPORATION | باكستان | Pakistan | ME0000021139SFDAA00014 | ORTHOPEDIC | ORTHOPEDIC | ORTHOPEDIC
MADONNA SURGICAL CORPORATION | باكستان | Pakistan | ME0000021139SFDAA00014 | ORTHOPEDIC | ORTHOPEDIC | ORTHOPEDIC
Elite Instruments Incorporated | باكستان | Pakistan | ME0000008343SFDAA00008 | Mouth mirrors and handles | Mouth mirrors and handles | Mouth mirrors and handles
Elite Instruments Incorporated | باكستان | Pakistan | ME0000008343SFDAA00011 | Tweezers | Tweezers | Tweezers
Elite Instruments Incorporated | باكستان | Pakistan | ME0000008343SFDAA00010 | Needle Holders | Needle Holders | Needle Holders
Elite Instruments Incorporated | باكستان | Pakistan | ME0000008343SFDAA00013 | Explores and Probes | Explores and Probes | Explores and Probes
SPIRAL Surgical Co. | باكستان | Pakistan | ME0000007916SFDAA00001 | Scissors | Scissors | General scissors
SPIRAL Surgical Co. | باكستان | Pakistan | ME0000007917SFDAA00001 | Forceps | Forceps | general Forceps
SPIRAL Surgical Co. | باكستان | Pakistan | ME0000007918SFDAA00004 | Needle Holder | Needle Holder | Needle holder
WAHA INDUSTRIES | باكستان | Pakistan | ME0000006920SFDAA00015 | PDL Elevators Set | Elevators | Elevators
WAHA INDUSTRIES | باكستان | Pakistan | ME0000006920SFDAA00020 | MacMillan Gouge Root Elevators | Elevators | Elevators
WAHA INDUSTRIES | باكستان | Pakistan | ME0000006920SFDAA00016 | Luxacut Root Elevators | Elevators | Elevators
WAHA INDUSTRIES | باكستان | Pakistan | ME0000006921SFDAA01437 | Deep | Holloware Deep Tray | Holloware Deep Tray
WAHA INDUSTRIES | باكستان | Pakistan | ME0000006921SFDAA01438 | Endo Box | Instrument Endodontic Organizer | Instrument Endodontic Organizer
WAHA INDUSTRIES | باكستان | Pakistan | ME0000006921SFDAA01440 | Forceps Jar | Forceps jar | Forceps jar
WAHA INDUSTRIES | باكستان | Pakistan | ME0000006921SFDAA01443 | Instruments Box | Instruments Box | Instruments Box
WAHA INDUSTRIES | باكستان | Pakistan | ME0000006921SFDAA01445 | Kidney Tray With Cover | Trays | Trays
WAHA INDUSTRIES | باكستان | Pakistan | ME0000006921SFDAA01446 | Kidney Trays | Trays | Trays
WAHA INDUSTRIES | باكستان | Pakistan | ME0000006921SFDAA01447 | Scaler Tray | Scaler Tray | Scaler Tray
WAHA INDUSTRIES | باكستان | Pakistan | ME0000006921SFDAA01448 | Spirit Lamp | Spirit Lamps | Spirit Lamps
WAHA INDUSTRIES | باكستان | Pakistan | ME0000006921SFDAA01452 | Apical Root Elevators | Elevators | Elevators
WAHA INDUSTRIES | باكستان | Pakistan | ME0000006921SFDAA01454 | Coupland Gouge Root Elevators | Elevators | Elevators
WAHA INDUSTRIES | باكستان | Pakistan | ME0000006920SFDAA00009 | Winter Root Elevators | Elevators | Elevators
WAHA INDUSTRIES | باكستان | Pakistan | ME0000006921SFDAA01455 | Coupland Root Elevators | Elevators | Elevators
WAHA INDUSTRIES | باكستان | Pakistan | ME0000006921SFDAA01457 | ERGO Dynamic Elevators | Elevators | Elevators
WAHA INDUSTRIES | باكستان | Pakistan | ME0000006921SFDAA01458 | Friedman Craig Root Elevators | Elevators | Elevators
WAHA INDUSTRIES | باكستان | Pakistan | ME0000006920SFDAA00017 | Luxating Elevators Set | Elevators | Elevators
WAHA INDUSTRIES | باكستان | Pakistan | ME0000006920SFDAA00013 | Root Elevators | Elevators | Elevators
WAHA INDUSTRIES | باكستان | Pakistan | ME0000006921SFDAA01459 | Heidbrink Root Elevators | Elevators | Elevators
WAHA INDUSTRIES | باكستان | Pakistan | ME0000006920SFDAA00018 | Luxating Root Elevators | Elevators | Elevators
WAHA INDUSTRIES | باكستان | Pakistan | ME0000006920SFDAA00019 | Miller Root Elevators | Elevators | Elevators
Elite Instruments Incorporated | باكستان | Pakistan | ME0000008343SFDAA00012 | Dental Syringes | Dental Syringes | Dental Syringes
WAHA INDUSTRIES | باكستان | Pakistan | ME0000006921SFDAA01441 | Impression Trays | Impression Trays | Impression Trays
WAHA INDUSTRIES | باكستان | Pakistan | ME0000006921SFDAA01436 | Cotton Holder | Holders | Holders
WAHA INDUSTRIES | باكستان | Pakistan | ME0000006921SFDAA01444 | Instruments Tray with Lid | Instruments Box | Instruments Box
WAHA INDUSTRIES | باكستان | Pakistan | ME0000006921SFDAA01449 | Sterilizing Drum | Sterilization Drums | Sterilization Drums
WAHA INDUSTRIES | باكستان | Pakistan | ME0000006921SFDAA01453 | Chompret Root Elevators | Elevators | Elevators
WAHA INDUSTRIES | باكستان | Pakistan | ME0000006920SFDAA00010 | Warwick James Root Elevators | Elevators | Elevators
WAHA INDUSTRIES | باكستان | Pakistan | ME0000006920SFDAA00012 | Schmeckebier Root Elevators | Elevators | Elevators
WAHA INDUSTRIES | باكستان | Pakistan | ME0000006921SFDAA01456 | Cryer Root Elevators | Elevators | Elevators
WAHA INDUSTRIES | باكستان | Pakistan | ME0000006921SFDAA01442 | Impression Trays Set | Impression Trays | Impression Trays
WAHA INDUSTRIES | باكستان | Pakistan | ME0000006921SFDAA01451 | Cassette Trays | Trays | Trays
WAHA INDUSTRIES | باكستان | Pakistan | ME0000006920SFDAA00021 | Laxutor Root Elevators | Elevators | Elevators
WAHA INDUSTRIES | باكستان | Pakistan | ME0000006921SFDAA01461 | Howard Root Elevators | Elevators | Elevators
WAHA INDUSTRIES | باكستان | Pakistan | ME0000006921SFDAA01460 | Hourigan Root Elevators | Elevators | Elevators
WAHA INDUSTRIES | باكستان | Pakistan | ME0000006921SFDAA01450 | Trays | Trays | Trays
WAHA INDUSTRIES | باكستان | Pakistan | ME0000006920SFDAA00011 | Seldin Root Elevators | Elevators | Elevators
WAHA INDUSTRIES | باكستان | Pakistan | ME0000006921SFDAA01434 | Amalgum Cup | Dental cups | Dental cups
Elite Instruments Incorporated | باكستان | Pakistan | ME0000008343SFDAA00014 | CURETTES & SCALERS | CURETTES & SCALERS | CURETTES & SCALERS
Elite Instruments Incorporated | باكستان | Pakistan | ME0000008343SFDAA00016 | MATRIX RETAINERS & CROWN REMOVER | MATRIX RETAINERS & CROWN REMOVER | MATRIX RETAINERS & CROWN REMOVER
WAHA INDUSTRIES | باكستان | Pakistan | ME0000006920SFDAA00014 | Periotomes Root Elevators | Elevators | Elevators
Elite Instruments Incorporated | باكستان | Pakistan | ME0000008343SFDAA00015 | RUBBER DAM & CLAMPS | RUBBER DAM & CLAMPS | RUBBER DAM & CLAMPS
Uniferoz (Pvt) Ltd. | باكستان | Pakistan | ME0000014237SFDAA00002 | Dremapore | Non-Woven Paper Surgical Tape | Paper Surgical Tape
GYNAMED Instruments | باكستان | Pakistan | ME0000003313SFDAA00006 | Tract Retractor | Tract Retractor | Standard Surgical Instruments
Goldstar Medical Instruments | باكستان | Pakistan | ME0000000309SFDAA00036 | Goldstar Macintosh FO Blade | Laryngoscope | Macintosh FO Blade with Plastic Base
INSTRUMED PRIVATE LIMITED | باكستان | Pakistan | ME0000000201SFDAA00004 | Sterilization Wire Basket/Tray | Sterilization Wire Basket/Tray | Wire baskets are ideal for storing and sterilizing surgical instruments. Surgical sterilization trays and sterilization baskets come in a number of styles, some with lids and some without. Some baskets have silicone inserts for added protection of delicate instruments. | تعتبر السلال السلكية مثالية لتخزين وتعقيم الأدوات الجراحية. تأتي صواني التعقيم الجراحي وسلال التعقيم بعدة أنماط ، بعضها بأغطية وبعضها بدونها. تحتوي بعض السلال على حشوات سيليكون لمزيد من الحماية للأدوات الحساسة.
GYNAMED Instruments | باكستان | Pakistan | ME0000003313SFDAA00007 | Penile | PENILE CORPUS | Standard Surgical Instruments
Elite Instruments Incorporated | باكستان | Pakistan | ME0000008343SFDAA00019 | SPATULAS, PLUGGERS, SINUS LIFT INSTRUMENTS | Dental Instruments | SPATULAS, PLUGGERS, SINUS LIFT INSTRUMENTS
Elite Instruments Incorporated | باكستان | Pakistan | ME0000008343SFDAA00020 | PLIERS, CUTTERS, LIGATURE, BRACKETS INSTRUMENTS | Dental Instruments | PLIERS, CUTTERS, LIGATURE, BRACKETS INSTRUMENTS
Goldstar Medical Instruments | باكستان | Pakistan | ME0000000312SFDAA00007 | Goldstar Miller FO Blade | Laryngoscope | Miller FO Blade with Plastic Base
Elite Instruments Incorporated | باكستان | Pakistan | ME0000008343SFDAA00017 | BONE CURETTES, EXCAVATORS, PERIODONTAL FILES, KNIVES & CHISELS | Dental Instruments | BONE CURETTES, EXCAVATORS, PERIODONTAL FILES, KNIVES & CHISELS
MAKDENT INSTRUMENTS | باكستان | Pakistan | ME0000000471SFDAA00019 | Needle Holder | Needle Holder | Surgical instrument | أداة جراحية
MAKDENT INSTRUMENTS | باكستان | Pakistan | ME0000000465SFDAA00001 | Rubber Dam Kit | Rubber Dam Kit | Dental instrument | أداة طب الأسنان
MAKDENT INSTRUMENTS | باكستان | Pakistan | ME0000000464SFDAA00040 | Hollow Ware | Hollow Ware | Surgical utensils | الأواني الجراحية
MAKDENT INSTRUMENTS | باكستان | Pakistan | ME0000000469SFDAA00017 | Spatula | Spatula | Dental instrument | أداة طب الأسنان
MAKDENT INSTRUMENTS | باكستان | Pakistan | ME0000000476SFDAA00002 | Speculum | Speculum | Surgical instrument | أداة جراحية
MAKDENT INSTRUMENTS | باكستان | Pakistan | ME0000000474SFDAA00001 | Tweezers | Tweezers | Surgical instrument | أداة جراحية
MAKDENT INSTRUMENTS | باكستان | Pakistan | ME0000000473SFDAA00002 | Mouth Mirror | Mouth Mirror | Dental instrument | أداة طب الأسنان
MAKDENT INSTRUMENTS | باكستان | Pakistan | ME0000000466SFDAA00007 | Root Elevator | Root Elevator | Dental instrument | أداة طب الأسنان
MAKDENT INSTRUMENTS | باكستان | Pakistan | ME0000000461SFDAA00002 | Scissors | Scissors | Surgical Instrument | أداة جراحية
Elite Instruments Incorporated | باكستان | Pakistan | ME0000008343SFDAA00021 | WAX & MODELLING INSTRUMENTS | Dental Instruments | TRAYS, WAX & MODELLING, SPATULAS,CALIPERS
Elite Instruments Incorporated | باكستان | Pakistan | ME0000008343SFDAA00018 | PLUGGERS CONDENSERS | Dental Instruments | PLUGGERS CONDENSERS
Elite Instruments Incorporated | باكستان | Pakistan | ME0000008343SFDAA00022 | Spatulas calipers | Spatulas calipers | Spatulas calipers
Chaplet International Pvt Ltd | باكستان | Pakistan | ME0000002019SFDAA00021 | Hospital Wares | Hospital Wares | Hospital Wares
Denton Instruments | باكستان | Pakistan | ME0000002085SFDAA00004 | Scalers | Scalers | Dental instrument | أداة طب الأسنان
Denton Instruments | باكستان | Pakistan | ME0000002090SFDAA00016 | Extracting forceps | Extracting forceps | Dental instrument | أداة طب الأسنان
Chaplet International Pvt Ltd | باكستان | Pakistan | ME0000002017SFDAA00004 | Dental Instruments Cassettes | Dental Instruments Cassettes | Dental Instruments Cassettes
Chaplet International Pvt Ltd | باكستان | Pakistan | ME0000002022SFDAA00022 | Washing Basket | Washing Basket | Washing Basket
Denton Instruments | باكستان | Pakistan | ME0000002095SFDAA00003 | Tweezers | Tweezers | Surgical instrument | أداة جراحية
Denton Instruments | باكستان | Pakistan | ME0000002088SFDAA00023 | Rubber Dam Kit | Rubber Dam Kit | Dental instrument | أداة طب الأسنان
Denton Instruments | باكستان | Pakistan | ME0000002092SFDAA00044 | Needle Holder | Needle Holder | Surgical instrument | أداة جراحية
Denton Instruments | باكستان | Pakistan | ME0000002098SFDAA00002 | Speculum | Speculum | Surgical instrument | أداة جراحية
Denton Instruments | باكستان | Pakistan | ME0000002082SFDAA00001 | Scissors | Scissors | Surgical Instrument | أداة جراحية
Denton Instruments | باكستان | Pakistan | ME0000002086SFDAA00006 | Hollow Ware | Hollow Ware | Surgical utensils | الأواني الجراحية
Denton Instruments | باكستان | Pakistan | ME0000002091SFDAA00005 | Spatula | Spatula | Dental instrument | أداة طب الأسنان
Denton Instruments | باكستان | Pakistan | ME0000002097SFDAA00009 | Syringes | Syringes | Surgical instrument | أداة جراحية
Denton Instruments | باكستان | Pakistan | ME0000002083SFDAA00034 | Trays | Trays | Surgical Instrument | أداة جراحية
Denton Instruments | باكستان | Pakistan | ME0000002089SFDAA00003 | Root Elevator | Root Elevator | Dental instrument | أداة طب الأسنان
Denton Instruments | باكستان | Pakistan | ME0000002093SFDAA00001 | Mouth Mirror | Mouth Mirror | Dental instrument | أداة طب الأسنان
Denton Instruments | باكستان | Pakistan | ME0000002099SFDAA00003 | Laryngoscope | Laryngoscope | Surgical instrument | أداة جراحية
Goldstar Medical Instruments | باكستان | Pakistan | ME0000013941SFDAA00011 | Disposable Macintosh F/O Laryngoscope Handles | Disposable Macintosh F/O Laryngoscope Handles, | A rigid or flexible endoscope passed through the mouth and equipped with a source of light and magnification, for examining and performing local diagnostic and surgical procedures on the larynx.
Daimed Instruments | باكستان | Pakistan | ME0000002159SFDAA00030 | Non Sterile Reusable Laryngoscope Blades | Laryngoscope Blades | Laryngoscope Blade
Goldstar Medical Instruments | باكستان | Pakistan | ME0000013941SFDAA00010 | FORCEPS MAGILL | FORCEPS MAGILL | A rigid or flexible endoscope passed through the mouth and equipped with a source of light and magnification, for examining and performing local diagnostic and surgical procedures on the larynx.
AABROX INTERNATIONAL | باكستان | Pakistan | ME0000005956SFDAA00035 | Tmax | Dental Rubber Dams | Reusable Dental Rubber Dams
AABROX INTERNATIONAL | باكستان | Pakistan | ME0000005956SFDAA00036 | Tmax | Amalgam Carriers and Carvers | Reusable Amalgam Carriers and Carvers
Yarsons International | باكستان | Pakistan | ME0000002251SFDAA00017 | SteriTrays | Sterilization trays | The trays are intended to be used with an overwrap or placed into a sterilization container with filters or valves .
AABROX INTERNATIONAL | باكستان | Pakistan | ME0000005956SFDAA00037 | Tmax | Filling Instruments and Explorer | Reusable Filling Instruments and Explorer
AABROX INTERNATIONAL | باكستان | Pakistan | ME0000005956SFDAA00031 | Tmax | Dental Pliers | Reusable Dental Pliers
Daimed Instruments | باكستان | Pakistan | ME0000002161SFDAA00101 | Non Sterile Reusable Forceps | Forceps | Forceps
Daimed Instruments | باكستان | Pakistan | ME0000002160SFDAA00017 | Non Sterile Reusable Laryngoscope Handles | Laryngoscope Handles | Laryngoscope Handles
AABROX INTERNATIONAL | باكستان | Pakistan | ME0000005956SFDAA00038 | Tmax | Dental Scalers and Curettes | Reusable Dental Scalers and Curettes
AABROX INTERNATIONAL | باكستان | Pakistan | ME0000005956SFDAA00034 | Tmax | Dental Gauges Measuring Calipers | Reusable Dental Gauges Measuring Calipers
AABROX INTERNATIONAL | باكستان | Pakistan | ME0000005956SFDAA00033 | Tmax | Dental Cutters | Reusable Dental Cutters
INSTRUMED PRIVATE LIMITED | باكستان | Pakistan | ME0000017834SFDAA00043 | Periosteal Elvator Hallow Handle | Elevators | Elevators
INSTRUMED PRIVATE LIMITED | باكستان | Pakistan | ME0000017834SFDAA00039 | Bone Morselizer Titanium | bone Morselizer | bone Morselizer
INSTRUMED PRIVATE LIMITED | باكستان | Pakistan | ME0000017834SFDAA00041 | Micro Castroviejo Needle Holder | Needle Holders | Needle Holders
INSTRUMED PRIVATE LIMITED | باكستان | Pakistan | ME0000017834SFDAA00037 | Application Gun Curved | Dental guns | Dental guns
INSTRUMED PRIVATE LIMITED | باكستان | Pakistan | ME0000017834SFDAA00045 | Scissor Iris Straight | Scissors | Scissors
INSTRUMED PRIVATE LIMITED | باكستان | Pakistan | ME0000017834SFDAA00040 | Bone Scraper | Bone Scraper | Bone Scraper
INSTRUMED PRIVATE LIMITED | باكستان | Pakistan | ME0000017834SFDAA00038 | Bone Mill Small | bone mills | bone mills
INSTRUMED PRIVATE LIMITED | باكستان | Pakistan | ME0000017834SFDAA00042 | Heidemann Flexible Hallow Handle | Handles | Handles
INSTRUMED PRIVATE LIMITED | باكستان | Pakistan | ME0000017834SFDAA00044 | Suction Pipe | Suction pipes | Suction pipes
INSTRUMED PRIVATE LIMITED | باكستان | Pakistan | ME0000017834SFDAA00046 | Suture Plier | Suture pliers | Suture pliers
MEED SKILLS SURGICAL | باكستان | Pakistan | ME0000014463SFDAA00006 | meed skills surgical | Pliers | Designed to perform specific functions such as cutting, grasping, clamping, dissecting, probing, retracting, draining, aspirating, suturing, or ligating
MEED SKILLS SURGICAL | باكستان | Pakistan | ME0000014463SFDAA00003 | meed skills surgical | extracting forceps | Designed to perform specific functions such as cutting, grasping, clamping, dissecting, probing, retracting, draining, aspirating, suturing, or ligating
MEED SKILLS SURGICAL | باكستان | Pakistan | ME0000014463SFDAA00007 | meed skills surgical | Crown Remover | Designed to perform specific functions such as cutting, grasping, clamping, dissecting, probing, retracting, draining, aspirating, suturing, or ligating
MEED SKILLS SURGICAL | باكستان | Pakistan | ME0000014463SFDAA00005 | meed skills surgical | scalers | Designed to perform specific functions such as cutting, grasping, clamping, dissecting, probing, retracting, draining, aspirating, suturing, or ligating
MEED SKILLS SURGICAL | باكستان | Pakistan | ME0000014463SFDAA00009 | meed skills surgical | Gauges | Designed to perform specific functions such as cutting, grasping, clamping, dissecting, probing, retracting, draining, aspirating, suturing, or ligating
MEED SKILLS SURGICAL | باكستان | Pakistan | ME0000014463SFDAA00008 | SYRINGE | meed skills surgical | Designed to perform specific functions such as cutting, grasping, clamping, dissecting, probing, retracting, draining, aspirating, suturing, or ligating
INSTRUMED PRIVATE LIMITED | باكستان | Pakistan | ME0000002506SFDAA00040 | Miller Laryngoscope sets | Miller Laryngoscope sets | Complete set with 5 blades
Chaplet International Pvt Ltd | باكستان | Pakistan | ME0000002021SFDAA00002 | Sterilisation Products | Sterilisation Products | Sterilisation Products
MEED SKILLS SURGICAL | باكستان | Pakistan | ME0000014463SFDAA00004 | Elevator | MEED SKILLS SURGICAL | Designed to perform specific functions such as cutting, grasping, clamping, dissecting, probing, retracting, draining, aspirating, suturing, or ligating
Khalid Enterprises | باكستان | Pakistan | ME0000007152SFDAA00045 | TOTAL COMFORT BABY UMBILICAL BELT | BABY UMBILICAL BELT | Soft band, elastic, adjustable, with a (pressing & limiting) plate for a hernia. | حزام سرة للطفل
Khalid Enterprises | باكستان | Pakistan | ME0000007152SFDAA00040 | Total comfort Palm Support | Palm Support | A prefabricated (non-customized) externally applied and wearable orthopedic appliance or apparatus | دعامة الكف
Khalid Enterprises | باكستان | Pakistan | ME0000007152SFDAA00038 | TOTAL COMFORT ELBOW SUPPORT | ELBOW SUPPORT | ELBOW SUPPORT IS: A prefabricated (non-customized) externally applied and wearable orthopedic appliance, This is a reusable device. | دعم الكوع
Khalid Enterprises | باكستان | Pakistan | ME0000007152SFDAA00041 | Total Comfort Wrist Splint | Wrist Splint | Rigid support designed to temporarily render the wrist immovable includes a wrap that may be held in place with a fastener such as Velcro; it is available in a variety of sizes. This is a reusable device. | جبيرة يد
Teca Dent Instruments | باكستان | Pakistan | ME0000008815SFDAA00005 | Endo instruments | Endo instruments | Endo or endontic instruments are used within the tooth pulp chamber and root canal systems
Teca Dent Instruments | باكستان | Pakistan | ME0000008815SFDAA00015 | SCALPEL HANDLES | SCALPEL HANDLES | intended to be used with surgical blades for tissue separation and other procedures that require a sharp surgical blade to puncture or cut
Khalid Enterprises | باكستان | Pakistan | ME0000007152SFDAA00036 | TOTAL COMFORT CLAVICLE SUPPORT | CLAVICLE SUPPORT | CLAVICLE SUPPORT is a prefabricated (non-customized) wearable device, It is formed as a figure-of-eight harness that descends from the shoulders, passes under each arm, and crosses over the back. It has broad, padded straps and may have extra padding inserted at the back, This is a reusable device. | دام الترقوة
Teca Dent Instruments | باكستان | Pakistan | ME0000008815SFDAA00016 | steri trays | steri trays | Designed to protect various instruments during sterilization and storage. Silicone pin mats help protect and organize instruments within the tray.
Teca Dent Instruments | باكستان | Pakistan | ME0000008815SFDAA00012 | rubber dam instruments | rubber dam instruments | instruments used to isolate the operative site from the rest of the mouth
Teca Dent Instruments | باكستان | Pakistan | ME0000008815SFDAA00008 | osteotomes | osteotomes | osteotome is an instrument used for cutting or preparing bone
Teca Dent Instruments | باكستان | Pakistan | ME0000008815SFDAA00013 | scalers curettes | scalers curettes | A dental scaler is an instrument that your dentist uses to clear away plaque and tartar at each of your semi-annual professional cleanings.and to remove subgingival calculus, root planing, and for curettage
Khalid Enterprises | باكستان | Pakistan | ME0000007152SFDAA00039 | Total Comfort orthopedic cast shoe | orthopedic cast shoe | A footwear designed to be worn over a foot that is encased in a cast | أحذية الجص
Khalid Enterprises | باكستان | Pakistan | ME0000007152SFDAA00042 | Total Comfort Wrist / Thumb Support | Wrist / Thumb Support | Rigid support designed to temporarily render the Wrist/Thumb immovable includes a wrap that may be held in place with a fastener such as Velcro; it is available in a variety of sizes. This is a reusable device. | جبيرة يد
Teca Dent Instruments | باكستان | Pakistan | ME0000008815SFDAA00011 | RETRACTORS | RETRACTORS | it pulls tissue away to expose an area that needs dental work, and it keeps the tissue in a retracted position during the procedure.
Teca Dent Instruments | باكستان | Pakistan | ME0000008815SFDAA00010 | pluggers | pluggers | it is a dental instrument used for packing, condensing, and consolidating filling material in a tooth cavity.
Teca Dent Instruments | باكستان | Pakistan | ME0000008815SFDAA00007 | orthodontic instruments | orthodontic instruments | dental instruments that are used in the field of orthodontology
Teca Dent Instruments | باكستان | Pakistan | ME0000008815SFDAA00004 | Carvers | Carvers | They are used for carving amalgam and resin composites. They are used for carving amalgam and resin composites.
Teca Dent Instruments | باكستان | Pakistan | ME0000008815SFDAA00009 | periosteal elevators | periosteal elevators | periosteal elevators are mainly used to lift full-thickness soft tissue flaps.
INSTRUMED PRIVATE LIMITED | باكستان | Pakistan | ME0000003091SFDAA00002 | Instruments Stringers | Instruments Stringers | Manufactured high quality stainless steel, Stringers are available in different designs like Adjustable stringers, hairpin styles, Locking systems, U shape Stringers, and Ez-Lok Double Hinge bar. Choose from the innovative designs and enjoy exceptional sizes for this complete family of stringers. | مصنوعة من الفولاذ المقاوم للصدأ عالي الجودة ، تتوفر Stringers في تصميمات مختلفة مثل الأوتار القابلة للتعديل ، وأنماط دبوس الشعر ، وأنظمة القفل ، و Stringers على شكل U ، وشريط Ez-Lok Double Hinge. اختر من بين التصميمات المبتكرة واستمتع بأحجام استثنائية لهذه العائلة الكاملة من المراسلين.
Teca Dent Instruments | باكستان | Pakistan | ME0000008815SFDAA00018 | Restorative instruments | Restorative instruments | Restorative instruments are used by the dentist or dental assistant to restore a tooth by placing, condensing, and carving a dental material to the tooth structure.
INTER LINKS | باكستان | Pakistan | ME0000003442SFDAA00004 | SCIENPHARMA BURS, DRILLS AND TREPHINE | BURS, DRILLS AND TREPHINE | reusable dental surgery related instruments.
Teca Dent Instruments | باكستان | Pakistan | ME0000008815SFDAA00006 | examination instruments | examination instruments | dental instruments that are used for dental diagnostic and in examining the oral cavity
INSTRUMED PRIVATE LIMITED | باكستان | Pakistan | ME0000003092SFDAA00002 | INSTRUMED Hollowware | Hollowware Product | Hospital Holloware or medical utensils are utilitarian items required at any hospital, healthcare center or even for convalescing patients at home. | مستشفى هولووير أو الأواني الطبية هي عناصر نفعية مطلوبة في أي مستشفى أو مركز رعاية صحية أو حتى نقاهة المرضى في المنزل.
Goldstar Medical Instruments | باكستان | Pakistan | ME0000000309SFDAA00042 | Goldstar Reusable Blades & Handles | Laryngoscope. Goldstar Reusable Blades & Handles | Perform Intubation
Daud Jee Mfg. Co. | باكستان | Pakistan | ME0000003534SFDAA00011 | Daud Jee Mfg. Co. | Basket / Tray for Sterilization | A Stainless Less Tray Used for sterilization of Surgical Instrument
Belmera Enterprises | باكستان | Pakistan | ME0000013096SFDAA00029 | Amalgam Instruments | Amalgam Instruments | Instrument for tooth filling
Belmera Enterprises | باكستان | Pakistan | ME0000013096SFDAA00016 | Orthodontic Plier | Orthodontic Plier | Orthodontic Plier bending soft and hard wires
Belmera Enterprises | باكستان | Pakistan | ME0000013096SFDAA00020 | Crown Remover | Crown Remover | Dental Crown removal instrument
Belmera Enterprises | باكستان | Pakistan | ME0000013096SFDAA00028 | Mouth Mirror Box | Mouth Mirror Box | Dental mouth mirror box for back teeth
Belmera Enterprises | باكستان | Pakistan | ME0000013096SFDAA00024 | Spatula | Spatula | Dental Spatula
INTER LINKS | باكستان | Pakistan | ME0000003274SFDAA00001 | SCIENPHARMA MICRO - SURGICAL NEEDLE HOLDER | MICRO - SURGICAL NEEDLE HOLDER | Reusable dental surgery instruments.
INTER LINKS | باكستان | Pakistan | ME0000003206SFDAA00046 | SCIENPHARMA CAP REMOVAL TOOL PLIER | CAP REMOVAL TOOL PLIER | Reusable dental surgery instruments.
INTER LINKS | باكستان | Pakistan | ME0000003195SFDAA00033 | SCIENPHARMA STEP PLIER WITH A DOUBLE SIDED OFFSET BEAK FOR BAYONET - STYLE STEP BEND | STEP PLIER WITH A DOUBLE SIDED OFFSET BEAK FOR BAYONET - STYLE STEP BEND | Reusable dental surgery instruments.
INTER LINKS | باكستان | Pakistan | ME0000003189SFDAA00005 | SCIENPHARMA ARROW CLASP FORMING AND BENDING PLIER | ARROW CLASP FORMING AND BENDING PLIER | Reusable dental surgery instruments.
INTER LINKS | باكستان | Pakistan | ME0000003181SFDAA00009 | SCIENPHARMA DISTAL END CUTTER WITH WIRE SAFETY HOLDING DEVICE | DISTAL END CUTTER WITH WIRE SAFETY HOLDING DEVICE | Reusable dental surgery instruments.
Belmera Enterprises | باكستان | Pakistan | ME0000013096SFDAA00015 | Instrument Tray | Instrument Tray | Dental Instrument Tray
Belmera Enterprises | باكستان | Pakistan | ME0000013096SFDAA00023 | Dental Scalers | Dental Scalers | Dental scalers for prophylactic and periodontal care of teeth
Belmera Enterprises | باكستان | Pakistan | ME0000013096SFDAA00027 | Impression Tray | Impression Tray | Impression tray for impression materials
Belmera Enterprises | باكستان | Pakistan | ME0000013096SFDAA00019 | Dental Scissors | Dental Scissors | Scissors with short blades
Goldstar Medical Instruments | باكستان | Pakistan | ME0000000309SFDAA00043 | Goldstar Reusable Sets/Kits | Laryngoscope. Sets/Kits | Perform Intubation
Belmera Enterprises | باكستان | Pakistan | ME0000013096SFDAA00030 | Dental Measuring Instruments | Dental Measuring Instruments | Instrument to detect vertical distances manually
Belmera Enterprises | باكستان | Pakistan | ME0000013096SFDAA00017 | Needle Holder Forcep | Needle Holder Forcep | A forcep with a needle holder
Belmera Enterprises | باكستان | Pakistan | ME0000013096SFDAA00021 | Extracting Forcep | Extracting Forcep | Extracting forcep for grasping and holding objects
Belmera Enterprises | باكستان | Pakistan | ME0000013096SFDAA00025 | Dental Syringe | Dental Syringe | Dental syringe for injections
Belmera Enterprises | باكستان | Pakistan | ME0000013096SFDAA00018 | RubberDam | RubberDam | A Dam made from rubber that isolate the operative site from the rest of the mouth
Belmera Enterprises | باكستان | Pakistan | ME0000013096SFDAA00022 | Root Elevator | Root Elevator | Dental instrument to elevate roots and luxate teeth
Belmera Enterprises | باكستان | Pakistan | ME0000013096SFDAA00026 | Dental Tweezer | Dental Tweezer | A tweezer for grabbing and moving objects inside the mouth
Belmera Enterprises | باكستان | Pakistan | ME0000013096SFDAA00031 | Hemostatic Forcep | Hemostatic Forcep | Forcep for fine tissue dissection
Daimed Instruments | باكستان | Pakistan | ME0000003810SFDAA00002 | Non Sterile Reusable Scissors | Scissors | Scissor
Teca Dent Instruments | باكستان | Pakistan | ME0000008815SFDAA00019 | Bone Instruments | Bone Instruments | dental bone crusher stainless steel
Teca Dent Instruments | باكستان | Pakistan | ME0000008815SFDAA00021 | SCISSORS | SCISSORS | scissors used in dental procedures
Teca Dent Instruments | باكستان | Pakistan | ME0000008815SFDAA00020 | dental syringes | dental syringes | it is a syringe used by dentists in dental procedures.
Teca Dent Instruments | باكستان | Pakistan | ME0000008815SFDAA00017 | forceps pliers | surgical instruments | dental hand instruments used in dental surgery
INSTRUMED PRIVATE LIMITED | باكستان | Pakistan | ME0000000201SFDAA00011 | Eye scissors | Eye scissors | Surgical eye scissors
INSTRUMED PRIVATE LIMITED | باكستان | Pakistan | ME0000017834SFDAA00047 | Metzenbaum scissors | Metzenbaum scissors | Surgical instrument
INSTRUMED PRIVATE LIMITED | باكستان | Pakistan | ME0000000201SFDAA00010 | Nail scissors | Nail scissors | Nail scissors
INSTRUMED PRIVATE LIMITED | باكستان | Pakistan | ME0000000201SFDAA00014 | Iridectomy Scissors | Iridectomy Scissors | Surgical micro scissors
INSTRUMED PRIVATE LIMITED | باكستان | Pakistan | ME0000000201SFDAA00007 | General scissors | General scissors | Operation scissors
G.N.L MANUFACTURING COMPANY | باكستان | Pakistan | ME0000004146SFDAA00012 | GNL Forceps | GNL Forceps | the user is responsible for the selection of the devices for specific application or Operative use appropriate training and information and sufficient experience for handling the devices Dental instruments consisting of a blade with handle intend for cutting tissue
G.N.L MANUFACTURING COMPANY | باكستان | Pakistan | ME0000004148SFDAA00001 | GNL Elevators | GNL Elevators | the user is responsible for the selection of the devices for specific application or Operative use appropriate training and information and sufficient experience for handling the devices Dental instruments consisting of a blade with handle intend for cutting tissue
TECHRON SURGICAL | باكستان | Pakistan | ME0000004117SFDAA00031 | TECHRON SURGICAL | queen square reflex hammer | queen square reflex hammer
INSTRUMED PRIVATE LIMITED | باكستان | Pakistan | ME0000000201SFDAA00006 | Mayo scissors | Mayo scissors | Surgical scissors
INSTRUMED PRIVATE LIMITED | باكستان | Pakistan | ME0000017834SFDAA00048 | Vascular scissors | Vascular scissors | Surgical instrument
INSTRUMED PRIVATE LIMITED | باكستان | Pakistan | ME0000000201SFDAA00013 | Micro vascular scissors | Micro vascular scissors | Microvascular scissors
G.N.L MANUFACTURING COMPANY | باكستان | Pakistan | ME0000004151SFDAA00029 | GNL Cutter | GNL Cutter | the user is responsible for the selection of the devices for specific application or Operative use appropriate training and information and sufficient experience for handling the devices Dental instruments consisting of a blade with handle intend for cutting tissue
G.N.L MANUFACTURING COMPANY | باكستان | Pakistan | ME0000004147SFDAA00003 | GNL Molars | GNL Molars | the user is responsible for the selection of the devices for specific application or Operative use appropriate training and information and sufficient experience for handling the devices Dental instruments consisting of a blade with handle intend for cutting tissue
INSTRUMED PRIVATE LIMITED | باكستان | Pakistan | ME0000000201SFDAA00008 | Fine Scissors | Fine Scissors | Surgical Scissors
INSTRUMED PRIVATE LIMITED | باكستان | Pakistan | ME0000000201SFDAA00012 | Castroviejo scissors | Castroviejo scissors | Castroviejo scissors
INSTRUMED PRIVATE LIMITED | باكستان | Pakistan | ME0000017834SFDAA00062 | Black 1.1mm Hallow Handle 6mm Enamel Instrument | Filling Instrument | Filling Instrument
INSTRUMED PRIVATE LIMITED | باكستان | Pakistan | ME0000017834SFDAA00068 | Castroviejo Caliper | Calipers | Calipers
INSTRUMED PRIVATE LIMITED | باكستان | Pakistan | ME0000017834SFDAA00072 | Extracting Forceps | Forceps | Forceps
INSTRUMED PRIVATE LIMITED | باكستان | Pakistan | ME0000017834SFDAA00076 | Hylin le corn Hollow Handle | handles | handles
INSTRUMED PRIVATE LIMITED | باكستان | Pakistan | ME0000017834SFDAA00080 | Lwanson Measuring Caliper | Calipers | Calipers
INSTRUMED PRIVATE LIMITED | باكستان | Pakistan | ME0000017834SFDAA00084 | Nance Loop Forming Pliers | Pliers | Pliers
INSTRUMED PRIVATE LIMITED | باكستان | Pakistan | ME0000017834SFDAA00094 | Root Elevator | Elevators | Elevators
INSTRUMED PRIVATE LIMITED | باكستان | Pakistan | ME0000017834SFDAA00099 | Williger | elevators | elevators
INSTRUMED PRIVATE LIMITED | باكستان | Pakistan | ME0000017834SFDAA00104 | Wire Cutter TC | Wire Cutters | Wire Cutters
INSTRUMED PRIVATE LIMITED | باكستان | Pakistan | ME0000017834SFDAA00108 | Young Pliers | Pliers | Pliers
INSTRUMED PRIVATE LIMITED | باكستان | Pakistan | ME0000017834SFDAA00101 | Spring Neck Tissue Retractor Rake Type | Retractors | Retractors
Daimed Instruments | باكستان | Pakistan | ME0000004467SFDAA00008 | Non Sterile Reusable Needle Holders | Needle Holders | Non Sterile Reusable Needle Holders
INSTRUMED PRIVATE LIMITED | باكستان | Pakistan | ME0000017834SFDAA00085 | P.K.Thomas Hollow Handle | P.K.Thomas Hollow Handle | P.K.Thomas Hollow Handle
INSTRUMED PRIVATE LIMITED | باكستان | Pakistan | ME0000017834SFDAA00100 | Spatula Flexible | Spatulas | Spatulas
INSTRUMED PRIVATE LIMITED | باكستان | Pakistan | ME0000017834SFDAA00069 | Chisel Long Tip | Chisel Tips | Chisel Tips
INSTRUMED PRIVATE LIMITED | باكستان | Pakistan | ME0000017834SFDAA00105 | Wire Bending & Loop Forming Plier | Pliers | Pliers
INSTRUMED PRIVATE LIMITED | باكستان | Pakistan | ME0000017834SFDAA00109 | Babcock intestinal and tissue grasping forceps | grasping forceps | grasping forceps
INSTRUMED PRIVATE LIMITED | باكستان | Pakistan | ME0000017834SFDAA00073 | Gritman 18cm Solid Handle 6mm | handle | handle
INSTRUMED PRIVATE LIMITED | باكستان | Pakistan | ME0000017834SFDAA00081 | Mallet | mallets | mallets
INSTRUMED PRIVATE LIMITED | باكستان | Pakistan | ME0000017834SFDAA00077 | Knife | dental surgical knives | dental surgical knives
INSTRUMED PRIVATE LIMITED | باكستان | Pakistan | ME0000017834SFDAA00065 | Black 26 Distel Scaler Hallow Handle 6mm | Scalers | Scalers
Daimed Instruments | باكستان | Pakistan | ME0000004467SFDAA00008 | Non Sterile Reusable Needle Holders | Needle Holders | Non Sterile Reusable Needle Holders
INSTRUMED PRIVATE LIMITED | باكستان | Pakistan | ME0000017834SFDAA00096 | Scaler | Scaler | Scaler
INSTRUMED PRIVATE LIMITED | باكستان | Pakistan | ME0000017834SFDAA00151 | RUBBER DAM CLAMP, STAINLESS STEEL | CLAMP | CLAMP
INSTRUMED PRIVATE LIMITED | باكستان | Pakistan | ME0000017834SFDAA00163 | Tissue Nipper 13cm | Tissue Nipper | Tissue Nipper
INSTRUMED PRIVATE LIMITED | باكستان | Pakistan | ME0000017834SFDAA00159 | Set of 8 (Impression Trays) | Impression Trays | Impression Trays
INSTRUMED PRIVATE LIMITED | باكستان | Pakistan | ME0000017834SFDAA00155 | Fig. 3S/4S Sugarman Scaler Hollow Handle 6mm | PERIODONTAL FILE | PERIODONTAL FILE
INSTRUMED PRIVATE LIMITED | باكستان | Pakistan | ME0000017834SFDAA00147 | Plugger Hallow Handle 6mm | Plugger | Plugger
INSTRUMED PRIVATE LIMITED | باكستان | Pakistan | ME0000017834SFDAA00143 | PERIODONTAL NON - SURGICAL SET | PERIODONTAL SET | PERIODONTAL SET
INSTRUMED PRIVATE LIMITED | باكستان | Pakistan | ME0000017834SFDAA00139 | Mirror Handle Round Solid | Handle | Handle
INSTRUMED PRIVATE LIMITED | باكستان | Pakistan | ME0000017834SFDAA00131 | LANGER 5/6 CURETTE | LANGER CURETTE | LANGER CURETTE
INSTRUMED PRIVATE LIMITED | باكستان | Pakistan | ME0000017834SFDAA00123 | Crown Remover Complete with 5 Tip | Crown Remover | Crown Remover
INSTRUMED PRIVATE LIMITED | باكستان | Pakistan | ME0000017834SFDAA00119 | Carving instruments | Carver | Carver
INSTRUMED PRIVATE LIMITED | باكستان | Pakistan | ME0000017834SFDAA00127 | Gingival Cord Packer | Gingival Cord Packer | Gingival Cord Packer
INSTRUMED PRIVATE LIMITED | باكستان | Pakistan | ME0000017834SFDAA00115 | Articulating Paper Forceps | Forceps | Forceps
INSTRUMED PRIVATE LIMITED | باكستان | Pakistan | ME0000017834SFDAA00111 | 15 UNC PERIODONTAL PROBE | PERIODONTAL PROBE | PERIODONTAL PROBE
INSTRUMED PRIVATE LIMITED | باكستان | Pakistan | ME0000017834SFDAA00110 | Gluck Rib Shears 21cm | Shears | Shears
INSTRUMED PRIVATE LIMITED | باكستان | Pakistan | ME0000017834SFDAA00102 | Stevens Dissecting Straight | Scissors | Scissors
INSTRUMED PRIVATE LIMITED | باكستان | Pakistan | ME0000017834SFDAA00086 | Periosteal Elevator | Elevators | Elevators
INSTRUMED PRIVATE LIMITED | باكستان | Pakistan | ME0000017834SFDAA00135 | Micro Elevator 3.5mm | Elevator | Elevator
INSTRUMED PRIVATE LIMITED | باكستان | Pakistan | ME0000017834SFDAA00082 | Seldin | retractors | retractors
INSTRUMED PRIVATE LIMITED | باكستان | Pakistan | ME0000017834SFDAA00074 | Heavy Duty Hard Wire Cutter Tungsten-Carbide | Wire Cutters | Wire Cutters
INSTRUMED PRIVATE LIMITED | باكستان | Pakistan | ME0000017834SFDAA00070 | Coupland | elevators | elevators
INSTRUMED PRIVATE LIMITED | باكستان | Pakistan | ME0000017834SFDAA00066 | Bone File | Bone carvers | Bone carvers
INSTRUMED PRIVATE LIMITED | باكستان | Pakistan | ME0000017834SFDAA00051 | Adson Forceps | Forceps | Forceps
INSTRUMED PRIVATE LIMITED | باكستان | Pakistan | ME0000017834SFDAA00106 | Three Jaw Pliers 0.76mm Wire | Pliers | Pliers
INSTRUMED PRIVATE LIMITED | باكستان | Pakistan | ME0000017834SFDAA00097 | Scissor | Scissors | Scissors
INSTRUMED PRIVATE LIMITED | باكستان | Pakistan | ME0000017834SFDAA00078 | Langenbeck | retractors | retractors
INSTRUMED PRIVATE LIMITED | باكستان | Pakistan | ME0000017834SFDAA00049 | Adams Pliers | pliers | pliers
G.N.L MANUFACTURING COMPANY | باكستان | Pakistan | ME0000004150SFDAA00001 | GNL Piler | GNL Piler | the user is responsible for the selection of the devices for specific application or Operative use appropriate training and information and sufficient experience for handling the devices Dental instruments consisting of a blade with handle intend for cutting tissue
INSTRUMED PRIVATE LIMITED | باكستان | Pakistan | ME0000017834SFDAA00052 | Baby Extracting forceps Klein | forceps | forceps
INSTRUMED PRIVATE LIMITED | باكستان | Pakistan | ME0000017834SFDAA00161 | SINUS OSTEOTOMES SET OF 5 STRAIGH | Osteotomes | Osteotomes
INSTRUMED PRIVATE LIMITED | باكستان | Pakistan | ME0000017834SFDAA00157 | Scissor Beebee 12cm Saw | Scissor | Scissor
INSTRUMED PRIVATE LIMITED | باكستان | Pakistan | ME0000017834SFDAA00153 | RUBBER DAM PUNCHER IVO | PUNCHER | PUNCHER
INSTRUMED PRIVATE LIMITED | باكستان | Pakistan | ME0000017834SFDAA00149 | RUBBER DAM CLAMP, SATIN STEEL FLA | CLAMP | CLAMP
INSTRUMED PRIVATE LIMITED | باكستان | Pakistan | ME0000017834SFDAA00145 | PERIOTOMES DOUBLE ENDED INSTRUMENT | PERIOTOMES | PERIOTOMES
INSTRUMED PRIVATE LIMITED | باكستان | Pakistan | ME0000017834SFDAA00141 | PERFORATED EDENTULOUS IMPRESSION | Impression tray | Impression tray
INSTRUMED PRIVATE LIMITED | باكستان | Pakistan | ME0000017834SFDAA00137 | Micro Needle Holder 16cm | Needle Holder | Needle Holder
INSTRUMED PRIVATE LIMITED | باكستان | Pakistan | ME0000017834SFDAA00133 | Mathieu Straight 14cm | pliers | pliers
INSTRUMED PRIVATE LIMITED | باكستان | Pakistan | ME0000017834SFDAA00129 | GRACEY STANDARD AND SPECIAL | curettes | curettes
INSTRUMED PRIVATE LIMITED | باكستان | Pakistan | ME0000017834SFDAA00126 | ENDODONTIC KIT | ENDO SURGICAL KIT | ENDO SURGICAL KIT
PAK BOURINI TRADING CO | باكستان | Pakistan | ME0000004588SFDAA00005 | Ortho Plier | Ortho Plier | Ortho Plier
WAHA INDUSTRIES | باكستان | Pakistan | ME0000006920SFDAA00201 | Aderer | pliers | pliers
WAHA INDUSTRIES | باكستان | Pakistan | ME0000006920SFDAA00220 | Endo Finger Ruler Span Measure Scale | Measuring Scale | Measuring Scale
WAHA INDUSTRIES | باكستان | Pakistan | ME0000006920SFDAA00205 | Buccal Tube Houxer | Buccal Tubes | Buccal Tubes
WAHA INDUSTRIES | باكستان | Pakistan | ME0000006920SFDAA00216 | Young plier | pliers | pliers
WAHA INDUSTRIES | باكستان | Pakistan | ME0000006920SFDAA00208 | Direct Bonding Bracket Holder | Bracket Holder | Bracket Holder
WAHA INDUSTRIES | باكستان | Pakistan | ME0000006920SFDAA00213 | Ligature Cutter | Cutters | Cutters
WAHA INDUSTRIES | باكستان | Pakistan | ME0000006920SFDAA00217 | Band Seater Auto Cleavable | Bands | Bands
WAHA INDUSTRIES | باكستان | Pakistan | ME0000006920SFDAA00209 | Distal End Cutter Flush Cut | Cutters | Cutters
WAHA INDUSTRIES | باكستان | Pakistan | ME0000006920SFDAA00204 | Bracket Holder Tweezer | Tweezers | Tweezers
WAHA INDUSTRIES | باكستان | Pakistan | ME0000006920SFDAA00200 | Adams orthodontic pliers | Adams Plier | Adams orthodontic pliers
WAHA INDUSTRIES | باكستان | Pakistan | ME0000006920SFDAA00221 | Step Plier | pliers | pliers
INSTRUMED PRIVATE LIMITED | باكستان | Pakistan | ME0000017834SFDAA00114 | AMALGAM CARVER HOLLENBACK | AMALGAM CARVER | AMALGAM CARVER
INSTRUMED PRIVATE LIMITED | باكستان | Pakistan | ME0000017834SFDAA00118 | CARVER, DISCOID AND CLEOID | CARVER | CARVER
INSTRUMED PRIVATE LIMITED | باكستان | Pakistan | ME0000017834SFDAA00122 | Crown Band Contouring Plier | Plier | Plier
INSTRUMED PRIVATE LIMITED | باكستان | Pakistan | ME0000017834SFDAA00125 | ENDODONTIC MICROSURGICAL ELEVATOR | ELEVATOR | ELEVATOR
INSTRUMED PRIVATE LIMITED | باكستان | Pakistan | ME0000017834SFDAA00130 | Kirkland Gingivectomy Knife | Gingival Knife | Gingival Knife
INSTRUMED PRIVATE LIMITED | باكستان | Pakistan | ME0000017834SFDAA00134 | Meriam Serrated 16cm | Clamp | Clamp
INSTRUMED PRIVATE LIMITED | باكستان | Pakistan | ME0000017834SFDAA00138 | MICRO SURGICAL RECTANGULAR MIRROR | SURGICAL MIRROR | SURGICAL MIRROR
INSTRUMED PRIVATE LIMITED | باكستان | Pakistan | ME0000017834SFDAA00142 | PERIODONTAL MICROSURGICAL | microsurgical instruments | microsurgical instruments
INSTRUMED PRIVATE LIMITED | باكستان | Pakistan | ME0000017834SFDAA00150 | RUBBER DAM CLAMP | CLAMP | CLAMP
INSTRUMED PRIVATE LIMITED | باكستان | Pakistan | ME0000017834SFDAA00146 | PLASTIC FILLING INSTRUMENT SET F | PLASTIC FILLING INSTRUMENT | PLASTIC FILLING INSTRUMENT
INSTRUMED PRIVATE LIMITED | باكستان | Pakistan | ME0000017834SFDAA00154 | Scaler | Scaler | Scaler
INSTRUMED PRIVATE LIMITED | باكستان | Pakistan | ME0000017834SFDAA00158 | Self-Locking Tweezer Serrated 15c | Tweezer | Tweezer
INSTRUMED PRIVATE LIMITED | باكستان | Pakistan | ME0000017834SFDAA00162 | Spatula Flexible 19.5cm | Spatula | Spatula
INSTRUMED PRIVATE LIMITED | باكستان | Pakistan | ME0000017834SFDAA00113 | Ainsworth Rubber Dam Punch | Punch | Punch
INSTRUMED PRIVATE LIMITED | باكستان | Pakistan | ME0000017834SFDAA00121 | Columbia Fig. 2R/2L Hallow Handle | Curette | Curette
INSTRUMED PRIVATE LIMITED | باكستان | Pakistan | ME0000017834SFDAA00117 | Caliper | Caliper | Caliper
PAK BOURINI TRADING CO | باكستان | Pakistan | ME0000004587SFDAA00003 | Instrument Tray | Instrument Tray | Instrument Tray
PAK BOURINI TRADING CO | باكستان | Pakistan | ME0000004585SFDAA00043 | Elevators | Elevators | Elevators
WAHA INDUSTRIES | باكستان | Pakistan | ME0000006920SFDAA00212 | Johnson Contouring Plier | pliers | pliers
Hawk Instruments | باكستان | Pakistan | ME0000004015SFDAA00004 | Dental Instruments | Dental Instruments | Dental Instruments Re-Useable & Non Powered
G.N.L MANUFACTURING COMPANY | باكستان | Pakistan | ME0000004149SFDAA00003 | GNL Rubber Dam | GNL Rubber Dam | the user is responsible for the selection of the devices for specific application or Operative use appropriate training and information and sufficient experience for handling the devices Dental instruments consisting of a blade with handle intend for cutting tissue
Laudable International | باكستان | Pakistan | ME0000010706SFDAA00010 | HOLLOWARE | HOLLOWARE | HOLLOWARE
Laudable International | باكستان | Pakistan | ME0000010706SFDAA00014 | LAYNGOSCOPE DIAGNOSTIC SET | LAYNGOSCOPE DIAGNOSTIC SET | LAYNGOSCOPE DIAGNOSTIC SET
WAHA INDUSTRIES | باكستان | Pakistan | ME0000006920SFDAA00166 | Fret Saw | Fret Saw | Fret Saw
WAHA INDUSTRIES | باكستان | Pakistan | ME0000006920SFDAA00202 | Arrow clasp bending pliers | pliers | pliers
WAHA INDUSTRIES | باكستان | Pakistan | ME0000006920SFDAA00241 | Scissor | Scissors | Scissors
WAHA INDUSTRIES | باكستان | Pakistan | ME0000006920SFDAA00206 | Cinch back Plier | Pliers | Pliers
WAHA INDUSTRIES | باكستان | Pakistan | ME0000006920SFDAA00234 | Retractor | Retractors | Retractors
WAHA INDUSTRIES | باكستان | Pakistan | ME0000006920SFDAA00210 | Hard Wire Cutter | Cutter | Cutter
WAHA INDUSTRIES | باكستان | Pakistan | ME0000006920SFDAA00214 | Measuring Loop | Measuring Loop | Measuring Loop
WAHA INDUSTRIES | باكستان | Pakistan | ME0000006920SFDAA00230 | Mouth Gags | Gags | Gags
WAHA INDUSTRIES | باكستان | Pakistan | ME0000006920SFDAA00225 | Bone File | Dental Bone Files | Dental Bone Files
WAHA INDUSTRIES | باكستان | Pakistan | ME0000006920SFDAA00187 | Rhodium Mouth Mirror | Mouth Mirror | Mouth Mirror
WAHA INDUSTRIES | باكستان | Pakistan | ME0000006920SFDAA00196 | Wax and modelling carvers | carvers | carvers
WAHA INDUSTRIES | باكستان | Pakistan | ME0000006920SFDAA00218 | bird beak plier | pliers | pliers
WAHA INDUSTRIES | باكستان | Pakistan | ME0000006920SFDAA00192 | Spreader | Spreader | Spreader
WAHA INDUSTRIES | باكستان | Pakistan | ME0000006920SFDAA00237 | Rubber Dam Clamps | Rubber Dam Clamps | Rubber Dam Clamps
WAHA INDUSTRIES | باكستان | Pakistan | ME0000006920SFDAA00149 | Blade | Blade | Blade
WAHA INDUSTRIES | باكستان | Pakistan | ME0000006920SFDAA00186 | Restorative Instrument | Restorative Instrument | Restorative Instrument
WAHA INDUSTRIES | باكستان | Pakistan | ME0000006920SFDAA00182 | Plaster spatulas | Plaster spatulas | Plaster spatulas
WAHA INDUSTRIES | باكستان | Pakistan | ME0000006920SFDAA00154 | Cement spatulas | Cement spatulas | Cement spatulas
WAHA INDUSTRIES | باكستان | Pakistan | ME0000006920SFDAA00158 | Crucible Tongs | Crucible Tongs | Crucible Tongs
WAHA INDUSTRIES | باكستان | Pakistan | ME0000006920SFDAA00178 | Oregon Restorative Instrument | Restorative Instrument | Restorative Instrument
WAHA INDUSTRIES | باكستان | Pakistan | ME0000006920SFDAA00162 | Examination Kit | Examination Kit | Examination Kit
WAHA INDUSTRIES | باكستان | Pakistan | ME0000006920SFDAA00174 | Metal Tip Hammer | Hammers | Hammers
WAHA INDUSTRIES | باكستان | Pakistan | ME0000006920SFDAA00170 | Heat Carrier | Carriers | Carriers
WAHA INDUSTRIES | باكستان | Pakistan | ME0000006920SFDAA00140 | Anterior Endodontic Instrument | Endodontic Instruments | Endodontic Instrument
WAHA INDUSTRIES | باكستان | Pakistan | ME0000006920SFDAA00198 | Waxing Instrument | Waxing Instrument | Waxing Instrument
WAHA INDUSTRIES | باكستان | Pakistan | ME0000006920SFDAA00194 | Tweezers | Tweezers | Tweezers
WAHA INDUSTRIES | باكستان | Pakistan | ME0000006920SFDAA00184 | Posterior Endodontic Instrument | Posterior Endodontic Instrument | Posterior Endodontic Instrument
WAHA INDUSTRIES | باكستان | Pakistan | ME0000006920SFDAA00180 | Periodontal Set | Periodontal Set | Periodontal Set
WAHA INDUSTRIES | باكستان | Pakistan | ME0000006920SFDAA00176 | Nevi Scalers | Scalers | Scalers
WAHA INDUSTRIES | باكستان | Pakistan | ME0000006920SFDAA00172 | Jacquette Scalers | Scalers | Scalers
WAHA INDUSTRIES | باكستان | Pakistan | ME0000006920SFDAA00168 | Gracey Curette | Curette | Curette
WAHA INDUSTRIES | باكستان | Pakistan | ME0000006920SFDAA00164 | Explorers | Explorers | Explorers
WAHA INDUSTRIES | باكستان | Pakistan | ME0000006920SFDAA00160 | Dental Photographic Mirror | Dental Mirror | Dental Mirror
WAHA INDUSTRIES | باكستان | Pakistan | ME0000006920SFDAA00156 | Chisel | Chisel | Chisel
WAHA INDUSTRIES | باكستان | Pakistan | ME0000006920SFDAA00152 | Burnishers | Burnishers | Burnishers
WAHA INDUSTRIES | باكستان | Pakistan | ME0000006920SFDAA00146 | Back Action Filling Restorative Instrument | Restorative Instrument | Restorative Instrument
WAHA INDUSTRIES | باكستان | Pakistan | ME0000006920SFDAA00195 | Ward Restorative Instrument | Restorative Instrument | Restorative Instrument
WAHA INDUSTRIES | باكستان | Pakistan | ME0000006920SFDAA00147 | Birtles Spatula Applicator | Applicator | Applicator
WAHA INDUSTRIES | باكستان | Pakistan | ME0000006920SFDAA00153 | Carvers | Carvers | Carvers
WAHA INDUSTRIES | باكستان | Pakistan | ME0000006920SFDAA00157 | Composite Instrument | Composite Instruments | Composite Instruments
WAHA INDUSTRIES | باكستان | Pakistan | ME0000006920SFDAA00161 | Enamel Instrument | Enamel Instrument | Enamel Instrument
WAHA INDUSTRIES | باكستان | Pakistan | ME0000006920SFDAA00165 | Filling Instrument | Filling Instrument | Filling Instrument
WAHA INDUSTRIES | باكستان | Pakistan | ME0000006920SFDAA00169 | Hatchet | Hatchet | Hatchet
WAHA INDUSTRIES | باكستان | Pakistan | ME0000006920SFDAA00173 | Markley Restorative Instrument | Restorative Instrument | Restorative Instrument
WAHA INDUSTRIES | باكستان | Pakistan | ME0000006920SFDAA00177 | NOVATECH Probes | Probes | Probes
WAHA INDUSTRIES | باكستان | Pakistan | ME0000006920SFDAA00181 | Plaster Shears | Plaster | Plaster
WAHA INDUSTRIES | باكستان | Pakistan | ME0000006920SFDAA00185 | Probes | Probes | Probes
WAHA INDUSTRIES | باكستان | Pakistan | ME0000006920SFDAA00191 | Special Inox | Inox | Inox
WAHA INDUSTRIES | باكستان | Pakistan | ME0000006920SFDAA00190 | Sickle Scalers | Scalers | Scalers
WAHA INDUSTRIES | باكستان | Pakistan | ME0000006920SFDAA00228 | Mallets | Mallets | Mallets
WAHA INDUSTRIES | باكستان | Pakistan | ME0000006920SFDAA00199 | William Probe | Probes | Probes
WAHA INDUSTRIES | باكستان | Pakistan | ME0000006920SFDAA00240 | Scalpel Handles | Scalpel Handles | Scalpel Handles
WAHA INDUSTRIES | باكستان | Pakistan | ME0000006920SFDAA00224 | Bone Chisel | Dental bone chisels | Dental bone chisels
WAHA INDUSTRIES | باكستان | Pakistan | ME0000006920SFDAA00229 | Matrix Retainers | Matrix retainers | Matrix retainers
Laudable International | باكستان | Pakistan | ME0000010706SFDAA00012 | MOUTH MIRROR | MOUTH MIRROR | MOUTH MIRROR
Laudable International | باكستان | Pakistan | ME0000010706SFDAA00016 | RUBBER DAM CLAMPS KITS | RUBBER DAM CLAMPS KITS | RUBBER DAM CLAMPS KITS
WAHA INDUSTRIES | باكستان | Pakistan | ME0000006920SFDAA00233 | Periosteals Elevator | Elevators | Elevators
PAK BOURINI TRADING CO | باكستان | Pakistan | ME0000004590SFDAA00011 | Scissors | Scissors | Scissors
PAK BOURINI TRADING CO | باكستان | Pakistan | ME0000004586SFDAA00002 | Forceps | Forceps | Forceps
WAHA INDUSTRIES | باكستان | Pakistan | ME0000006920SFDAA00222 | Amalgam Instrument | Amalgam Instrument | Amalgam Instrument
WAHA INDUSTRIES | باكستان | Pakistan | ME0000006920SFDAA00239 | Rubber Dam Kit | Rubber Dam Kit | Rubber Dam Kit
WAHA INDUSTRIES | باكستان | Pakistan | ME0000006920SFDAA00232 | Osteotome Chisels | Osteotome Chisels | Osteotome Chisels
MADONNA SURGICAL CORPORATION | باكستان | Pakistan | ME0000021139SFDAA00025 | Laryngoscope | Laryngoscope | Laryngoscope
INSTRUMED PRIVATE LIMITED | باكستان | Pakistan | ME0000017834SFDAA00112 | After Five Gracey Curette | Curette | Curette
INSTRUMED PRIVATE LIMITED | باكستان | Pakistan | ME0000017834SFDAA00107 | Omega Loop Forming Pliers | Pliers | Pliers
INSTRUMED PRIVATE LIMITED | باكستان | Pakistan | ME0000017834SFDAA00054 | Bird Beak Plier | Pliers | Pliers
INSTRUMED PRIVATE LIMITED | باكستان | Pakistan | ME0000017834SFDAA00067 | Caliper | Calipers | Calipers
INSTRUMED PRIVATE LIMITED | باكستان | Pakistan | ME0000017834SFDAA00071 | Crile Needle Holder | Needle Holders | Needle Holders
INSTRUMED PRIVATE LIMITED | باكستان | Pakistan | ME0000017834SFDAA00075 | Hemingway Curette | curettes | curettes
INSTRUMED PRIVATE LIMITED | باكستان | Pakistan | ME0000017834SFDAA00079 | Lorna Forceps | Forceps | Forceps
INSTRUMED PRIVATE LIMITED | باكستان | Pakistan | ME0000017834SFDAA00083 | Molt Mouth Gag | Mouth Gags | Mouth Gags
INSTRUMED PRIVATE LIMITED | باكستان | Pakistan | ME0000017834SFDAA00089 | Retractor | Retractors | Retractors
INSTRUMED PRIVATE LIMITED | باكستان | Pakistan | ME0000017834SFDAA00098 | Tongue Depressor | depressors | depressors
INSTRUMED PRIVATE LIMITED | باكستان | Pakistan | ME0000017834SFDAA00103 | Suction Tube Titanium | Suction Tubes | Suction Tubes
MADONNA SURGICAL CORPORATION | باكستان | Pakistan | ME0000021139SFDAA00023 | Otoscope set | Otoscope set | Otoscope set
MADONNA SURGICAL CORPORATION | باكستان | Pakistan | ME0000021139SFDAA00028 | VAGINAL SPECULUM | VAGINAL SPECULUM | VAGINAL SPECULUM
MADONNA SURGICAL CORPORATION | باكستان | Pakistan | ME0000021139SFDAA00024 | Ophthalmoscope Set | Ophthalmoscope Set | Ophthalmoscope Set
MADONNA SURGICAL CORPORATION | باكستان | Pakistan | ME0000021139SFDAA00020 | SUCTION TUBES | SUCTION TUBES | SUCTION TUBES
INSTRUMED PRIVATE LIMITED | باكستان | Pakistan | ME0000017834SFDAA00128 | GRACEY RIGID AFTER FIVE PERIODONT | Curettes | Curettes
INSTRUMED PRIVATE LIMITED | باكستان | Pakistan | ME0000017834SFDAA00116 | Bone Caliper Gauge | Caliper | Caliper
INSTRUMED PRIVATE LIMITED | باكستان | Pakistan | ME0000017834SFDAA00120 | CASSETTE FOR 25 INSTRUMENTS | dental cassettes | dental cassettes
INSTRUMED PRIVATE LIMITED | باكستان | Pakistan | ME0000017834SFDAA00124 | DENTAL CARVER DE TANNER 6, CV6T | DENTAL CARVER | DENTAL CARVER
INSTRUMED PRIVATE LIMITED | باكستان | Pakistan | ME0000017834SFDAA00156 | SCALING KIT CASSETTES 1. | CASSETTES | CASSETTES
INSTRUMED PRIVATE LIMITED | باكستان | Pakistan | ME0000017834SFDAA00160 | Single Ring Type Syringe | Syringe | Syringe
INSTRUMED PRIVATE LIMITED | باكستان | Pakistan | ME0000017834SFDAA00050 | Adson 1:2 Teeth 12cm TC | Forceps | Forceps
INSTRUMED PRIVATE LIMITED | باكستان | Pakistan | ME0000017834SFDAA00132 | London-College Tweezer Serrated 1 | Tweezer | Tweezer
INSTRUMED PRIVATE LIMITED | باكستان | Pakistan | ME0000017834SFDAA00136 | Micro Mini Gracey Curette | Curette | Curette
INSTRUMED PRIVATE LIMITED | باكستان | Pakistan | ME0000017834SFDAA00140 | OSTEOTOMES KIT, SET OF 5 OFFSET | Osteotome kit | Osteotome kit
INSTRUMED PRIVATE LIMITED | باكستان | Pakistan | ME0000017834SFDAA00144 | PERIODONTAL CASSETTE | SURGICAL KIT | SURGICAL KIT
INSTRUMED PRIVATE LIMITED | باكستان | Pakistan | ME0000017834SFDAA00148 | Retainer Tofflemire universal | Matrix Retainer | Matrix Retainer
INSTRUMED PRIVATE LIMITED | باكستان | Pakistan | ME0000017834SFDAA00152 | Rubber Dam Frame for Adults | Rubber Dam Frame | Rubber Dam Frame
MADONNA SURGICAL CORPORATION | باكستان | Pakistan | ME0000021139SFDAA00026 | Ear Wash Syringe | Ear Wash Syringe | Ear Wash Syringe
MADONNA SURGICAL CORPORATION | باكستان | Pakistan | ME0000021139SFDAA00022 | Universal ENT set | Universal ENT set | Universal ENT set
MADONNA SURGICAL CORPORATION | باكستان | Pakistan | ME0000021139SFDAA00018 | CHISELS AND GOUGES | CHISELS AND GOUGES | CHISELS AND GOUGES
Laudable International | باكستان | Pakistan | ME0000010706SFDAA00017 | IMPRESSION TRAY SETS | IMPRESSION TRAY SETS | IMPRESSION TRAY SETS
INSTRUMED PRIVATE LIMITED | باكستان | Pakistan | ME0000017834SFDAA00053 | Bendable Retractor | Retractor | Retractor
WAHA INDUSTRIES | باكستان | Pakistan | ME0000006920SFDAA00203 | Band Pusher | Band pushers | Band pushers
Laudable International | باكستان | Pakistan | ME0000010706SFDAA00013 | RETRACTORS | RETRACTORS | RETRACTORS
WAHA INDUSTRIES | باكستان | Pakistan | ME0000006920SFDAA00207 | Crimpable Hook Plier TC Inserts | Pliers | Pliers
WAHA INDUSTRIES | باكستان | Pakistan | ME0000006920SFDAA00211 | Iwanson Spring Caliper | Iwanson Caliper | Iwanson Caliper
WAHA INDUSTRIES | باكستان | Pakistan | ME0000006920SFDAA00219 | Distal Bender | Distal Bender | Distal Bender
G.N.L MANUFACTURING COMPANY | باكستان | Pakistan | ME0000004152SFDAA00009 | GNL Burnisher | GNL Burnisher | the user is responsible for the selection of the devices for specific application or Operative use appropriate training and information and sufficient experience for handling the devices Dental instruments consisting of a blade with handle intend for cutting tissue
WAHA INDUSTRIES | باكستان | Pakistan | ME0000006920SFDAA00145 | Articulator | Articulators | Articulators
WAHA INDUSTRIES | باكستان | Pakistan | ME0000006920SFDAA00151 | Blades Excavator | Excavator | Excavator
WAHA INDUSTRIES | باكستان | Pakistan | ME0000006920SFDAA00155 | Ceri SAW | Ceri SAW | Ceri SAW
WAHA INDUSTRIES | باكستان | Pakistan | ME0000006920SFDAA00159 | Curette | Curette | Curette
WAHA INDUSTRIES | باكستان | Pakistan | ME0000006920SFDAA00163 | Excavator | Excavator | Excavator
WAHA INDUSTRIES | باكستان | Pakistan | ME0000006920SFDAA00167 | Gingival Cord Packer | Gingival Cord Packer | Gingival Cord Packer
WAHA INDUSTRIES | باكستان | Pakistan | ME0000006920SFDAA00171 | Initial Examination Kit | Initial Examination Kit | Initial Examination Kit
WAHA INDUSTRIES | باكستان | Pakistan | ME0000006920SFDAA00175 | Mouth Mirrors | Mouth Mirrors | Mouth Mirrors
WAHA INDUSTRIES | باكستان | Pakistan | ME0000006920SFDAA00179 | Periodontal Files | Periodontal Files | Periodontal Files
WAHA INDUSTRIES | باكستان | Pakistan | ME0000006920SFDAA00183 | Pocket Probe | Pocket Probes | Pocket Probes
WAHA INDUSTRIES | باكستان | Pakistan | ME0000006920SFDAA00189 | Saw Blades | Saw Blades | Saw Blades
WAHA INDUSTRIES | باكستان | Pakistan | ME0000006920SFDAA00193 | Tanner Filling Restorative Instrument | Restorative Instrument | Restorative Instrument
WAHA INDUSTRIES | باكستان | Pakistan | ME0000006920SFDAA00197 | Wax knives | Wax knives | Wax knives
WAHA INDUSTRIES | باكستان | Pakistan | ME0000006920SFDAA00226 | Austin Cheek Retractor | Retractors | Retractors
WAHA INDUSTRIES | باكستان | Pakistan | ME0000006920SFDAA00227 | Bone Rounger | Bone Rongeurs | Bone Rongeurs
WAHA INDUSTRIES | باكستان | Pakistan | ME0000006920SFDAA00231 | Needle Holder | Needle Holders | Needle Holders
WAHA INDUSTRIES | باكستان | Pakistan | ME0000006920SFDAA00236 | Heamostatic Forceps | Forceps | Forceps
WAHA INDUSTRIES | باكستان | Pakistan | ME0000006920SFDAA00242 | Sterilizing Forceps | Forceps | Forceps
PAK BOURINI TRADING CO | باكستان | Pakistan | ME0000004589SFDAA00016 | Probes | Probes | Probes
Laudable International | باكستان | Pakistan | ME0000010706SFDAA00011 | ORTHODONTIC PLIERS INSTRUMENTS | ORTHODONTIC PLIERS INSTRUMENTS | ORTHODONTIC PLIERS INSTRUMENTS
WAHA INDUSTRIES | باكستان | Pakistan | ME0000006920SFDAA00215 | Tweed forming pliers | pliers | pliers
MADONNA SURGICAL CORPORATION | باكستان | Pakistan | ME0000021139SFDAA00019 | Clamps | Clamps | Clamps
MEHRIA CROSSTEX (Private) Limited | باكستان | Pakistan | ME0000009767SFDAA00005 | CROWN REMOVER | CROWN REMOVER | a sliding “hammer” that, attached to the crown to be removed, transmits an impact force to the crown without hitting it itself.
Scarpro N.V. | بلجيكا | Belgium | ME0000009081SFDAA00001 | Scarban Light | Scarban Light | silicone sheet for scar management | تضميد بسيلكون سكاربان غير معقَم . قابل للغسل و صالح لاستعمالات مختلفة ز استعمال جلدي فقط ز لا تستعمله فوق الجروح المفتوحة . يحفظ في مكان جاف .
Scarpro N.V. | بلجيكا | Belgium | ME0000009081SFDAA00002 | Scarban Elastic | Scarban Elastic | silicone sheet for scar management | تضميد بسيلكون سكاربان غير معقَم . قابل للغسل و صالح لاستعمالات مختلفة . استعمال جلدي فقط . لا تستعمله فوق الجروح المفتوحة . يحفظ في مكان جاف .
Scarpro N.V. | بلجيكا | Belgium | ME0000009082SFDAA00001 | Scarban Velvet touch | Scarban Velvet touch | Silicone Gel For scar treatment | سكاربان جل السليكون لعلاج الندب
OneLife S.A. | بلجيكا | Belgium | ME0000011247SFDAA00001 | EnziQure | Instrument cleaning agent | Instrument cleaning agent
OneLife S.A. | بلجيكا | Belgium | ME0000011247SFDAA00003 | enziMed® Pre-cleaner | Instrument cleaning agent | Instrument cleaning agent
OneLife S.A. | بلجيكا | Belgium | ME0000011247SFDAA00004 | EnziMed Prevent | Instrument cleaning agent | Instrument cleaning agent
OneLife S.A. | بلجيكا | Belgium | ME0000011247SFDAA00005 | Enzimed Instrument washer | Instrument cleaning agent | Instrument cleaning agent
ALAN & CO S.A | بلجيكا | Belgium | ME0000012187SFDAA00001 | Dental bibs | Napkins | Dental bibs
Barco N.V. | بلجيكا | Belgium | ME0000001865SFDAA00070 | MDRC-1219 | MDRC-1219 | LCD Monitor
Barco N.V. | بلجيكا | Belgium | ME0000001865SFDAA00072 | LCD Monitor | LCD Monitor | LCD Monitor
MATERNI | بلجيكا | Belgium | ME0000001135SFDAA00059 | Materni FlowCup & FlowSpoon | Flowcup and Flowspoon | To evaluate in-hospital formula supplementation among first time mothers who intended to exclusively breastfeed and determined if in-hospital formula supplementation shortens breastfeeding duration after adjusting for breastfeeding intention
OneLife S.A. | بلجيكا | Belgium | ME0000011247SFDAA00008 | DETECT Indicator | DETECT Contamination Detection Kit | The DETECT CSSD Contamination Detection Kit was designed in order to reveal organic contamination (proteins and biofilms) directly on the surface of surgical instruments. The test detects contamination from a threshold of 75 ug of proteins per cm2 . Tests should be performed on instruments that were previously cleaned in a washerdisinfector, in order to assess the quality of the cleaning process.
Orfit Industries | بلجيكا | Belgium | ME0000001936SFDAA00008 | DUON | HEAD, NECK AND SHOULDER MASKS | DUON immobilisation masks, is a specially formulated low melting temperature thermoplastic for patient immobilisation in radiation oncology applications and it therefore has controlled performance characteristics
MATERNI | بلجيكا | Belgium | ME0000001082SFDAA00090 | MATERNI Feeding Bottles | FEEDING BOTTLE | Disposable baby bottles are intended for oral / enteral administration and storage of breast milk or milk powder
Orfit Industries | بلجيكا | Belgium | ME0000001936SFDAA00009 | Raycast | HEAD, NECK AND SHOULDER MASKS | RAYCAST is a specially formulated low melting temperature thermoplastic for patient immobilisation in radiation oncology applications and it therefore has controlled performance characteristics.
Instrumentation Difra SA | بلجيكا | Belgium | ME0000020753SFDAA00001 | HeadStar | Instrumentation Difra | HeadStar
Barco N.V. | بلجيكا | Belgium | ME0000001865SFDAA00074 | Barco | Barco | LCD Monitor
Instrumentation Difra SA | بلجيكا | Belgium | ME0000020763SFDAA00001 | NysStar I&II | Instrumentation Difra | NysStar I&II
Instrumentation Difra SA | بلجيكا | Belgium | ME0000020753SFDAA00002 | Nano Torque | Instrumentation Difra | Nano Torque
Omega Pharma International | بلجيكا | Belgium | ME0000020936SFDAA00003 | Paranix Head Lice & Eggs Treatment Spray | Paranix Treatment Spray | Paranix treatment spray is clinically tested and proven to be an effective head lice treatment. It's double action formula not only suffocates but also dehydrates head lice and eggs. Because Paranix spray does not contain insecticides, head lice cannot develop resistance to its ingredients. | تم اختبار بخاخ علاج بارانيكس سريريًا وأثبت أنه علاج فعال لقمل الرأس: تركيبة عملها المزدوج لا تختنق فقط بل تجفف قمل الرأس والبيض. لأن بخاخ بارانيكس لا يحتوي على مبيدات حشرية ، لا يمكن لقمل الرأس تطوير مقاومة لمكوناته.
Omega Pharma International | بلجيكا | Belgium | ME0000020906SFDAA00001 | Paranix Head Lice & Eggs Treatment Shampoo | Paranix Treatment Shampoo | Paranix treatment shampoo is clinically tested and proven to be an effective head lice treatment; its double action formula not only suffocates but also dehydrates head lice and eggs. In addition, it’s convenient to use as it washes the hair at the same time. Because Paranix shampoo does not contain insecticides, head lice cannot develop resistance to its ingredients. | تم اختبار شامبو علاج بارانيكس سريريًا وأثبت أنه علاج فعال لقمل الرأس: تركيبة عملها المزدوج لا تختنق فقط بل تجفف قمل الرأس والبيض. بالإضافة إلى ذلك ، من السهل استخدامه لأنه يغسل الشعر في نفس الوقت. لأن شامبو بارانيكس لا يحتوي على مبيدات حشرية ، لا يمكن لقمل الرأس تطوير مقاومة لمكوناته.
Orfit Industries | بلجيكا | Belgium | ME0000001936SFDAA00065 | ORFIBRACE NS | ORFIBRACE | Ideal to mould onto positive plaster moulds protected by a cotton lining.
Orfit Industries | بلجيكا | Belgium | ME0000001936SFDAA00064 | Orfizip NS | Orfizip NS - Orfizip- Light NS | Lightweight circumferential orthoses for immobilization and protection following trauma and/or surgery.
Ansell Healthcare Europe NV | بلجيكا | Belgium | ME0000015287SFDAA00001 | Sandel Medical Face Mask | Sandel Medical Face Mask | Medical Face Mask
Instrumentation Difra SA | بلجيكا | Belgium | ME0000020763SFDAA00002 | RhinoStar | Instrumentation Difra | RhinoStar
Ansell Healthcare Europe N.V. | بلجيكا | Belgium | ME0000014934SFDAA00002 | MICRO-TOUCH Coated | MICRO-TOUCH Coated | Latex, powder-free, examination glove coated for quick and frequent donning
Ansell Healthcare Europe N.V. | بلجيكا | Belgium | ME0000014934SFDAA00001 | MICRO-TOUCH Blue Nitrile | MICRO-TOUCH Blue Nitrile | examination gloves
Ansell Healthcare Europe N.V. | بلجيكا | Belgium | ME0000014934SFDAA00005 | MICRO-TOUCH Nitrile | MICRO-TOUCH Nitrile | Nitrile, powder-free white examination glove with a more robust fit and feel
Ansell Healthcare Europe N.V. | بلجيكا | Belgium | ME0000014934SFDAA00003 | MICRO-TOUCH NITRA-TEX E.P. | MICRO-TOUCH NITRA-TEX E.P. | Nitrile, powder-free, extended cuff examination glove with strong barrier protection
Ansell Healthcare Europe N.V. | بلجيكا | Belgium | ME0000014934SFDAA00004 | MICRO-TOUCH Ultra II | MICRO-TOUCH Ultra II | Latex, powder-free, examination glove optimal for tactility, ease of donning and protection
Barco NV | بلجيكا | Belgium | ME0000007308SFDAA00008 | Monitor | Colour VDU (Visual Display Unit) Monitor | Colour VDU (Visual Display Unit) Monitor
Orfit Industries | بلجيكا | Belgium | ME0000001936SFDAA00071 | Orfit Dry-Heat Convection Oven | Oven | The Orfit Dry Heat Convection Oven is specifically designed for use in Radiation Oncology departments and optimized to activate thermoplastic immobilization masks.
Orfit Industries | بلجيكا | Belgium | ME0000001936SFDAA00070 | Orfit Vaccum Pump | Vaccum Pump | The pumps are exclusively intended for transferring gases and vapors
Orift Industries | بلجيكا | Belgium | ME0000002115SFDAA00054 | Orficast | Thermoplastic Tape | used for the fabrication of orthoses
Orift Industries | بلجيكا | Belgium | ME0000002115SFDAA00055 | Orfit Extremities Solution | Antibacterial Masks For Extremities | used for patient positioning and immobilisation in radiation therapy
Orift Industries | بلجيكا | Belgium | ME0000002115SFDAA00056 | The AIO Solution | AIO INDEXABLE KNEE AND FOOT FRAME | Used for patient positioning and immobilisation in radiation therapy
Scarpro N.V | بلجيكا | Belgium | ME0000007848SFDAA00007 | Scareasy silicone sheet | Scareasy silicone sheet | is a proven technology for treating scars (hypertrophic and keloid) and preventing abnormal scar development after surgery or injury.
Scarpro N.V | بلجيكا | Belgium | ME0000007848SFDAA00006 | Scareasy Silicone Gel | Scareasy Silicone Gel | is a silicone gel, enriched with vitamin E for the healing and prevention of abnormal scars (hypertrophic and keloid) while protecting against harmful UVA and UVB rays (SPF 40). ScarEasy can be applied to any part of the skin and is particularly suitable for treating scars on the face, neck, at joints and in skin folds.
Ansell Healthcare Europe NV | بلجيكا | Belgium | ME0000000314SFDAA00009 | Synsation PF | Synsation PF | Examination Gloves
Sasmar Pharmacuitcal SPRL | بلجيكا | Belgium | ME0000001782SFDAA00005 | Sasmar Personal Lubricant | Sasmar Personal Lubricant | Sasmar is a personal lubricant, for penile and/or vaginal application, Intended to moisturize and lubricate, to enhance the ease and comfort of intimate sexual activity and supplement the body's natural lubrication. This product is compatible with natural rubber latex, polyisoprene and polyurethane condom | سسمر مزلق شخصي لزيادة الترطيب وتسهيل النشاط الجنسي في العلاقة الحميمية بين الزوجين , امن للاستخدام مع الواقي الذكري
Sasmar Pharmacuitcal SPRL | بلجيكا | Belgium | ME0000002641SFDAA00002 | Sasmar | Conceive Plus | Conceive Plus is a non-sterile water-based personal lubricant, for vaginal application, intended to moisturize and lubricate, to enhance the ease and comfort of intimate sexual activity and supplement the body’s natural lubrication. Conceive Plus is compatible with sperm, and can be used by couples trying to conceive, applied directly on the genitals. Conceive Plus is compatible with natural rubber latex and polyurethane condoms. This product can be used in fertility interventions to facilitate entry of diagnostic and therapeutic devices into the vaginal cavity | سسمار كونسيف بلس هو مزلق شخصي لزيادة الترطيب وتسهيل النشاط الجنسي في العلاقة الحميمية بين الزوجين , يمكن استخدامه من قبل الأزواج الراغبين بالإنجاب. امن للاستخدام مع الواقي الذكري
OneLife S.A. | بلجيكا | Belgium | ME0000011247SFDAA00009 | DETECT Colorant | DETECT Contamination Detection Kit | The DETECT CSSD Contamination Detection Kit was designed in order to reveal organic contamination (proteins and biofilms) directly on the surface of surgical instruments. The test detects contamination from a threshold of 75 ug of proteins per cm2 . Tests should be performed on instruments that were previously cleaned in a washerdisinfector, in order to assess the quality of the cleaning process.
OneLife S.A. | بلجيكا | Belgium | ME0000011247SFDAA00010 | DETECT Neutralizer | DETECT Contamination Detection Kit | The DETECT CSSD Contamination Detection Kit was designed in order to reveal organic contamination (proteins and biofilms) directly on the surface of surgical instruments. The test detects contamination from a threshold of 75 ug of proteins per cm2 . Tests should be performed on instruments that were previously cleaned in a washerdisinfector, in order to assess the quality of the cleaning process.
OneLife S.A. | بلجيكا | Belgium | ME0000011247SFDAA00011 | DETECT Surface-Cleaner | DETECT Contamination Detection Kit | The DETECT CSSD Contamination Detection Kit was designed in order to reveal organic contamination (proteins and biofilms) directly on the surface of surgical instruments. The test detects contamination from a threshold of 75 ug of proteins per cm2. Tests should be performed on instruments that were previously cleaned in a washerdisinfector, in order to assess the quality of the cleaning process.
Agfa Healthcare NV | بلجيكا | Belgium | ME0000001927SFDAA00004 | EOS Dev | X ray film processing chemical
Agfa Healthcare NV | بلجيكا | Belgium | ME0000001927SFDAA00005 | EOS Fix | X ray film processing chemical
Orfit Industries | بلجيكا | Belgium | ME0000001936SFDAA00001 | ORFI CAST Thermoplastic Tape | Thermoplastic Tape
Orfit Industries | بلجيكا | Belgium | ME0000001936SFDAA00002 | Scissors & Accessories | Scissors & Accessories
Orfit Industries | بلجيكا | Belgium | ME0000001936SFDAA00003 | ORFIBRACE NS | Pre-Cuts For Ankle Foot Orthosis
Orfit Industries | بلجيكا | Belgium | ME0000001936SFDAA00004 | Hook and Loop Tape | Hook Tape
Orfit Industries | بلجيكا | Belgium | ME0000001936SFDAA00005 | LoopTape | Hook and Loop Tape
Orfit Industries | بلجيكا | Belgium | ME0000001936SFDAA00006 | Hook And Loop Tape | Hook and Look Tape
Orfit Industries | بلجيكا | Belgium | ME0000001936SFDAA00007 | Hook And Loop Tape | Hook and Look Tape
Scarpro N.V. | بلجيكا | Belgium | ME0000009081SFDAA00003 | Scarban Elastic | Scarban Elastic |  | تضميد بسيلكون سكاربان غير معقَم . قابل للغسل و صالح لاستعمالات مختلفة ز استعمال جلدي فقط ز لا تستعمله فوق الجروح المفتوحة . يحفظ في مكان جاف
OneLife S.A. | بلجيكا | Belgium | ME0000011247SFDAA00002 | Enzimed Stadard | Enzimed Stadard
Alan and co | بلجيكا | Belgium | ME0000012364SFDAA00001 | BIB ON A ROLL | BIB ON A ROLL
Orthobroker bvba -BraceID | بلجيكا | Belgium | ME0000000035SFDAA00012 | LUMBO SACRAL ORTHOSIS | LUMBO SACRAL ORTHOSIS
Orthobroker bvba -BraceID | بلجيكا | Belgium | ME0000000035SFDAA00013 | CONTOURED BACK SUPPORT | CONTOURED BACK SUPPORT
Orthobroker bvba -BraceID | بلجيكا | Belgium | ME0000000035SFDAA00014 | DOUBLE CROSS BACK SUPPORT | DOUBLE CROSS BACK SUPPORT
Orthobroker bvba -BraceID | بلجيكا | Belgium | ME0000000035SFDAA00015 | UNIVERSAL RIGID NECK ORTHOSIS | UNIVERSAL RIGID NECK ORTHOSIS
Orthobroker bvba -BraceID | بلجيكا | Belgium | ME0000000035SFDAA00016 | CERVICAL COLLARS | CERVICAL COLLARS
Orthobroker bvba -BraceID | بلجيكا | Belgium | ME0000000035SFDAA00017 | Tri-step Ankle Lace-Up Brace | Tri-step Ankle Lace-Up Brace
Orthobroker bvba -BraceID | بلجيكا | Belgium | ME0000000035SFDAA00018 | KIDS WALKER | KIDS WALKER
Orthobroker bvba -BraceID | بلجيكا | Belgium | ME0000000035SFDAA00019 | SPINAL BOARD | SPINAL BOARD
Orthobroker bvba -BraceID | بلجيكا | Belgium | ME0000000035SFDAA00020 | Knee Support With Spiral Stay | Knee Support With Spiral Stay
Orthobroker bvba -BraceID | بلجيكا | Belgium | ME0000000035SFDAA00021 | Knee support With Hinge | Knee support With Hinge
Orthobroker bvba -BraceID | بلجيكا | Belgium | ME0000000035SFDAA00022 | 0 knee immobilisers | 0 knee immobilisers
Orthobroker bvba -BraceID | بلجيكا | Belgium | ME0000000035SFDAA00023 | 20 knee immobiliser | 20 knee immobiliser
Orthobroker bvba -BraceID | بلجيكا | Belgium | ME0000000035SFDAA00024 | Thumb spica Splint | Thumb spica Splint
Orthobroker bvba -BraceID | بلجيكا | Belgium | ME0000000035SFDAA00028 | D-Ring Wrist & Thumb Brace | D-Ring Wrist & Thumb Brace
Tokai Optical Co.,Ltd | بلجيكا | Belgium | ME0000019188SFDAA00001 | Tokai | Ophthalmic lenses | عدسات للنظارات الطبية
Ansell Healthcare Europe N.V | بلجيكا | Belgium | ME0000000495SFDAA00001 | Sandel Splash Resistant Fog Free Surgical Mask with Visor | Surgical Masks
Ansell Healthcare Europe N.V | بلجيكا | Belgium | ME0000000495SFDAA00002 | Micro-Touch Micro-Thin Nitrile | Examination Glove
VERMEIREN GROUP NV | بلجيكا | Belgium | ME0000010000SFDAA00001 | Hospital Bed | Hospital Bed | Hospital Bed
VERMEIREN GROUP NV | بلجيكا | Belgium | ME0000010000SFDAA00002 | Manual Wheelchairs buggies | Manual Wheelchairs buggies | Manual Wheelchairs buggies | يستخدم لمساعدة المرضى وكبار السن في التنقل
VERMEIREN GROUP NV | بلجيكا | Belgium | ME0000010000SFDAA00003 | Manual Wheelchair | Manual Wheelchair | Manual Wheelchair | يستخدم لمساعدة المرضى وكبار السن في التنقل
VERMEIREN GROUP NV | بلجيكا | Belgium | ME0000010000SFDAA00004 | Patient Hoist | Patient Hoist | Patient Hoist | رافعة المريض البلجيكية
VERMEIREN GROUP NV | بلجيكا | Belgium | ME0000010000SFDAA00005 | Electric Wheelchair | Electric Wheelchair | Electric Wheelchair | يستخدم لمساعدة المرضى وكبار السن في التنقل
VERMEIREN GROUP NV | بلجيكا | Belgium | ME0000010000SFDAA00005 | Electric Wheelchair | Electric Wheelchair | Electric Wheelchair | يستخدم لمساعدة المرضى وكبار السن في التنقل
VERMEIREN GROUP NV | بلجيكا | Belgium | ME0000010000SFDAA00006 | Lift Chair | Lift Chair | Lift Chair | يستخدم لرفع المريض من الكرسي المتحرك
ONTEX BVBA | بلجيكا | Belgium | ME0000000307SFDAA00002 | Nahdi Elderly Care | Elderly Care Adult Pants | Adult pants | حفاظات للبالغين
ONTEX BVBA | بلجيكا | Belgium | ME0000000307SFDAA00003 | Nahdi Elderly Care | Underpads | protection bed sheet for elderly | ملائة حماية السرير
ONTEX BVBA | بلجيكا | Belgium | ME0000000307SFDAA00004 | Nahdi Elderly Care | Elderly Care Diapers | ADULT DIAPER WITH BELT | حفاضات للبالغين مع حزام
Minze NV | بلجيكا | Belgium | ME0000001332SFDAA00007 | Minze Diary Pod | Minze Diary Pod | Minze Diary Pod | مينزدعيريبود
UltraZonic nv | بلجيكا | Belgium | ME0000019419SFDAA00001 | Endo Device | Endo Device | half-automated endoscope pre-clean reprocessor with integrated data software system.
OneLife S.A. | بلجيكا | Belgium | ME0000011247SFDAA00016 | DETECT 2 | 2 DETECT | Quality control of the surgical instrument cleaning process
Barco N.V | بلجيكا | Belgium | ME0000004426SFDAA00001 | Barco LCD Monitor | Medical Display | 4K UHD SUrgical Display
Barco N.V | بلجيكا | Belgium | ME0000004407SFDAA00001 | BARCO Monitor | Medical Display | Medical Display
Ansell Healthcare Europe NV | بلجيكا | Belgium | ME0000015287SFDAA00003 | MICROFLEX 93-244 | MICROFLEX 93-244 | Examination glove,
Ansell Healthcare Europe NV | بلجيكا | Belgium | ME0000015287SFDAA00002 | MICROFLEX 92-134 | MICROFLEX 92-134 | Examination gloves
Ansell Healthcare Europe NV | بلجيكا | Belgium | ME0000015287SFDAA00004 | MICRO-TOUCH Royal Blue Nitrile | MICRO-TOUCH Royal Blue Nitrile | Examination glove
Hauliga SPRL | بلجيكا | Belgium | ME0000000117SFDAA00005 | VIP Whiteluxe 4% | VIP Whiteluxe 4% | Whitening kit used for whitening purpose
VERMEIREN GROUP NV | بلجيكا | Belgium | ME0000010000SFDAA00007 | TRANSPORT WHEELCHAIR | TRANSPORT WHEELCHAIR | TRANSPORT WHEELCHAIR | كرسي تنقل عادي
GymnaUniphy NV | بلجيكا | Belgium | ME0000002197SFDAA00022 | gymna.PRO | Treatment table | Treatment table for placing persons in various positions
GymnaUniphy NV | بلجيكا | Belgium | ME0000002197SFDAA00020 | gymna.ONE | Treatment table | Treatment table for placing persons in various positions
GymnaUniphy NV | بلجيكا | Belgium | ME0000002197SFDAA00021 | gymna.GO | Treatment table | Treatment table for placing persons in various positions
VERMEIREN GROUP NV | بلجيكا | Belgium | ME0000010000SFDAA00008 | Electric Wheelchair | Electric Wheelchair | Electric Wheelchair | يستخدم لمساعدة المرضى وكبار السن في التنقل
VWR International | بلجيكا | Belgium | ME0000013852SFDAA00084 | VWR® Vinyl hybrid gloves | NA | Vinyl disposable gloves
VWR International | بلجيكا | Belgium | ME0000013852SFDAA00080 | VWR® Nitrile long gloves | NA | Nitrile disposable gloves
VWR International | بلجيكا | Belgium | ME0000013852SFDAA00081 | VWR® Nitrile green gloves | NA | Nitrile disposable gloves
VWR International | بلجيكا | Belgium | ME0000013852SFDAA00083 | VWR® Latex powder free gloves | NA | Latex disposable gloves
BG LIGHT LTD. | بلغاريا | Bulgaria | ME0000001499SFDAA00008 | BLANCONE ARCUS+ | Light Unit | Dental light unit
Medtex Swiss Ltd | بلغاريا | Bulgaria | ME0000020512SFDAA00001 | Sacro lumbar support | Sacro lumbar support | A spinal lightweight brace with four built-in stays is used for moderate fixation of the lower part of thoracic, lumbar and upper part of sacral spine (Th10-L5), stabilization of the joints and ligaments of the spine, correction of paravertebral muscles imbalance in the lumbar spine, and also for unloading of the joints, ligaments and muscles of the lower back, therapeutic correction of the vertebral bodies dislocations, stabilization of the vertebral bodies after traumas or operations
Medtex Swiss Ltd | بلغاريا | Bulgaria | ME0000020972SFDAA00001 | Knee joint support with patella pad | Knee joint support with patella pad | "The bandage provides moderate fixation with soft compression of the knee joint, reducing lateral static exercise while standing or high-impact walking. Pain syndrome is relieved by knee joint fixation and unloading action of the bandage. Both warm retention and micro-massage effect improve blood circulation in soft tissues. Compression effect relieves pain and reduces edema"
Medtex Swiss Ltd | بلغاريا | Bulgaria | ME0000004626SFDAA00025 | Wrist Support | Wrist Support | Provides soft fixation and compression for joint Breathable fabrics stretches in four directions for more comfortable usage The anatomical shape is convenient for daily use Fits for both left or right arm
Medtex Swiss Ltd | بلغاريا | Bulgaria | ME0000004620SFDAA00001 | KNEE JOINT SUPPORT | KNEE JOINT SUPPORT | Provides soft and reliable fixation and compression of knee joint Breathable fabric stretches in four directions for comfortable use Fits for left or right leg | مدعم للركبة
Medtex Swiss Ltd | بلغاريا | Bulgaria | ME0000004621SFDAA00009 | Ankle Support Adjustable | Gabrovo | The bandage is manufactured by knitting technology from breathable material. It provides moderate fixation, relieves pain and hastens recovery. It remains flexible for a long time ensuring good compression of the joint. It is available with additional removing elastic strap for better fixation. •The anatomically shaped bandage fits well for everyday usage •Breathable material ensures maximal comfort •Fits for left or right leg
Medtex Swiss Ltd | بلغاريا | Bulgaria | ME0000004509SFDAA00003 | Soft Fixation cervical collar with rigid panel | Soft Fixation cervical collar with rigid panel | •Rigid panel provides additional immobilization of neck and can be removed to gradually increase range of motions •Supports cervical spine in correct position •Provides warming effect and soft massage •Foam guarantees softness and comfort during usage •Velcro closure for easy and tight adjustment Fomed polyurethane Fomed polyurethane Leather-cloth Leather-cloth Viscose Viscose | طوق مرن مدعم للرقبة مع لوح صلب
Medtex Swiss Ltd | بلغاريا | Bulgaria | ME0000004624SFDAA00008 | CLAVICULR RECLINATR FIXATION | CLAVICULR RECLINATR FIXATION | Is a efficient mean for correction of poor posture and shoulder slouch Has adjustable fixation level from soft to hard Flexible belts comfortably embrace the body Binding band (elastic air-permeable fabric) Binding band (elastic air-permeable fabric)
Medtex Swiss Ltd | بلغاريا | Bulgaria | ME0000004623SFDAA00005 | BACK SUPPORT | BACK SUPPORT | Plastic stiffeners ensure additional support in lumbosacral area of spine Pain decreasing and prevention of loins traumas Has heating and micro massage action Support of the abdomen muscles after postsurgical and posrdelivery period Preventing of postsurgical sutures disruption and postsurgical hernia rise:
Hasan Tanvir Fashion Wears Ltd | بنغلاديش | Bangladesh | ME0000017677SFDAA00004 | n19 | Non-Woven Disposable Face Mask | Face Mask Personal Protection
Ethicon Endo-Surgery, LLC | بورتوريكو | Puerto Rico | ME0000001599SFDAA00029 | ENDOPATH® Bipolar Active/Return Cord | ENDOPATH Bipolar Active/Return Cords | Non-sterile electrical cords consisting of an instrument connector
Famed Zywiec Sp. z.o.o | بولندا | Poland | ME0000005212SFDAA00007 | Operating Table | Patient Operating Table | Operating Table
PPH CERKAMED Wojciech Pawtowski | بولندا | Poland | ME0000005676SFDAA00002 | YELLOW PORCELAIN ETCH | Dental Etching Material | Dental Porcelain etching material in pre-filled syringe
PPH CERKAMED Wojciech Pawtowski | بولندا | Poland | ME0000005676SFDAA00006 | RUBBER DAM NAPKINS | Dental protective napkins | Dental protective napkins
PPH CERKAMED Wojciech Pawtowski | بولندا | Poland | ME0000005676SFDAA00004 | Glucosite Gel | Dental gel for gingival pockets irrigation | Dental gel for gingival pockets irrigation
PPH CERKAMED Wojciech Pawtowski | بولندا | Poland | ME0000005676SFDAA00005 | Protective Shields for a Patient | Protective Shields for a Patient | Protective Shields for a Patient
GOFARM Ltd Co. Limited Partnership | بولندا | Poland | ME0000012546SFDAA00010 | Step Aften Gel | Step Aften Gel | Gel for topical application to the oral mucosa | جل للاستخدام الموضعي على الغشاء المخاطي للفم
GOFARM Ltd Co. Limited Partnership | بولندا | Poland | ME0000012546SFDAA00007 | step moisti-nasal ointment | step moisti-nasal ointment | nasal moisturizing ointment in a plastic tube | مرهم مرطب للأنف بأنبوب بلاستيكي
PPH CERKAMED Wojciech Pawtowski | بولندا | Poland | ME0000005676SFDAA00001 | RUBBER DAM SET MINI | Dental gingiva protection | Set of tools and accessories to place dental rubber dam in place
PPH CERKAMED Wojciech Pawtowski | بولندا | Poland | ME0000005676SFDAA00007 | RUBBER DAM SET | Dental set of instruments to place rubber dam | Dental set of instruments to place rubber dam
PPH CERKAMED Wojciech Pawtowski | بولندا | Poland | ME0000005676SFDAA00007 | RUBBER DAM SET | Dental set of instruments to place rubber dam | Dental set of instruments to place rubber dam
Przedsiebiorstwo Produkcyjno-Handlowe CERKAMED Wojciech Pawlowski | بولندا | Poland | ME0000008816SFDAA00006 | BTR PEN | Dental tool for removing broken canal instruments | Removing Broken Canal Instruments
Przedsiebiorstwo Produkcyjno-Handlowe CERKAMED Wojciech Pawlowski | بولندا | Poland | ME0000008816SFDAA00006 | BTR PEN | Dental tool for removing broken canal instruments | Removing Broken Canal Instruments
REH4MAT Sławomir Wroński | بولندا | Poland | ME0000009084SFDAA00001 | CLAVICULAR 8 SHAPED BRACE WITH BACK PAD | UPPER BACK BRACE | injury of the shoulder which doesn’t require surgery or plaster dressing pains of the chest area of the spine increased chest kyphosis required correction without surgery
REH4MAT Sławomir Wroński | بولندا | Poland | ME0000009084SFDAA00002 | SPORT KNEE BRACE | LOWER-EXTREMITY SUPPORT | knee dislocation knee twist and sprain knee instability kneecap instability knee inflammation prophylactically in sport
REH4MAT Sławomir Wroński | بولندا | Poland | ME0000009084SFDAA00003 | UNIVERSAL ANKLE BRACE | ANKLE ORTHOSIS | after ankle joint injuries such as strain as an support after fractures and surgeries ankle instability ankle degeneration prophylactically in physical activities
REH4MAT Sławomir Wroński | بولندا | Poland | ME0000009084SFDAA00005 | UNIVERSAL KNEE BRACE WITH PATELLA STABILIZER | KNEE ORTHOSIS | knee dislocation knee twist and sprain as a prevention against kneecap instability
REH4MAT Sławomir Wroński | بولندا | Poland | ME0000009084SFDAA00006 | RESTING SPLINT WITH HAND | WRIST ORTHOSIS | after wrist injuries bursitis
REH4MAT Sławomir Wroński | بولندا | Poland | ME0000009084SFDAA00007 | WRIST AND FOREARM BRACE WITH THUMB STABILIZER | WRIST ORTHOSIS | after wrist injuries bursitis
REH4MAT Sławomir Wroński | بولندا | Poland | ME0000009084SFDAA00008 | Dynamic Functional Resting Splint | WRIST ORTHOSIS | hand weakness mild to moderate hand spasticity rheumatoid arthritis
REH4MAT Sławomir Wroński | بولندا | Poland | ME0000009084SFDAA00009 | LOWER BACK BRACE | TORSO SUPPORT | lower back pain lower back injuries stressed fractures lower back strain or sprain arthritis herniated disk sciatica
REH4MAT Sławomir Wroński | بولندا | Poland | ME0000009084SFDAA00010 | SHOULDER BRACE WITH ABDUCTION AND ADDUCTION ADJUSMENT | UPPER EXTREMITY SUPPORT | after injury of the shoulder joint acromioclavicular joint and elbow joint after treatment severe chronic pain syndrome of arm and shoulder post injury changes degeneration and pathology
REH4MAT Sławomir Wroński | بولندا | Poland | ME0000009084SFDAA00011 | REAR OPEN LONG KNEE BRACE WITH ROM ADJUSMENT | LOWER EXTREMITY SUPPORT | knee dislocation knee twist and sprain side instability of the knee joint knee ligaments reconstruction
REH4MAT Sławomir Wroński, | بولندا | Poland | ME0000009085SFDAA00001 | FOOT DROP SUPPORT | FOOT ORTHOSIS | foot extensors weakness stroke or bleeding in the head multiple sclerosis toes or partly foot amputation
REH4MAT Sławomir Wroński | بولندا | Poland | ME0000009084SFDAA00013 | KNEE BRACE WITH LEAF SPRINGS | LOWER EXTREMITY SUPPORT | meniscus tears and injuries knee dislocation knee sprain knee instability patellar tendonitis Osgood Schlatter Disease Sinding-Larsen-Johansson Disease Juvenile Rheumatoid Arthritis non specific osteitis osteonecrosis knee ligaments reconstruction other surgical procedures
REH4MAT Sławomir Wroński | بولندا | Poland | ME0000009084SFDAA00014 | ELBOW IMMOBILIZER WITH HAND SPLINT AND ADJUSTABLE ROM | UPPER EXTREMITY SUPPORT | Elbow instabilities Medial or Lateral Epicondyle Fractures Postoperative care after prosthesis implantation Postoperative care of elbow ligament instabilities Conservative treatment of elbow luxation or dislocation including wrist Contractures with or without radial or ulnar Rheumatoid arthritis During rehabilitation process Central or Peripheral neurological injuries
REH4MAT Sławomir Wroński, | بولندا | Poland | ME0000009085SFDAA00002 | Tennis Elbow Brace | Elbow Orthosis | for lateral epicondyle inflammation in effect of forearm and wrist extensors and supinator muscle
REH4MAT Sławomir Wroński | بولندا | Poland | ME0000009084SFDAA00015 | BUNION SPLINT | Foot Orthosis | Hallux rigidus degenerative disease in hallux metatarsophalangeal joint mild and medium bursitis postoperative treatment
Przedsiebiorstwo Produkcyjno-Handlowe CERKAMED Wojciech Pawlowski | بولندا | Poland | ME0000008816SFDAA00010 | RUBBER DAM LIQUID | Dental light- Curing Rubber dam liquid | Light-cured rubber-dam liquid is dedicated for: gingiva protection during dental treatments, sealing rubberdam.
Przedsiebiorstwo Produkcyjno-Handlowe CERKAMED Wojciech Pawlowski | بولندا | Poland | ME0000008816SFDAA00010 | RUBBER DAM LIQUID | Dental light- Curing Rubber dam liquid | Light-cured rubber-dam liquid is dedicated for: gingiva protection during dental treatments, sealing rubberdam.
PPH CERKAMED Wojciech Pawtowski | بولندا | Poland | ME0000005676SFDAA00016 | SILAN | Dental Methacrylic silane preparation | Dental Methacrylic silane preparation
Przedsiebiorstwo Produkcyjno-Handlowe CERKAMED Wojciech Pawlowski | بولندا | Poland | ME0000008816SFDAA00011 | FLUOR DEFENDER | Dental Protective enamel preparation with fluoride for children | Dental Protective enamel preparation with fluoride for children
PPH CERKAMED Wojciech Pawtowski | بولندا | Poland | ME0000005676SFDAA00019 | Glucosite | Dental liquid for gingival pockets irrigation | Dental liquid for gingival pockets irrigation
REH4MAT Slawomir Wronski | بولندا | Poland | ME0000007222SFDAA00013 | PECTUS CARINATUM BRACE | TORSO SUPPORT | It provides stabilization and relieving the trunk and spine. The support provides compression and stabilization of thoracic, lumbar and sacral spine. It is used in case of rheumatic, neurological and orthopedic disorders and injuries
ArjoHuntleigh AB | بولندا | Poland | ME0000009217SFDAA00013 | Heavy duty IV Pole | Medical Bed Accessories | Heavy duty IV pole
ArjoHuntleigh AB | بولندا | Poland | ME0000009217SFDAA00015 | Integrated IV pole | Medical Bed Accessories | IV Pole
GOFARM Ltd Co. Limited Partnership | بولندا | Poland | ME0000012546SFDAA00009 | Step D-wax Drops | Step D-wax Drops | Drops for ear hygiene | قطرة لتنظيف الأذن
ZARYS International Group Spolka z organiczona odpowiedzialnoscia spolka komandytowa | بولندا | Poland | ME0000008583SFDAA00027 | easyCARE Nitrile | Examination gloves Powder free | Nitrile examination gloves are made of rubber, free of latex proteins, which has a positive effect on comfort of people sensitive to latex proteins, characterised by good resistance to oils, greases and many toxic chemicals and solvents. They have high resistance to abrasion and puncture.
ArjoHuntleigh AB | بولندا | Poland | ME0000009217SFDAA00014 | IV Pole | Medical Bed Accessories | IV pole
Nano-Tech Polska Sp. z o.o Sp. K. | بولندا | Poland | ME0000000365SFDAA00010 | Nanobiotic | Cream containing gold particles and fumblin to soothe irritated skin, burns and scratches. | Cream containing gold particles and fumbling to soothe irritated skin, burns and scratches. | كريم يحتوي على جزيئات الذهب و الفومبلين لتهدئة الجلد المتهيج و الحروق والخدوش.
Nano-Tech Polska Sp. z o.o Sp. K. | بولندا | Poland | ME0000000166SFDAA00011 | Nanobiotic | wound care spry | wound care spry | بخاخ لحماية الجلد و العناية بالجروح
Rehasense Sp. z o.o | بولندا | Poland | ME0000000681SFDAA00036 | APLOT waffle mattress | APLOT waffle mattress | waffle mattress
Rehasense Sp. z o.o | بولندا | Poland | ME0000000681SFDAA00037 | NAVIGATOR | NAVIGATOR | INDOOR ROLLATOR
Rehasense Sp. z o.o | بولندا | Poland | ME0000000682SFDAA00008 | ATHLON | ATHLON | rollator
Gofarm Ltd Limited Partnership | بولندا | Poland | ME0000000701SFDAA00001 | VIVO Nasal PLUS | VIVO Nasal PLUS | Mixture of sesame , Marjoram and bergamot oil intended for both children and adults | عبارة عن خليط من زيت السمسم وزيت المردقوش وزيت البرغموت ويستخدم فيفو نيزال بلص للأطفال والكبارلايحتوي البخاخ على المواد الحافظة أو المواد الدافعة
Gofarm Ltd Limited Partnership | بولندا | Poland | ME0000000701SFDAA00001 | VIVO Nasal PLUS | VIVO Nasal PLUS | Mixture of sesame , Marjoram and bergamot oil intended for both children and adults | عبارة عن خليط من زيت السمسم وزيت المردقوش وزيت البرغموت ويستخدم فيفو نيزال بلص للأطفال والكبارلايحتوي البخاخ على المواد الحافظة أو المواد الدافعة
Gofarm Ltd Limited Partnership | بولندا | Poland | ME0000000701SFDAA00002 | VIVO Nasal | VIVO Nasal | MIXTURE OF HIGHLY PURIFIED PLANT OILS OF SESAME AND ALOE INTENDED FOR BOTH CHILDREN AND ADULT | فيفو نيزال عبارة عن خليط عالي النقاء من الزيوت النباتية للسمسم والصبار ومخصص لكل من الأطفال والكبار لايحتوي البخاخ على المواد الحافظة أو المواد الدافعة
Gofarm Ltd Limited Partnership | بولندا | Poland | ME0000000701SFDAA00002 | VIVO Nasal | VIVO Nasal | MIXTURE OF HIGHLY PURIFIED PLANT OILS OF SESAME AND ALOE INTENDED FOR BOTH CHILDREN AND ADULT | فيفو نيزال عبارة عن خليط عالي النقاء من الزيوت النباتية للسمسم والصبار ومخصص لكل من الأطفال والكبار لايحتوي البخاخ على المواد الحافظة أو المواد الدافعة
Gofarm Ltd Limited Partnership | بولندا | Poland | ME0000000701SFDAA00004 | VITRO Scar | VITRO Scar | SAFE SILICONE GEL INTENDED FOR DIFFERENT KINDS OF SCARS | ينشأ الجل طبقة حماية شفافة والتي توفرالترطيب المناسب للطبقة القرنية ويجعل الندبة أكثر مرونة كما يقلل حجم ولون الندبة
Gofarm Ltd Limited Partnership | بولندا | Poland | ME0000000701SFDAA00004 | VITRO Scar | VITRO Scar | SAFE SILICONE GEL INTENDED FOR DIFFERENT KINDS OF SCARS | ينشأ الجل طبقة حماية شفافة والتي توفرالترطيب المناسب للطبقة القرنية ويجعل الندبة أكثر مرونة كما يقلل حجم ولون الندبة
ZARYS International Group Spolka z organiczona odpowiedzialnoscia spolka komandytowa | بولندا | Poland | ME0000008583SFDAA00028 | Latex free Tourniquet | Tourniquet | Made of a wide stretch TPE strap (thermoplastic elastomer) Latex-free material prevents allergic reactions and skin irritation High tensile strength Single-use bands reduce the risk of infection Total roller length 11,25 m Available in blue and pink colour Single-use Class I non-sterile Latex-free
Rehasense Sp. z o.o | بولندا | Poland | ME0000000149SFDAA00012 | NAVIGATOR | NAVIGATOR | Indoor Rollator
Roko | بولندا | Poland | ME0000012890SFDAA00001 | ACRON | Denture base material | Denture base material
ZARYS International Group Spolka z organiczona odpowiedzialnoscia spolka komandytowa | بولندا | Poland | ME0000008583SFDAA00029 | Entrance Mat | Entrance Mat Non-Sterile | Preventing spreading of contamination brought on shoe soles and wheelchairs to operating rooms
Nano-Tech Polska Sp. z o.o Sp. K. | بولندا | Poland | ME0000000325SFDAA00018 | Nanobiotic | Spray supports the healing of bacterial skin | Shake the atomizers before use cove the affected area with doses from the atomizers and repeat after 2-3 Minute pauses until I the area I saturated | بخاخ لحماية الجلد و العناية بالجروح
Roko | بولندا | Poland | ME0000012890SFDAA00002 | dentiflex | Denture base material | Denture base material to be used in the dental labs by the technicians only
Formed Pro Sp. z o.o. | بولندا | Poland | ME0000001251SFDAA00060 | Hospital Bed | Hospital Bed | Hospital Bed
Formed Pro Sp. z o.o. | بولندا | Poland | ME0000001252SFDAA00001 | TROLLEY FOR PATIENT TRANSPORT | TROLLEY | TROLLEY FOR PATIENT TRANSPORT
Formed Pro Sp. z o.o. | بولندا | Poland | ME0000001273SFDAA00004 | GYNAECOLOGICAL AND UROLOGICAL CHAIR | GYNAECOLOGICAL AND UROLOGICAL CHAIR | GYNAECOLOGICAL AND UROLOGICAL CHAIR
Formed Pro Sp. z o.o. | بولندا | Poland | ME0000001272SFDAA00002 | Treatment Table | Treatment Table | Treatment Table
3M Poland | بولندا | Poland | ME0000001684SFDAA00004 | Nexcare Happy Kids | Nexcare Happy Kids | Delicate plasters for children
GOFARM Ltd Co. Limited Partnership | بولندا | Poland | ME0000012546SFDAA00005 | Step Nasal Kit | Step Nasal Kit | System for nose cleaning and washing | System for nose cleaning and washing
3M Poland Manufacturing Sp.z o.o. | بولندا | Poland | ME0000009307SFDAA00035 | Nexcare Finger Plasters | Nexcare Finger Plasters | finger plasters | لاصقة جروح
CX Engineering sp. Z o.o. | بولندا | Poland | ME0000000787SFDAA00001 | Ophthalmic Electric Table | Ophthalmic Electric Table | Ophthalmic Electric Table – TAVO | طاولة كهربائية طبية
Gofarm Spolka z organiczona odpowiedialonscia | بولندا | Poland | ME0000000357SFDAA00016 | Vivo- Ear Drops | Vivo- Ear Drops | نقط للاذن | نقط للاذن
ICB Pharma Tomasz Świętosławski, Paweł Świętosławski Spółka Jawna | بولندا | Poland | ME0000012971SFDAA00001 | Nitolic® with removal comb | Lice Removal/Prevention Kit | Nitolic® is a medical device intended for the treatment of head lice infestation (Pediculus humanus capitis).
ICB Pharma Tomasz Świętosławski, Paweł Świętosławski Spółka Jawna | بولندا | Poland | ME0000014460SFDAA00008 | Nitolic® Applicator | Lice Removal/Prevention Applicator | Nitolic® is a medical device intended for the treatment of head lice infestation (Pediculus humanus capitis).
ICB Pharma Tomasz Świętosławski, Paweł Świętosławski Spółka Jawna | بولندا | Poland | ME0000014460SFDAA00009 | Nitolic® Kit | Lice Removal/Prevention Kit | Nitolic® is a medical device intended for the treatment of head lice infestation (Pediculus humanus capitis).
ICB Pharma Tomasz Świętosławski, Paweł Świętosławski Spółka Jawna | بولندا | Poland | ME0000014460SFDAA00007 | Nitolic® Prevent Plus | Lice Removal/Prevention Kit | Medical device intended for the prevention of head lice infestation (pediculosis) | Medical device intended for the prevention of head lice infestation (pediculosis)
Meden-Inmed Sp. z o.o. | بولندا | Poland | ME0000006639SFDAA00006 | Tilting table VERTIMO | Tilting table | Tilting table VERTIMO with the functions of rehabilitation of lower limbs is designed for gradual accustoming.
Meden-Inmed Sp. z o.o. | بولندا | Poland | ME0000006639SFDAA00005 | Massage Table TERAPEUTA | Massage Table | Massage Table for manual therapy techniques and physiotherapy
Meden-Inmed Sp. z o.o. | بولندا | Poland | ME0000006639SFDAA00004 | SAFARI Neurological rehabilitation table | rehabilitation table | SAFARI ELEPHANT neurological rehabilitation tables
POLDENT SP. Z O.O. | بولندا | Poland | ME0000013282SFDAA00002 | H-files | HAND FILES | hand instruments
POLDENT SP. Z O.O. | بولندا | Poland | ME0000013282SFDAA00004 | Endostar Barbed Broachers | HAND FILES | Hand instruments
POLDENT SP. Z O.O. | بولندا | Poland | ME0000013282SFDAA00003 | Endostar K-files | HAND FILES | Hand instruments
POLDENT SP. Z O.O. | بولندا | Poland | ME0000013282SFDAA00006 | Endostar S-files | HAND FILES | Hand instruments
ALVO Limited Liability Company Sp. k. | بولندا | Poland | ME0000001019SFDAA00036 | Operating table | Operating table | Operating Table
Famed Zywiec Sp. z.o.o | بولندا | Poland | ME0000005212SFDAA00011 | Delivery Bed | Obstetric Bed | Obstetric Bed
Famed Zywiec Sp. z.o.o | بولندا | Poland | ME0000005212SFDAA00012 | Delivery Bed | Obstetric Bed | Obstetric Bed
Famed Zywiec Sp. z.o.o | بولندا | Poland | ME0000005212SFDAA00013 | Gynecological Chair | Hospital Bed | Gynecological Chair
EMED SP. Z O. O. SP. K. | بولندا | Poland | ME0000001942SFDAA00012 | Smoke Evacuation Aria | Smoke Evacuation | The system has been designed with a high suction, high flow rate centrifugal action pump.
Famed Zywiec Sp. z.o.o | بولندا | Poland | ME0000005212SFDAA00014 | Intensive Care Bed | Hospital Bed | Hospital Bed
Famed Zywiec Sp. z.o.o | بولندا | Poland | ME0000005212SFDAA00015 | Gynecological Chair | Hospital Bed | Hospital Bed
Famed Zywiec Sp. z.o.o | بولندا | Poland | ME0000005212SFDAA00016 | Child Bed | Bed | Child Bed
Famed Zywiec Sp. z.o.o | بولندا | Poland | ME0000005212SFDAA00017 | Operating Table HYPERION | Patient Operating Table | Patient Operating Table
FAMED LODZ S.A. | بولندا | Poland | ME0000005211SFDAA00006 | Solis 30 | Diagnostic Lamp | Diagnostic Lamp
FAMED LODZ S.A. | بولندا | Poland | ME0000005211SFDAA00007 | Solis 160 | Operating Lamp | Operating Lamp
AC International East Sp. Zo.o. | بولندا | Poland | ME0000002725SFDAA00001 | GAMMA | GAMMA DYNAMOGRAPHIC PLATFORM | GAMMA IS A MODERN TWO-PLATE DYNAMOGRAPHIC PLATFORM THAT ENABLES BOTH THE TESTING AND TRAINING OF NEUROLOGICAL AND ORTHOPEDIC PATIENTS
AC International East Sp. Zo.o. | بولندا | Poland | ME0000000276SFDAA00009 | Jupiter | Jupiter | JUPITER HAS BEEN DESIGNED TO OPERATE USING ELASTIC RESISTANCE ELEMENTS IN THE COMPREHENSIVE REHABILITATION OF THE KNEE JOINT
AC International East Sp. Zo.o. | بولندا | Poland | ME0000002724SFDAA00001 | Victis Mini | Victis Mini | VECTIS MINI USES ELASTIC RESISTANCE IN THE COMPREHENSIVE REHABILITATION OF THE ELBOW JOINT.
AC International East Sp. Zo.o. | بولندا | Poland | ME0000002723SFDAA00001 | Vectis | Vectis | VECTIS USES ELASTIC RESISTANCE IN THE COMPREHENSIVE REHABILITATION OF THE SHOULDER JOINT.
AC International East Sp. Zo.o. | بولندا | Poland | ME0000002722SFDAA00001 | telko | telko | TELKO USES ELASTIC RESISTANCE IN THE COMPREHENSIVE REHABIL ITAT ION OF THE KNEE I N A CLOSED KINEMATIC CHAIN .
AC International East Sp. Zo.o. | بولندا | Poland | ME0000000276SFDAA00008 | SIGMA | SIGMA -BALANCE PLATFORM | SIGMA IS A DEVICE FOR TRAINING BAL ANCE AND PROPRIOCEPTION.
FAMED LODZ S.A. | بولندا | Poland | ME0000005211SFDAA00008 | Examination Lamp | Lamp | Examination Lamp
AC International East Sp. Zo.o. | بولندا | Poland | ME0000000276SFDAA00007 | Alfa | Alfa-Stablilometric platform | ALFA IS A MODERN STABIOLOMETRIC PL ATFORM THAT ALLOWS BOTH THE BAL ANCE ASSESSMENT AND TRAINING IN NEUROLOGICAL AND ORTHOPEDIC PATIENTS
Starpharma Sp. z o.o. | بولندا | Poland | ME0000002561SFDAA00001 | silver spray | silver spray | SILVER SPRAY soothes symptoms of throat irritation that accompany inflammation, such as burning sensation, dry throat, pain and difficulty swallowing. | جهاز سيلفر سبراي الطبي الموجود في شكل بخاخ هو جهاز مخصص للأطفال فوق 6 سنوات والبالغين وذلك للاستخدام في الفم والحلقق
Famed Zywiec Sp. z.o.o | بولندا | Poland | ME0000005212SFDAA00018 | Trolley for patient transport. | Patient Transfer Trolley | Patient Transfer Trolley
Famed Zywiec Sp. z.o.o | بولندا | Poland | ME0000005212SFDAA00019 | Treatment Chair | Chair | Chair
FAMED LODZ S.A. | بولندا | Poland | ME0000005211SFDAA00009 | Operating Lamp | Examination Lamp | Examination Lamp
Famed Zywiec Sp. z.o.o | بولندا | Poland | ME0000005212SFDAA00020 | NEXO Hospital Bed | Patient Bed | Patient Bed
ARKONA Laboratorium Farmakologii Stomatologicznej | بولندا | Poland | ME0000003398SFDAA00002 | GOLDisept MOUTH AND THROAT SPRAY | GOLDisept MOUTH AND THROAT SPRAY | Mouth and throat spray | بخاخ للفم والحلق
FAMED LODZ S.A. | بولندا | Poland | ME0000005211SFDAA00011 | Operating Lamp | Examination Lamp | Operating Lamp
POLDENT SP. Z O.O. | بولندا | Poland | ME0000013282SFDAA00008 | HAND FILES | Endostar NiTi K-files | Hand instruments
REH4MAT Slawomir Wronski | بولندا | Poland | ME0000007222SFDAA00001 | TORSO SUPPORT | Spinal Hyperextension Brace | to provide stabilization and relieving the trunk and spine .the support provides compression and stabilization on the thoracic lumbar and spine and it is used in case of rheumatic, neurological, and orthopedic disorders and injuries
Re4mat slawomir wronski | بولندا | Poland | ME0000003884SFDAA00001 | FOOT ANKLE ORTHOSIS | FOOT SUPPORT | it is used in case of ankle and /or foot injuries, neurological and rheumatological disorders, after cast immobilization, and during physical therapy
POLDENT SP. Z O.O. | بولندا | Poland | ME0000013282SFDAA00007 | Endostar NiTi H-files | Endostar NiTi H-files | Hand Instrument
Meden-Inmed Sp. z o.o. | بولندا | Poland | ME0000006639SFDAA00011 | ELEVEO | ELEVEO | Dynamic Partial Weight Bearing Gait Therapy Device
SORIMEX sp. z o.o. sp. k. | بولندا | Poland | ME0000000662SFDAA00017 | Disposable ECG electrode heart+ | Disposable ECG electrode | Disposable ECG electrode with liquid or solid gel for resting test, diagnostic, monitoring, Holter or stress test. Available material: foam and non-woven. Different shapes and strength of adhesive.
Akces-MED Ltd | بولندا | Poland | ME0000004480SFDAA00007 | Ursus | Special needs stroller | Special needs stroller
REH4MAT Slawomir Wronski | بولندا | Poland | ME0000007222SFDAA00007 | Skeleton Knee Orthosis | LOWER-EXTREMITY SUPPORT | It stabilizes the lower limb joints. Constant compression relieves the pain and improves the healing. The support is used in case of rheumatic, orthopedic and neurological disorders, as a treatment after surgery and in physical therapy.
REH4MAT Slawomir Wronski | بولندا | Poland | ME0000007222SFDAA00006 | Lower Limb Extension Immobilizer | LOWER-EXTREMITY SUPPORT | It stabilizes the lower limb joints. Constant compression relieves the pain and improves the healing. The support is used in case of rheumatic, orthopedic and neurological disorders, as a treatment after surgery and in physical therapy.
REH4MAT Slawomir Wronski | بولندا | Poland | ME0000007222SFDAA00002 | Arm Abduction Orthosis with Angle Ligament | Upper-Extremity Support | It provides stabilization and relief of upper limb. It is used in case of painful syndrome and/or injuries of upper extremity
REH4MAT Slawomir Wronski | بولندا | Poland | ME0000007222SFDAA00003 | Hip Brace with Smooth ROM Adjustment | HIP ORTHOSIS | It provides compression, stabilization and relief, reducing, inflammation and improving the healing. It can be used in various areas to treat in orthopedics, neurology rheumatology and physical therapy.
REH4MAT Slawomir Wronski | بولندا | Poland | ME0000007222SFDAA00004 | Hip Orthosis with Splint | HIP ORTHOSIS | It provides compression, stabilization and relief, reducing, inflammation and improving the healing. It can be used in various areas to treat in orthopedics, neurology rheumatology and physical therapy.
REH4MAT Slawomir Wronski | بولندا | Poland | ME0000007222SFDAA00008 | Frejka Pillow | LOWER-EXTREMITY SUPPORT | It stabilizes the lower limb joints. Constant compression relieves the pain and improves the healing. The support is used in case of rheumatic, orthopedic and neurological disorders, as a treatment after surgery and in physical therapy.
REH4MAT Slawomir Wronski | بولندا | Poland | ME0000007222SFDAA00005 | Abduction Shoulder Brace | UPPER-EXTREMITY SUPPORT | It provides stabilization and relief of upper limb. It is used in case of painful syndrome and/or injuries of upper extremity.
REH4MAT Slawomir Wronski | بولندا | Poland | ME0000007222SFDAA00009 | Post-Op Knee Brace with ROM Adjustment | LOWER-EXTREMITY SUPPORT | To stabilize the lower limb joints. Constant compression relieves the pain and improves the healing. The support is used in case of rheumatic, orthopedic and neurological disorders, as a treatment after surgery and in physical therapy.
OROMED Sp. zo. o. Sp.k. | بولندا | Poland | ME0000001717SFDAA00003 | Cardiological stethoscope, Stethoscope for internal medicine (Adult), Pediatric stethoscope, Universal Stethoscope Rappaport | Stethoscopes | internal stethoscope • perfect acoustics in a classic design solution • head made of stainless steel • warm head rims
AVEUS INSTRUMENTS SP. Z O.O. | بولندا | Poland | ME0000005272SFDAA00021 | AVEUS Otoscope & Ophthalmoscope | Otoscope & Ophthalmoscope | Otoscope & Ophthalmoscope Diagnostic Devices
Meden-Inmed Sp. zo.o | بولندا | Poland | ME0000007467SFDAA00003 | KC Type 1 | KC Type 1 Treatment Cage | designed for partially-unloaded exercises to improve condition and remove deficiency of joints and muscles
AVEUS INSTRUMENTS SP. Z O.O. | بولندا | Poland | ME0000005272SFDAA00020 | AVEUS Laryngoscope | Laryngoscope | Laryngoscope Macintosh & Miller
ArjoHuntleigh AB | بولندا | Poland | ME0000009217SFDAA00010 | Simulflex MR 4-Way | Simulflex | Foam filled bed mattress overlay
Rehasense Sp. z o.o | بولندا | Poland | ME0000014152SFDAA00002 | ICON 35 | ICON 35 | indicated for use by persons with limited motion abilities who are unable to stand, walk and/or seat independently. It is dedicated for transportation and moving of such people in sitting position. | كرسي متحرك
ArjoHuntleigh AB | بولندا | Poland | ME0000009217SFDAA00011 | Enterprise 5000X | Enterprise 5000X | Hospital Hardware
ArjoHuntleigh AB | بولندا | Poland | ME0000009217SFDAA00012 | Enterprise 8000X | Enterprise 8000X | Hospital Hardware
GOFARM Ltd Co. Limited Partnership | بولندا | Poland | ME0000012546SFDAA00006 | Step Iso-Glycerol Spray | Step Iso-Glycerol Spray | isotonic Sea water with glycerol 30 ml nasal spray | محلول ملح البحر متساوي التوتر للنظافة اليومية وتطهير وترطيب الأنف والجيوب الأنفية
ArjoHuntleigh AB | بولندا | Poland | ME0000009217SFDAA00012 | Enterprise 8000X | Enterprise 8000X | Hospital Hardware
Famed Zywiec Sp. z.o.o | بولندا | Poland | ME0000005212SFDAA00025 | Delivery Bed | Obstetric Bed | Delivery Bed
Akces-MED Ltd | بولندا | Poland | ME0000004480SFDAA00008 | Genius | Genius | standing frame
Akces-MED Ltd | بولندا | Poland | ME0000004480SFDAA00009 | Lifter | Lifter | Standing Frame
Akces-MED Ltd | بولندا | Poland | ME0000004480SFDAA00010 | KOTEK l | KOTEK l | standing frames
MEDEN-INMED Sp.zo.o. | بولندا | Poland | ME0000013514SFDAA00011 | Elemental | Elemental | The ELEMENTAL massage tables enables the patient to take the correct position for the treatment and to adjust height and / or position of the table sections
Rehasense Sp. z o.o | بولندا | Poland | ME0000014152SFDAA00004 | STYLUS | STYLUS | Rollator | مشاية بكفرات لكبار السن
Molnlycke Health Care AB | بولندا | Poland | ME0000000932SFDAA00001 | Barrier Surgical Cap | Barrier Surgical Cap | Surgical Cap
AnGer G&A Dental Manufacturing Enterprise | بولندا | Poland | ME0000001681SFDAA00002 | POLYESTER CROWN FORMS | POLYESTER CROWN FORMS | clear crown forms for teeth restoration
Rehasense Sp. z o.o | بولندا | Poland | ML0000000372SFDAA00001 | Clinical Mattress | Clinical Mattress | Clinical Mattress
AVEUS INSTRUMENTS SP. Z O.O. | بولندا | Poland | ME0000005272SFDAA00030 | Aveus Patient Monitor | Patient Monitor | Patient monitoring
AVEUS INSTRUMENTS SP. Z O.O. | بولندا | Poland | ME0000005272SFDAA00031 | Aveus Defibrillator Monitor | Defibrillator Monitor | Patient Monitoring Device
LIW Care Technology Sp. z o.o. | بولندا | Poland | ME0000003989SFDAA00003 | Orthopedic seat for children | Seating system | is intended for users whose height is within the 85 -130 cm range, with a weight limit of 60 kg. Intended Users are those with faulty postures and muscle dysfunction. Particular conditions include cerebral palsy, muscular dystrophy, paralysis of various types, tetra and paraplegia. It can be used in treatment to help prevent the consequences of postural defects and malfunctioning of the body connected with them. The device makes it possible to put the spine and pelvis in a correct (optimal) position. An innovative feature of this device is that it “grows” with the child as it can be adjusted to their current position and height
Rehasense Sp. z o.o | بولندا | Poland | ME0000014152SFDAA00007 | ICON 60 | ICON 60 | WHEELCHAIR
Rehasense Sp. z o.o | بولندا | Poland | ME0000014152SFDAA00008 | Gateway | Gateway | “Gateway” Transfer device
Rehasense Sp. z o.o | بولندا | Poland | ML0000000372SFDAA00006 | ALOVA foam mattress | ALOVA foam mattress | memory foam mattress
Rehasense Sp. z o.o | بولندا | Poland | ME0000014152SFDAA00006 | Icon wheelchair | Icon wheelchair | wheelchair
Rehasense Sp. z o.o | بولندا | Poland | ME0000014152SFDAA00009 | PLATFORM WALKER | PLATFORM WALKER | WALKER
Famed Zywiec Sp. z.o.o | بولندا | Poland | ME0000005212SFDAA00001 | Intensive Care Bed | Hospital Bed
Famed Zywiec Sp. z.o.o | بولندا | Poland | ME0000005212SFDAA00002 | Delivery Bed | Obstetric Bed
Famed Zywiec Sp. z.o.o | بولندا | Poland | ME0000005212SFDAA00003 | Hospital Bed | Patient Bed
Famed Zywiec Sp. z.o.o | بولندا | Poland | ME0000005212SFDAA00004 | Trolley for patient transport. | Patient Transfer Trolley
Famed Zywiec Sp. z.o.o | بولندا | Poland | ME0000005212SFDAA00005 | Operating Table HYPERION | Patient Operating Table
Famed Zywiec Sp. z.o.o | بولندا | Poland | ME0000005212SFDAA00006 | Child Bed | Children Bed
Famed Zywiec Sp. z.o.o | بولندا | Poland | ME0000005212SFDAA00008 | Delivery Bed | Obstetric Bed
Famed Zywiec Sp. z.o.o | بولندا | Poland | ME0000005212SFDAA00009 | Gynecological Chair | Hospital Bed
FAMED LODZ S.A. | بولندا | Poland | ME0000005211SFDAA00001 | Solis 30 | Diagnostic Lamp
FAMED LODZ S.A. | بولندا | Poland | ME0000005211SFDAA00002 | Solis 60 | Examination Lamp
FAMED LODZ S.A. | بولندا | Poland | ME0000005211SFDAA00003 | IGNIS 160 | Examination Lamp
Famed Zywiec Sp. z.o.o | بولندا | Poland | ME0000005212SFDAA00010 | Treatment Chair | Chair
FAMED LODZ S.A. | بولندا | Poland | ME0000005211SFDAA00004 | Solis 160 | Operating Lamp
mdh sp z o o | بولندا | Poland | ME0000006252SFDAA00001 | Vitea Care | Wheel Chair
MEDEN INMED Sp. zo. o. | بولندا | Poland | ME0000007772SFDAA00001 | TRACTION TABLE TRITON 6M | TRACTION TABLE TRITON 6M
ZARYS International Group sp. z o.o. sp.k. | بولندا | Poland | ME0000008608SFDAA00001 | easyCARE latex powder free examination gloves | Examination gloves Powder free
ZARYS International Group sp. z o.o. sp.k. | بولندا | Poland | ME0000008608SFDAA00002 | Automatic Tourniquet | Tourniquet
ZARYS International Group sp. z o.o. sp.k. | بولندا | Poland | ME0000008608SFDAA00003 | ID wristband for infants | ID Wristband
ZARYS International Group sp. z o.o. sp.k. | بولندا | Poland | ME0000008608SFDAA00004 | easyCARE Nitrile Examination Gloves | Examination gloves Powder free
ZARYS International Group sp. z o.o. sp.k. | بولندا | Poland | ME0000008608SFDAA00005 | BETAtex Isolation Gown | Isolation Gown
Przedsiebiorstwo Produkcyjno-Handlowe CERKAMED Wojciech Pawlowski | بولندا | Poland | ME0000008816SFDAA00001 | Pulp Spray | Dental pulp vitality testing
Przedsiebiorstwo Produkcyjno-Handlowe CERKAMED Wojciech Pawlowski | بولندا | Poland | ME0000008816SFDAA00002 | RETRACTION CORD PACKER | Dental instrument for placing retraction cords
Przedsiebiorstwo Produkcyjno-Handlowe CERKAMED Wojciech Pawlowski | بولندا | Poland | ME0000008816SFDAA00003 | RUBBER-DAM template | Dental dam template
Przedsiebiorstwo Produkcyjno-Handlowe CERKAMED Wojciech Pawlowski | بولندا | Poland | ME0000008816SFDAA00004 | RUBBER-DAM CORD | Dental dam stabilizing cord
Przedsiebiorstwo Produkcyjno-Handlowe CERKAMED Wojciech Pawlowski | بولندا | Poland | ME0000008816SFDAA00005 | TOOLS FOR MTA APPLICATION | Dental tools for handling and application of filling material
Przedsiebiorstwo Produkcyjno-Handlowe CERKAMED Wojciech Pawlowski | بولندا | Poland | ME0000008816SFDAA00007 | INOX | Gel promoting complete polymerization of dental composites
Przedsiebiorstwo Produkcyjno-Handlowe CERKAMED Wojciech Pawlowski | بولندا | Poland | ME0000008816SFDAA00008 | MTA+ APPLICATOR | Dental tools for handling and application of filling material
Przedsiebiorstwo Produkcyjno-Handlowe CERKAMED Wojciech Pawlowski | بولندا | Poland | ME0000008816SFDAA00009 | MTA+ APPLICATOR PREMIUM | Dental tools for handling and application of filling material
REH4MAT Sławomir Wroński | بولندا | Poland | ME0000009084SFDAA00004 | FORMABLE TRUNK CORSET | TORSO SUPPORT
REH4MAT Sławomir Wroński | بولندا | Poland | ME0000009084SFDAA00012 | FUNCTIONAL RESTING SPLINT | WRIST ORTHOSIS
ArjoHuntleigh AB | بولندا | Poland | ME0000009217SFDAA00001 | Maxi Twin | Maxi Twin, Non-AC powered lift
ArjoHuntleigh AB | بولندا | Poland | ME0000009217SFDAA00002 | Sara Plus | Sara Plus
ArjoHuntleigh AB | بولندا | Poland | ME0000009217SFDAA00003 | Walker | Walker
ArjoHuntleigh AB | بولندا | Poland | ME0000009217SFDAA00004 | Calypso | Calypso
ArjoHuntleigh AB | بولندا | Poland | ME0000009217SFDAA00005 | Calypso | Calypso
ArjoHuntleigh AB | بولندا | Poland | ME0000009217SFDAA00006 | Alenti | Alenti
ArjoHuntleigh AB | بولندا | Poland | ME0000009217SFDAA00007 | Bolero | Bolero
ArjoHuntleigh AB | بولندا | Poland | ME0000009217SFDAA00008 | Minstrel | Minstrel
ArjoHuntleigh AB | بولندا | Poland | ME0000009217SFDAA00009 | Miranti | Miranti
Meden-Inmed Sp. z o.o. | بولندا | Poland | ME0000006639SFDAA00001 | Whril massage device | Massage device
CM International S.A | بولندا | Poland | ME0000010141SFDAA00001 | M3 | M3
OLIDENT Sp. z.o.o.,Sp.k. | بولندا | Poland | ME0000011725SFDAA00001 | OLISIL SUHY | OLISIL SUHY
OLIDENT Sp. z.o.o.,Sp.k. | بولندا | Poland | ME0000011725SFDAA00002 | OLISIL REGI | OLISIL REGI
OLIDENT Sp. z.o.o.,Sp.k. | بولندا | Poland | ME0000011725SFDAA00003 | OliSil-C Activator | OliSil-C Activator
OLIDENT Sp. z.o.o.,Sp.k. | بولندا | Poland | ME0000011725SFDAA00004 | OliSil-C Putty | OliSil-C Putty
OLIDENT Sp. z.o.o.,Sp.k. | بولندا | Poland | ME0000011725SFDAA00005 | OliSil-C Light | OliSil-C Light
OLIDENT Sp. z.o.o.,Sp.k. | بولندا | Poland | ME0000011725SFDAA00006 | OliSil Putty XS | OliSil Putty XS
OLIDENT Sp. z.o.o.,Sp.k. | بولندا | Poland | ME0000011725SFDAA00007 | OliSil HEAVY | OliSil HEAVY
OLIDENT Sp. z.o.o.,Sp.k. | بولندا | Poland | ME0000011725SFDAA00008 | OliSil HYDRO | OliSil HYDRO
OLIDENT Sp. z.o.o.,Sp.k. | بولندا | Poland | ME0000011725SFDAA00009 | OLISIL MONO | OLISIL MONO
OLIDENT Sp. z.o.o.,Sp.k. | بولندا | Poland | ME0000011725SFDAA00010 | OLISIL SOFT | OLISIL SOFT
InfiMED Spółka z ograniczoną odpowiedzialnością | بولندا | Poland | ME0000012516SFDAA00001 | INFIMED | Operation Table
INFIMID Spolka z ograniczona odpowiedzialnoscia | بولندا | Poland | ME0000013168SFDAA00001 | INFIMED | Integration system
INFIMID Spolka z ograniczona odpowiedzialnoscia | بولندا | Poland | ME0000013168SFDAA00002 | INFIMED | Operating table
INFIMID Spolka z ograniczona odpowiedzialnoscia | بولندا | Poland | ME0000013168SFDAA00003 | INFIMED | Treatment light
INFIMID Spolka z ograniczona odpowiedzialnoscia | بولندا | Poland | ME0000013168SFDAA00004 | INFIMED | Operating light
LIW CARE TECHNOLOGY SP. z o.o. | بولندا | Poland | ME0000013470SFDAA00001 | PEDIATRIC PUSHCHAIR MODI BUGGY | PEDIATRIC PUSHCHAIR MODI BUGGY |  | كرسي اطفال مودي بجي
MYWAM KUPIEC, BARTOLD, ANGRES SP.J | بولندا | Poland | ME0000000214SFDAA00002 | CHILDREN WHEELCHAIR | CHILDREN WHEELCHAIR
MYWAM KUPIEC, BARTOLD, ANGRES SP.J | بولندا | Poland | ME0000000214SFDAA00003 | CHILDREN WHEELCHAIR | CHILDREN WHEELCHAIR
Rehasense Sp. z o.o | بولندا | Poland | ME0000000681SFDAA00038 | MORFEA foam mattress | MORFEA foam mattress
Rehasense Sp. z o.o | بولندا | Poland | ME0000000682SFDAA00009 | Gateway | Gateway
Rehasense Sp. z o.o | بولندا | Poland | ME0000000682SFDAA00010 | Platform | Platform
Rehasense Sp. z o.o | بولندا | Poland | ME0000000682SFDAA00011 | ICON | ICON
Gofarm Ltd Limited Partnership | بولندا | Poland | ME0000000701SFDAA00003 | VIVO Ear Drops | VIVO Ear Drops |  | عبارة عن نقط يستخدم لتعقيم الأذن يقوم بإزالة الشمع الموجود بفعالية وخلاصة نبتة الصبار المعروف بخاصية التلطيف للأذن و يساعد على الحفاظ على ترطيب الغشاء المخاطي لجدار الأذن
Abbvie INC | بولندا | Poland | ME0000000925SFDAA00001 | Y Connector for AbbVie PEG 15 FR | Y Connector for AbbVie PEG 15 FR
Abbvie INC | بولندا | Poland | ME0000000925SFDAA00002 | AbbVie Click Adaptor | AbbVie Click Adaptor
Abbvie INC | بولندا | Poland | ME0000000925SFDAA00003 | Fixation Plate for AbbVie PEG 15 FR | Fixation Plate for AbbVie PEG 15 FR
Abbvie INC | بولندا | Poland | ME0000000925SFDAA00004 | Fixation Plate for AbbVie PEG 20 FR | Fixation Plate for AbbVie PEG 20 FR
Abbvie INC | بولندا | Poland | ME0000000925SFDAA00005 | Abbvie Adaptor for Luer Syringes | Abbvie Adaptor for Luer Syringes
CM International S.A | بولندا | Poland | ME0000010141SFDAA00002 | Nuximia | Nuximia
Optopol Technology Sp. z o.o | بولندا | Poland | ME0000007904SFDAA00001 | Automated Projection Perimeter | Automated Projection Perimeter | Automated Projection Perimeter
EGZOTech Sp. z o.o. | بولندا | Poland | ME0000022375SFDAA00003 | Mezos SIT | Mezos SIT | an examination and treatment chair designed to support and position the patient
TARCHOMIŃSKIE ZAKŁADY FARMACEUTYCZNE "POLFA" SPÓŁKA AKCYJNA | بولندا | Poland | ME0000000840SFDAA00008 | GOLDisept MOUTH AND THROAT SPRAY | GOLDisept MOUTH AND THROAT SPRAY | MOUTH AND THROAT SPRAY | بخاخ للفم والحلق
AC International East Sp. Zo.o. | بولندا | Poland | ME0000002735SFDAA00001 | Cubito | Cubito | CUBITO USES ELASTIC RESISTANCE IN THE COMPREHENSIVE REHABILITATION OF THE FOREARM AND WRIST.
ChM sp. z o.o. | بولندا | Poland | ME0000006453SFDAA00025 | Tourniquet | Reusable surgical instrument | Reusable surgical instrument
INFIMED Sp. z o.o | بولندا | Poland | ME0000012965SFDAA00009 | INFIMED Sp. z o.o. | Operating Light | Operating lights Infimed PROXY series OL-03 use LED diodes as light source. Illuminated field can be adjustable by sterile handle or control panel. Control panel enables also light intensity adjustment, color temperature adjustment and endoscopic lighting. The little weight of the lamp and used handles make easy setting up and positioning of light head
INFIMED Sp. z o.o | بولندا | Poland | ME0000012965SFDAA00010 | INFIMED Sp. z o.o. | Operating Table | Operating table InfiMED VIVAX OT-02 is made of stainless acid proof steel. The table InfiMED VIVAX OT-02 is equipped with multi-sectional or one-sectional table top, X-Ray permeable, on mobile base with central braking system.
ZARYS International Group | بولندا | Poland | ME0000006010SFDAA00001 | EasyCare | Examination gloves | Examination gloves
PPH EL-BUT S.C. M.M.LESZCZYNSCY | بولندا | Poland | ME0000006745SFDAA00004 | aurelka | Orthopaedic Footwear | Model with an open heel and BOA closure system helps the disabled to use the footwear in the simplest and safest way in their everyday life
ZARYS International Group | بولندا | Poland | ME0000006010SFDAA00002 | EasyCARE nitrile | Examination gloves | Examination gloves
Meden-Inmed Sp. z o.o. | بولندا | Poland | ME0000006639SFDAA00010 | MOBILE PATIENT LIFT LEVITOP | MOBILE PATIENT LIFT LEVITOP | an electric mobile patient lift
Meden-Inmed Sp. z o.o. | بولندا | Poland | ME0000006639SFDAA00010 | MOBILE PATIENT LIFT LEVITOP | MOBILE PATIENT LIFT LEVITOP | an electric mobile patient lift
POFAM-POZNAN SP. Z.O.O. | بولندا | Poland | ME0000007659SFDAA00001 | MAXIMA | BREAST PROSTHESIS | EXTERNAL BREAST PROSTHESIS MAXIMA
Sinmed Sp.z o.o. | بولندا | Poland | ME0000002121SFDAA00009 | Q4 Oral Care | Single Use Oral Care | Single Use Oral Care
AnGer G&A Dental Manufacturing Enterprise | بولندا | Poland | ME0000001681SFDAA00003 | MATRIX BANDS (METAL TAPES) | MATRIX BANDS (METAL TAPES) | make it possible to separate a treated tooth securely and restore it without undesired influence on adjacent teeth
AnGer G&A Dental Manufacturing Enterprise | بولندا | Poland | ME0000001681SFDAA00004 | Matrices | Matrices | matrices provide appropriate firm hold of a tooth without causing unnecessary deformations
OROMED SZYMANEK Sp. k. | بولندا | Poland | ME0000002843SFDAA00001 | Pillow Orthopedic | Profiled Cushion | pillow designed to correct a person's body positioning as they are lying in bed | وسادة مصممة لتصحيح وضعية جسم الشخص أثناء استلقائه على السرير
OROMED SZYMANEK Sp. k. | بولندا | Poland | ME0000002841SFDAA00003 | Oral Irrigator | Oral Irrigator | dental water jet, Flushing of the mouth, teeth, and gums with fluids. | نفاثة مائية للأسنان ، شطف الفم والأسنان واللثة بالسوائل
OROMED SZYMANEK Sp. k | بولندا | Poland | ME0000003350SFDAA00046 | Neck Massager | Neck Massager | Innovative 3D kneading massage balls that hit the acupoints perfectly | كرات التدليك المبتكرة ثلاثية الأبعاد التي تضرب نقاط الوخز بالإبر بشكل مثالي
Mercator Medical S.A. | بولندا | Poland | ME0000005482SFDAA00006 | Mercator Ambulance Examination and Protective gloves | Mercator Ambulance Examination and Protective gloves | Mercator Ambulance Examination and Protective gloves
Meden- Inmed Sp. z o.o. | بولندا | Poland | ME0000003827SFDAA00005 | Safari Examination Table | Examination Table | Examination Table
Meden-Inmed Sp. z o.o. | بولندا | Poland | ME0000006639SFDAA00012 | MOBILE PATIENT LIFT LEVITOP | MOBILE PATIENT LIFT LEVITOP | an electric mobile patient lift
OROMED SZYMANEK Sp. k | بولندا | Poland | ME0000004520SFDAA00001 | Massage Pillow | Massage Pillow | Pillow Nodes mimic the kneading and penetrating motions of a real massage | وسادة للتدليك
BardoMed Sp. z o.o. | بولندا | Poland | ME0000004723SFDAA00001 | Care pump | Massage Device | Massage Device
Medindustria Service Ltd | بيلاروسيا | Belarus | ME0000020230SFDAA00025 | PATIENT WASHING STRETCHER TBPU | PATIENT WASHING STRETCHER TBPU | PATIENT WASHING STRETCHER
Medindustria Service Ltd | بيلاروسيا | Belarus | ME0000020230SFDAA00003 | Set KPP 10 For Gynecology | Set KPP 10 For Gynecology | Set KPP 10 For Gynecology
Medindustria Service Ltd | بيلاروسيا | Belarus | ME0000020230SFDAA00002 | General Surgery Operating Table | General Surgery Operating Table | General Surgery Operating Table
Medindustria Service Ltd | بيلاروسيا | Belarus | ME0000020230SFDAA00001 | Universal Operating Table | Universal Operating Table | Universal Operating Table
Medindustria Service Ltd | بيلاروسيا | Belarus | ME0000020230SFDAA00004 | Set KPP for orthopedics and traumatology surgeries | Set KPP for orthopedics and traumatology surgeries | Set KPP for orthopedics and traumatology surgeries
Medindustria Service Ltd | بيلاروسيا | Belarus | ME0000020230SFDAA00006 | Set KPP Positioning Arm Surgeries | Set KPP Positioning Arm Surgeries | Set KPP Positioning Arm Surgeries
Medindustria Service Ltd | بيلاروسيا | Belarus | ME0000020230SFDAA00005 | Set KPP 11 For Urology | Set KPP 11 For Urology | Set KPP For Urology
Medindustria Service Ltd | بيلاروسيا | Belarus | ME0000020230SFDAA00009 | Set KPP 12 For ENT and Opthalmology | Set KPP 12 For ENT and Opthalmology | Set KPP 12 For ENT and Opthalmology
Medindustria Service Ltd | بيلاروسيا | Belarus | ME0000020230SFDAA00013 | Set KPP 08 for bone traction | Set KPP 08 for bone traction | Set KPP 08 for bone traction
Medindustria Service Ltd | بيلاروسيا | Belarus | ME0000020230SFDAA00017 | Set KPP for split legs positioning with swivel and tilt | Set KPP for split legs positioning with swivel and tilt | Set KPP for split legs positioning with swivel and tilt
Medindustria Service Ltd | بيلاروسيا | Belarus | ME0000020230SFDAA00021 | Set KPP 29 table top side rails extension | Set KPP 29 table top side rails extension | Set KPP 29 table top side rails extension
Medindustria Service Ltd | بيلاروسيا | Belarus | ME0000020230SFDAA00011 | Set KPP 06 for putting plaster cast in areas of pelvis and lower extremities | Set KPP 06 for putting plaster cast in areas of pelvis and lower extremities | Set KPP 06 for putting plaster cast in areas of pelvis and lower extremities
Medindustria Service Ltd | بيلاروسيا | Belarus | ME0000020230SFDAA00007 | General Surgery Portable Folding Operating Table | General Surgery Portable Folding Operating Table | General Surgery Portable Folding Operating Table
Medindustria Service Ltd | بيلاروسيا | Belarus | ME0000020230SFDAA00015 | Set KPP for double articulation head positioning surgeries | Set KPP for double articulation head positioning surgeries | Set KPP for double articulation head positioning surgeries
Medindustria Service Ltd | بيلاروسيا | Belarus | ME0000020230SFDAA00024 | Set KPP 14 surgeries with lifting and holding on lumbar pelvis and thorax parts of body | Set KPP 14 surgeries with lifting and holding on lumbar pelvis and thorax parts of body | Set KPP 14 surgeries with lifting and holding on lumbar pelvis and thorax parts of body
Medindustria Service Ltd | بيلاروسيا | Belarus | ME0000020230SFDAA00020 | Set KPP 28 table top extension for operating table | Set KPP 28 table top extension for operating table | Set KPP 28 table top extension for operating table
Medindustria Service Ltd | بيلاروسيا | Belarus | ME0000020230SFDAA00016 | Set KPP 20 for single articulation head positioning with actuator | Set KPP 20 for single articulation head positioning with actuator | Set KPP 20 for single articulation head positioning with actuator
Medindustria Service Ltd | بيلاروسيا | Belarus | ME0000020230SFDAA00012 | Set KPP 07 for arthroscopy | Set KPP 07 for arthroscopy | Set KPP 07 for arthroscopy
Medindustria Service Ltd | بيلاروسيا | Belarus | ME0000020230SFDAA00008 | Radiographic Operating Table | Radiographic Operating Table | Radiographic Operating Table
Medindustria Service Ltd | بيلاروسيا | Belarus | ME0000020230SFDAA00022 | Set KPP 30 anesthesia screen extension | Set KPP 30 anesthesia screen extension | Set KPP 30 anesthesia screen extension
Medindustria Service Ltd | بيلاروسيا | Belarus | ME0000020230SFDAA00010 | Set KPP 13 For Proctology | Set KPP 13 For Proctology | Set KPP 13 For Proctology
Medindustria Service Ltd | بيلاروسيا | Belarus | ME0000020230SFDAA00014 | Set KPP 18 For for Goepel legs positioning surgeries | Set KPP 18 For for Goepel legs positioning surgeries | Set KPP 18 For for Goepel legs positioning surgeries
Medindustria Service Ltd | بيلاروسيا | Belarus | ME0000020230SFDAA00019 | Set KPP 27 table width extender for operating table | Set KPP 27 table width extender for operating table | Set KPP 27 table width extender for operating table
Medindustria Service Ltd | بيلاروسيا | Belarus | ME0000020230SFDAA00018 | Set KPP 26 for head positioning on O-shaped head rests | Set KPP 26 for head positioning on O-shaped head rests | Set KPP 26 for head positioning on O-shaped head rests
Sri Trang Gloves (Thailand) Public Company Limited | تايلاند | Thailand | ME0000002190SFDAA00003 | KABAYAN Examination Gloves | Examination Gloves | Powder-Free, Non-sterile Examination Gloves
Sri Trang Gloves Co Ltd | تايلاند | Thailand | ME0000007897SFDAA00002 | Super Care Latex Powder Free Examination Gloves | Medical Examination Gloves | Medical Examination Gloves
Sri Trang Gloves (Thailand) Public Company Limited | تايلاند | Thailand | ME0000002190SFDAA00009 | Nitrile Examination gloves | Nitrile Examination gloves | Nitrile examination, non sterile, powder free gloves
SRI TRANG GLOVES (THAILAND) PUBLIC COMPANY LIMITED | تايلاند | Thailand | ME0000001319SFDAA00007 | Medical Choice | Non Sterile Examination Gloves Latex - Nitrile | Examination Gloves Powder Free, Chlorinated, Non Sterile Latex - Nitrile
Sri Trang Gloves (Thailand) Public Company Limited | تايلاند | Thailand | ME0000002190SFDAA00011 | Dr.LUJAIN Nitrile Powder Free Examination Gloves | Nitrile Powder Free Examination Gloves | Nitrile examination, powder free gloves, non sterile
TOP GLOVE MEDICAL (THAILAND) CO.,LTD. | تايلاند | Thailand | ME0000017106SFDAA00001 | Latex Examination Gloves Powder Free | Latex Examination Gloves Powder Free | Latex Examination Gloves Powder Free
Great Glove ( Thailand) Co., Ltd | تايلاند | Thailand | ME0000016886SFDAA00001 | TG medical Latex Examination Gloves Powder Free | Latex Examination Gloves Powder Free | Polymer coated, online single chlorinated, or offline double chlorinated, ambidextrous, smooth, finger textured or palm textured, beaded cuff
Hi-Care Thai Gloves Co.Ltd., | تايلاند | Thailand | ME0000006521SFDAA00002 | NON STERILE POWDER FREE NATURAL RUBBER LATEX EXAMINATION GLOVES | NON STERILE POWDER FREE NATURAL RUBBER LATEX EXAMINATION GLOVES | NON STERILE POWDER FREE NATURAL RUBBER LATEX EXAMINATION GLOVES
Sri Trang Gloves Public Company Limited | تايلاند | Thailand | ME0000003641SFDAA00002 | ًWELLGUARD | Examination Latex Gloves | Examination Latex Gloves | قفازات تستخدم في المستشفيات و العيادات بغرض الفحص
Sri Trang Gloves (Thailand) Public Company Limited | تايلاند | Thailand | ME0000002190SFDAA00012 | DR LUJAIN Powder free latex non sterile examination gloves | powder free latex non sterile examination gloves | powder-free latex non sterile examination gloves
Sri Trang Gloves (Thailand) Public Company Limited | تايلاند | Thailand | ME0000017596SFDAA00005 | Latex Examination Gloves | Latex Examination Gloves | Gloves for medical purposes that is worn on the examiners hand or finger to prevent contamination between patient and examiner.
Sri Trang Gloves (Thailand) Public Company Limited | تايلاند | Thailand | ME0000017596SFDAA00007 | SRITRANG GLOVES | Latex Powder Free Examination Gloves | Latex Powder Free Examination Gloves
Sri Trang Gloves (Thailand) Public Company Limited | تايلاند | Thailand | ME0000007271SFDAA00001 | SRITRANG | Examination Latex Gloves Powder Free | Examination Latex Gloves Powder Free
Sri Trang Gloves (Thailand) Public Company Limited | تايلاند | Thailand | ME0000002190SFDAA00014 | AFS | Latex Examination Gloves | Latex Examination Gloves Powder Free
Sri Trang Gloves (Thailand) Public Company Limited | تايلاند | Thailand | ME0000017596SFDAA00009 | Gvydant NITRILE POWDER-FREE EXAMINATION GLOVES | NITRILE POWDER-FREE EXAMINATION GLOVES | Gloves used in medical general procedures in hospitals, nursing.
Sri Trang Gloves (Thailand) Public Company Limited | تايلاند | Thailand | ME0000017596SFDAA00008 | Nitrile Examination Gloves | Nitrile Examination Gloves | Gloves for chemotherapy and laboratory.
Sri Trang Gloves (Thailand) Public Company Limited | تايلاند | Thailand | ME0000017596SFDAA00010 | Gvydant LATEX POWDER-FREE EXAMINATION GLOVES | LATEX POWDER-FREE EXAMINATION GLOVES | Gloves for medical purpose is worn on the examiner's hand or finger to prevent contamination between patient and examiner
Sri Trang Gloves Co Ltd | تايلاند | Thailand | ME0000007897SFDAA00005 | WELLGUARD GIVC Care | Examination Nitrile gloves | Examination Nitril Gloves | فغازات نتريل للفحص
Transitions Optical Thailand Ltd | تايلاند | Thailand | ME0000009564SFDAA00001 | Transitions | SPECTACLE LENSES - Semi Finished Optical Blank | Semi Finished lenses used for eye sight correction
Lohmann & Rauscher International GmbH & Co.KG | تايلاند | Thailand | ME0000004595SFDAA00001 | SENTINEX® Surgical Caps | Surgical Cap
Lohmann & Rauscher International GmbH & Co.KG | تايلاند | Thailand | ME0000004595SFDAA00002 | Sentinex® Surgical Face Masks | Surgical Face Mask
Sri Trang Gloves Co Ltd | تايلاند | Thailand | ME0000007897SFDAA00001 | Sri Trang nitrile powder-free gloves | Medical examination gloves
Pigeon Corporation, Thailand | تايلاند | Thailand | ME0000008932SFDAA00001 | Pigeon | Breast Pads / Extra Milk Absorbent |  | حفاظات الثدى هوني كومب
Pigeon Corporation, Thailand | تايلاند | Thailand | ME0000008932SFDAA00002 | Pigeon | Breast Pads / Extra Milk Absorbent |  | حفاظات الثدى هوني كومب
Uni charm Thailand Co Ltd | تايلاند | Thailand | ME0000001220SFDAA00001 | Lifree | Diaper | حفاضات كبار السن | تعتبر حفائض كبار السن مناشف تعمل على امتصاص البول عن طريق الحشوة الداخلية وعائق بين تسرب البول الى الملابس وذالك عن طريق سطح تم صنعه لامتصاص البلل
Mercator Medical Thailand LTD | تايلاند | Thailand | ME0000007896SFDAA00001 | mCare Powder Free Nitrile Long cuff Examination Gloves | Medical Examination Gloves
Mercator Medical Thailand LTD | تايلاند | Thailand | ME0000007896SFDAA00002 | mCare Powder Free Nitrile Examination Gloves | Medical Examination Gloves
Mercator Medical Thailand LTD | تايلاند | Thailand | ME0000007896SFDAA00003 | mCare Powder Free Latex Examination Gloves | Medical Examination Gloves
Mercator Medical Thailand LTD | تايلاند | Thailand | ME0000007896SFDAA00004 | mCare High Risk Powder Free Latex Examination Gloves | Medical Examination Gloves
Medline Industries, Inc | تايلاند | Thailand | ME0000009131SFDAA00001 | Surgeon's Caps | Surgical Cap
Medline Industries, Inc | تايلاند | Thailand | ME0000009131SFDAA00002 | Surgical Cap | Surgical Cap
Younger MFG Co | تايلاند | Thailand | ME0000009563SFDAA00001 | Transitions | SPECTACLE LENSES- PHOTOCHROMIC SEMI-FINISHED OPTICAL LENSES
Younger MFG Co | تايلاند | Thailand | ME0000009563SFDAA00002 | Transitions | SPECTACLE LENSES- PHOTOCHROMIC SEMI-FINISHED OPTICAL LENSES
Hoya Lens Thailand Limited | تايلاند | Thailand | ME0000000215SFDAA00001 | Hilux 1.50 SHV Q.S.P. Super Hi-Vision | OPHTHALMIC LENSES | OPHTHALMIC LENSES | عدسات طبيه لتصحيح النظر
Hoya Lens Thailand Limited | تايلاند | Thailand | ME0000000215SFDAA00002 | Hilux 1.50 BLC Q.S.P. Hi-vision Long Life Blue Control | OPHTHALMIC LENSES | OPHTHALMIC LENSES
Hoya Lens Thailand Limited | تايلاند | Thailand | ME0000000215SFDAA00003 | Hilux Eyas 1.60 HVLL Q.S.P. Hi-vision Long Life | OPHTHALMIC LENSES | OPHTHALMIC LENSES | عدسات طبيه لتصحيح النظر
Hoya Lens Thailand Limited | تايلاند | Thailand | ME0000000215SFDAA00004 | Hilux PNX SHV Q.S.P Super Hi-Vision | OPHTHALMIC LENSES | OPHTHALMIC LENSES | عدسات طبيه لتصحيح النظر
Hoya Lens Thailand Limited | تايلاند | Thailand | ME0000000215SFDAA00005 | Hilux 1.50 Sensity Grey SHV Q.S.P Super Hi-Vision | OPHTHALMIC LENSES | OPHTHALMIC LENSES | عدسات طبيه لتصحيح النظر
Hoya Lens Thailand Limited | تايلاند | Thailand | ME0000000215SFDAA00006 | Nulux Eynoa 1.67 HVLL Q.S.P Hi-vision Long Life | OPHTHALMIC LENSES | OPHTHALMIC LENSES | عدسات طبيه لتصحيح النظر
Sri Trang Gloves (Thailand) Public Company Limited | تايلاند | Thailand | ME0000002190SFDAA00008 | Latex examination gloves | Latex examination gloves | latex examination non sterile powder free gloves
Sri Trang Gloves (Thailand) Public Company Limited | تايلاند | Thailand | ME0000002190SFDAA00008 | Latex examination gloves | Latex examination gloves | latex examination non sterile powder free gloves
NATUR CORPORATION CO.,LTD. | تايلاند | Thailand | ME0000016046SFDAA00001 | Angel Stony | Breast milk suction | Breast milk suction | شفاط حليب الأم
Thai Optical Group Public co,.ltd | تايلاند | Thailand | ME0000001394SFDAA00004 | TOG , EXCELITE,THIA OPTICAL GROUP | OPTICAL LENSES | PLASTIC Optical lenses | عدسات طبية جاهزة وغير جاهزة للنظارات الطبية
Mercator Medical (Thailand) Ltd. | تايلاند | Thailand | ME0000006491SFDAA00003 | Powder Free Latex Examination Gloves | Gloves | non-sterile examination and protective gloves | قفازات
Sri Trang Gloves (Thailand) Public Company Limited | تايلاند | Thailand | ME0000017596SFDAA00003 | Latex Powder Free Examination Gloves | Latex Powder Free Examination Gloves | Latex Examination Glove,powder free,white,S 5.0g,M 5.0g,L 5.3g,XL5.3g,packing:100pcs/box Gloves | قفاز فحص اللاتكس ، خالي من البودرة ، أبيض ، S 5.0g ، M 5.0g ، L 5.3g ، XL5.3g ، التعبئة: قفازات 100pcs / box
SRI TRANG GLOVES (THAILAND) Public Co.,Ltd | تايلاند | Thailand | ME0000018966SFDAA00001 | M&M CARE LATEX | M&M CARE LATEX | Latex examintion gloves
phoenix rubber products co., ltd. | تايلاند | Thailand | ME0000020553SFDAA00001 | M&M Care Latex Examination Gloves | Latex Examination Gloves | Latex examination gloves
Sri Trang Gloves (Thailand) Public Company Limited , | تايلاند | Thailand | ME0000021806SFDAA00001 | Sanita SERV-U | Disposable Glove100 Non Powder Latex Gloves | - SOFT TOUCH - KEEPS HANDS CLEAN - IDEAL FOR SINGLE USE - OFFERS HIGH RESISTANCE TO FOOD - NON-STERILE | قفازات للاستعمال المتعدد
phoenix rubber products co., ltd. | تايلاند | Thailand | ME0000021777SFDAA00001 | Hygiene | LATEX POWDER FREE EXAMINATION GLOVES(SINGLE USE) | LATEX POWDER FREE EXAMINATION GLOVES(SINGLE USE) | لاتكس خالية من البودرة قفازات فحص تستخدم مرة واحدة
Sri Trang Gloves (Thailand) Public Company Limited | تايلاند | Thailand | ME0000017596SFDAA00006 | GVYDANT | Latex Powder Free Examination gloves | Latex Examination gloves Non powder, Non Sterile
Sri Trang Gloves (Thailand) Public Company Limited | تايلاند | Thailand | ME0000017596SFDAA00004 | GVYDANT | Nitrile Powder Free Examination gloves | Nitrile Examination gloves Non powder, Non Sterile
Thai Pigeon Co LTD | تايلاند | Thailand | ME0000006366SFDAA00025 | Pigeon Nose Cleaner | Pigeon Nose Cleaner | Pigeon Nose Cleaner | منضف للانف
Pigeon Industries (Thiland) CO., LTD | تايلاند | Thailand | ME0000007210SFDAA00013 | Pigeon Breast Pump Manual | breast pump | Breast Pump Manual | مضخة الثدي اليدوية
SRI TRANG GLOVES (THAILAND) PUBLIC COMPANY LIMITED | تايلاند | Thailand | ME0000007951SFDAA00001 | LATEX GLOVES | EXAMINATION LATEX GLOVES POWDER FREE | EXAMINATION LATEX GLOVES POWDER FREE
Crosstech Diamond Tools Co., Ltd. | تايلاند | Thailand | ME0000001030SFDAA00579 | CARBIDE BURS | CARBIDE BURS | Dental Diamond Burs
Crosstech Diamond Tools Co., Ltd. | تايلاند | Thailand | ME0000001030SFDAA00722 | Diamond burs | burs instrument | Dental Diamond Burs
Pigeon Industries (Thiland) CO., LTD | تايلاند | Thailand | ME0000007209SFDAA00004 | Pigeon Milk Saver Pump | breast pump | Milk and Storage Saver Pump
Sri Trang Gloves (Thailand) Public Company Limited | تايلاند | Thailand | ME0000002190SFDAA00029 | Latex Powder Free Gloves, Non Sterile | Latex Powder Free Gloves, Non Sterile | Latex examination, Powder Free Gloves, Non Sterile
Medical Glove Co., Ltd | تايلاند | Thailand | ME0000004335SFDAA00002 | MG Micro-care Latex Powder Free Examination Gloves | Latex Powder Free Examination Glove | Examination Glove made of natural rubber latex
Sri Trang Gloves (Thailand) Public Company Limited | تايلاند | Thailand | ME0000002190SFDAA00030 | Nitrile examination, Powder Free Gloves, Non sterile | Nitrile examination, Powder Free Gloves, Non sterile | Nitrile examination, Powder Free Gloves, Non sterile
Carilex Medical Inc | تايوان | Taiwan | ME0000005850SFDAA00003 | DUALPLUS | DUALPLUS | Intelligent Pressure Sensing Tech-nology, responds to patient movements on mattress by automatically adjusting internal mattress pressure, which allows DualPlus to regulate airflow and continuously provide a total envelopment for our patients.
Carilex Medical Inc | تايوان | Taiwan | ME0000005850SFDAA00004 | MEDEX | Integrated Air Mattress Overlay System | The Carilex Medex is an air alternating mattress overlay system which offers advance feature such as selectable weight setting.The feature ensure the maximum pressure relief therapy for patients at all time.
Carilex Medical Inc | تايوان | Taiwan | ME0000005850SFDAA00005 | ENVELOP | ENVELOP | The IPS Technology, Intelligent Pressure Sensing Technol-ogy, works with S.M.A.R.T to create effective envelop-ment. IPS responds to patient movements on mattress by automatically adjusting internal mattress pressure, which allows Envelop to regulate airflow and continuously provide total envelopment for our patients. Carilex is the first brand in the industry to master IPS. This gives us more experience and vast knowledge in the technology that is years ahead of our competitors.
Carilex Medical Inc | تايوان | Taiwan | ME0000005850SFDAA00006 | DUALFLEX | DUALFLEX | The DualFlex is a dynamic replacement mattress system, combining both high-performance static foam, and active alternating air cell technology for exceptional patient comfort and healing.
Carilex Medical Inc | تايوان | Taiwan | ME0000005850SFDAA00007 | CozinyPlus | CozinyPlus | Intelligent Pressure Sensing Tech­nology, responds to patient movements on mattress by automatically adjusting internal mattress pressure, which allows CozinyPlus to regulate airflow and continuously provide total envelopment for our patients.
Carilex Medical Inc | تايوان | Taiwan | ME0000005850SFDAA00009 | AIRRAPY | AIRRAPY | Airrapy Power Unit is a True Low Air Loss blower that provides air flow to support bariatric patients up to 450kg. The system offers three distinctive therapy modes – static, dynamic and pulsation modes – that can provide optimal air therapy tailored to meet the specific requirement of individual patient’s need and situation
Carilex Medical Inc | تايوان | Taiwan | ME0000005850SFDAA00010 | Gerichair | Gerichair | TheCarilex GeriChair is an air alternating system that is designed to provide therapeutic function to prevent pressure ulcers while patient transfer from bed to chair. With Carilex’s advance pressure redistribution technology, patients are no longer confined to the bed
Carilex Medical Inc | تايوان | Taiwan | ME0000005850SFDAA00013 | Entrix Plus | Air Alternating Pressure Mattress | The Carilex EntrixPlus is an air alternating mattress overlay system which offers advance features such as low pressure alert and internal pressure monitoring. These functions allow maximum pressure relief therapy for patients at all time
Carilex Medical Inc | تايوان | Taiwan | ME0000005850SFDAA00014 | Entrix Plus MRS | Entrix Plus MRS | Antidecubitus replacement system with adjustable cycle time, Low- Pressure alert and digital display for medium risk patients.
NOVA ORTHOPEDIC & REHABILITATION APPLIANCES INC. | تايوان | Taiwan | ME0000009697SFDAA00001 | NOVA WALKER | WALKER | WALKERS are frames designed for people (elderly, disabled or recovering from surgery) who need additional support and stability while walking. Most walkers are made from a lightweight metal such as aluminum.
MAMMON INTERNATIONAL CORP | تايوان | Taiwan | ME0000005541SFDAA00003 | ECONOMY ARM SLING | ECONOMY ARM SLING | This product used in hospital is quite simple device and the intended purpose of ECONOMY ARM SLING is to limit movement of the shoulder or elbow while it heals
MAMMON INTERNATIONAL CORP | تايوان | Taiwan | ME0000005541SFDAA00006 | Cervical Collar | Economy Cervical Collar | This product used in hospitals is a quite simple device and the intended purpose is to support a patient's neck.
HUNTEX CORPORATION | تايوان | Taiwan | ME0000009702SFDAA00002 | Athletic Supporter | Athletic Supporter | Prevents strain on delicate cords and muscles during periods of action. Supports and confines the genitals and scrotum, tending to hold them out of harm’s way from external contact. Contributes to an overall sense of well-being and feeling of firmness.
HUNTEX CORPORATION | تايوان | Taiwan | ME0000009702SFDAA00003 | Elastic Wrist Splint | Elastic Wrist Splint | Designed for use with minor fractures of the wrist and ligamentous injuries.
NOVA ORTHOPEDIC & REHABILITATION APPLIANCES INC. | تايوان | Taiwan | ME0000009697SFDAA00002 | NOVA MEDICAL CANE | NOVA MEDICAL CANE | frames designed for people (elderly, disabled or recovering from surgery) who need additional support and stability while walking. Most walkers are made from a lightweight metal such as aluminum.
E-LIFE INTERNATIONAL CO., LTD | تايوان | Taiwan | ME0000010471SFDAA00005 | Cast Boot | Boot | - | يستخدم بعد العمليات الجراحية و الجبيرة.
E-LIFE INTERNATIONAL CO., LTD | تايوان | Taiwan | ME0000010471SFDAA00017 | Lumbar Sacro Support | Back Brace | - | يستخدم للتثبيت بعد العملية الجراحية
Conwell Medical Co., Ltd. | تايوان | Taiwan | ME0000006483SFDAA00001 | PLASTIC ADJUSTABLE COLLAR | Soft support | Orthopedic Soft support | الطوق البلاستیكي القابل للتعدیل
Conwell Medical Co., Ltd. | تايوان | Taiwan | ME0000006483SFDAA00001 | PLASTIC ADJUSTABLE COLLAR | Soft support | Orthopedic Soft support | الطوق البلاستیكي القابل للتعدیل
Conwell Medical Co., Ltd. | تايوان | Taiwan | ME0000006461SFDAA00038 | ECONOMY SHOULDER SUPPORT | Soft Orthopedic products | Soft Orthopedic products | دعامة الكتف الاقتصادیة
Conwell Medical Co., Ltd. | تايوان | Taiwan | ME0000006461SFDAA00049 | ROM AIR SHIELD WALKER (STANDARD) | Soft Orthopedic products | Soft Orthopedic products | ووكر هوائي مصفح مع نظام التحكم بالحركة
Conwell Medical Co., Ltd. | تايوان | Taiwan | ME0000006461SFDAA00043 | SPORT KNEE SUPPORT | Soft Orthopedic products | Soft Orthopedic products | دعامة الركبة الریاضیة
Conwell Medical Co., Ltd. | تايوان | Taiwan | ME0000006461SFDAA00039 | DELUXE ARM SLING | Soft Orthopedic products | Soft Orthopedic products | حامل الذراع الفاخر
Conwell Medical Co., Ltd. | تايوان | Taiwan | ME0000006461SFDAA00048 | ANKLE STRAP | Soft Orthopedic products | Soft Orthopedic products | حزام الكاحل
Conwell Medical Co., Ltd. | تايوان | Taiwan | ME0000006461SFDAA00047 | CAST BOOT | Soft Orthopedic products | Soft Orthopedic products | الحذاء المسبوك
Conwell Medical Co., Ltd. | تايوان | Taiwan | ME0000006461SFDAA00040 | HERNIA AID | Soft Orthopedic products | Soft Orthopedic products | مشد الفتق
Conwell Medical Co., Ltd. | تايوان | Taiwan | ME0000006461SFDAA00044 | HINGED KNEE BRACE | Soft Orthopedic products | Soft Orthopedic products | مشد الركبة المفصلي
Conwell Medical Co., Ltd. | تايوان | Taiwan | ME0000006461SFDAA00042 | 3-PANEL KNEE IMMOBILIZER 24" | Soft Orthopedic products | Soft Orthopedic products | مثبت الركبة ثلاثي الألواح
Conwell Medical Co., Ltd. | تايوان | Taiwan | ME0000006461SFDAA00041 | HYPEREXTENSION SPINE BRACE (SHORT LENGTH) | Soft Orthopedic products | Soft Orthopedic products | مثبت لفقرات الظهر
Conwell Medical Co., Ltd. | تايوان | Taiwan | ME0000006461SFDAA00045 | ANKLE WALKER 14" | Soft Orthopedic products | Soft Orthopedic products | ووكر الكاحل 14 بوصة
Conwell Medical Co., Ltd. | تايوان | Taiwan | ME0000006461SFDAA00046 | ROM ANKLE WALKER 14" | Soft Orthopedic products | Soft Orthopedic products | ووكر الكاحل مع نظام تحكم بالحركة 14 بوصة
Conwell Medical Co., Ltd. | تايوان | Taiwan | ME0000006461SFDAA00050 | THUMB WRIST SPLINT | Soft orthopedic support | Soft orthopedic support | داعم للمعصم والإبهام
GREEN YOUNG INDUSTRIAL CO., LTD | تايوان | Taiwan | ME0000002305SFDAA00015 | Commode Shower Chair | Commode Shower Chair | help patients, disabled and old people to get toilet & shower | يساعد المرضى والعجزة وكبار السن في استخدام المرحاض و الاستحمام
E-LIFE INTERNATIONAL CO., LTD | تايوان | Taiwan | ME0000010471SFDAA00044 | PATELLAR, POST OP KNEE BRACE | PATELLAR, POST OP KNEE BRACE | PATELLAR, POST OP KNEE BRACE | يستخدم طوق الركبه لتوفير الدعم والضغط للركبه
E-LIFE INTERNATIONAL CO., LTD | تايوان | Taiwan | ME0000010471SFDAA00047 | THORACIC LUMBAR SACRO SUPPORT | THORACIC LUMBAR SACRO SUPPORT | THORACIC LUMBAR SACRO SUPPORT | يستخدم للتثبيت بعد العملية الجراحيه
E-LIFE INTERNATIONAL CO., LTD | تايوان | Taiwan | ME0000010471SFDAA00046 | SHOULDER IMMOBILIZER WITH ABDUCTION | SHOULDER IMMOBILIZER WITH ABDUCTION | SHOULDER IMMOBILIZER WITH ABDUCTION | يستخدم لتثبيت الذراع ومنطقة الكتف
E-LIFE INTERNATIONAL CO., LTD | تايوان | Taiwan | ME0000010471SFDAA00045 | WRISTLET BRACE THUMB BRACE | WRISTLET BRACE THUMB BRACE | WRISTLET BRACE THUMB BRACE | يستخدم لاعطاء الضغط المرن دعم للمعصم ويحسن استقبال الحس العميق
E-LIFE INTERNATIONAL CO., LTD | تايوان | Taiwan | ME0000010471SFDAA00048 | ADJUSTABLE CLAVICLE SUPPORT/POSTURE CORRECTION | ADJUSTABLE CLAVICLE SUPPORT/POSTURE CORRECTION | ADJUSTABLE CLAVICLE SUPPORT / POSTURE CORRECTION | يستخدم طوق الترقوة لتثبيت كسور الترقوة.
Everyway Medical Instruments Co., Ltd. | تايوان | Taiwan | ME0000019090SFDAA00001 | CA20 | DUO 2 Section Therapeutic Table (Electric) | CA 20 hydraulic table bed for physical therapy use
Conwell Medical Co., Ltd. | تايوان | Taiwan | ME0000006461SFDAA00051 | LITE LSO BACK BRACE 9" | Soft Orthopedic products | Soft Orthopedic products | الدعامة الخلفية
Conwell Medical Co., Ltd. | تايوان | Taiwan | ME0000006461SFDAA00052 | AIR ANKLE STIRRUP BRACE 9" | Soft Orthopedic products | Soft Orthopedic products | داعم كاحل هوائي
I-Ming Sanitary Materials Co.Ltd | تايوان | Taiwan | ME0000005156SFDAA00013 | I-M | OPEN KNEE SUPPORT | TUBULAR SUPPORT BANDAGE -HEVEA LATEX | داعم للركبة بفتحة
I-Ming Sanitary Materials Co.Ltd | تايوان | Taiwan | ME0000005156SFDAA00017 | I-M | CERA-HEAT MAGNETIC WAIST BELT | Lumbar spine orthosis | مشد حرارى مغناطيسى للخصر
Carilex Medical , Inc | تايوان | Taiwan | ME0000005847SFDAA00014 | DUALGT | DUALGT | This device is intended to treat and prevent pressure ulcers by facilitating blood circulation and decreasing pressure of each tissues contact area.
E-LIFE INTERNATIONAL CO., LTD | تايوان | Taiwan | ME0000010471SFDAA00049 | THUMB WRIST & PALM SPLINT | THUMB WRIST & PALM SPLINT | THUMB WRIST & PALM SPLINT | يتم استخدامه لضغط مرن يوفر دعمًا للمعصم وراحة اليد ويحسنه
E-LIFE INTERNATIONAL CO., LTD | تايوان | Taiwan | ME0000010471SFDAA00052 | X1 CARBON AFO | X1 CARBON AFO | X1 CARBON AFO
E-LIFE INTERNATIONAL CO., LTD | تايوان | Taiwan | ME0000010471SFDAA00050 | dorsal lumbar back support | dorsal lumbar back support | dorsal lumbar back support | يستخدم للتثبيت بعد العملية الجراحه
Conwell Medical Co., Ltd. | تايوان | Taiwan | ME0000006461SFDAA00053 | ROM ELBOW BRACE | Orthopedic soft support | Orthopedic soft support | مشد المرفق مع نظام التحكم بالحركة
E-LIFE INTERNATIONAL CO., LTD | تايوان | Taiwan | ME0000010471SFDAA00051 | FUNCTIONAL KNEE BRACE | FUNCTIONAL KNEE BRACE | FUNCTIONAL KNEE BRACE | يستخدم طوق الركبه لتوفير الدعم والضغط للركبه
I-Ming Sanitary Materials Co.Ltd | تايوان | Taiwan | ME0000005156SFDAA00018 | I-M | MAGNETIC WAIST BELT | Lumbar spine orthosis | حزام بطنى لاسفل الظهر
I-Ming Sanitary Materials Co.Ltd | تايوان | Taiwan | ME0000005156SFDAA00014 | I-M | CRUCIFORM ANTERIOR SPINAL HYPEREXTENSION ORTHOSIS | Thoracic spine orthosis | دعامة العمود الفقري الامامية صليبى الشكل
I-Ming Sanitary Materials Co.Ltd | تايوان | Taiwan | ME0000005156SFDAA00010 | I-M | ANTI-EMBOLISM STOCKINGS(UNDER KNEE) | COMPRESSION STOCKING | جورب ضد انسداد الاوعية الدموية للقدم
I-Ming Sanitary Materials Co.Ltd | تايوان | Taiwan | ME0000005156SFDAA00016 | I-M | MEDICAL COMPRESSION STOCKINGS( PANTYHOSE) | Compression sock/stocking, reusable | جورب ضغط طبى
I-Ming Sanitary Materials Co.Ltd | تايوان | Taiwan | ME0000005156SFDAA00012 | I-M | AIR WALKER | ANKLE /FOOT ORTHOSIS | مشاية هوائية مع هزازاسفل
I-Ming Sanitary Materials Co.Ltd | تايوان | Taiwan | ME0000005156SFDAA00008 | I-M | ANTI-EMBOLISM STOCKINGS(OVER KNEE) | COMPRESSION STOCKING | جورب دوالى الوريد
Conwell Medical Co., Ltd. | تايوان | Taiwan | ME0000006461SFDAA00055 | ANKLE FOOT ORTHOSIS | Soft Orthopedic products | Soft Orthopedic products | مقوام الكاحل والقدم
Conwell Medical Co., Ltd. | تايوان | Taiwan | ME0000006461SFDAA00056 | DEFENDER LIGAMENT KNEE BRACE | Soft orthopedics product | Soft orthopedics product | المشد الواقي لأربطة الركبة
Conwell Medical Co., Ltd. | تايوان | Taiwan | ME0000006461SFDAA00061 | PATELLA STRAP | Soft Orthopedic products | Soft Orthopedic products | حزام الرضفة صابونة الركبة
Conwell Medical Co., Ltd. | تايوان | Taiwan | ME0000006461SFDAA00057 | LATERAL STABILIZER | Soft Orthopedic products | Soft Orthopedic products | مثبت جانبى للركبة
Conwell Medical Co., Ltd. | تايوان | Taiwan | ME0000006461SFDAA00058 | Elbow support | Soft Orthopedic products | Soft Orthopedic products | داعم المرفق
Conwell Medical Co., Ltd. | تايوان | Taiwan | ME0000006461SFDAA00059 | ANKLE SPLINT | Soft Orthopedic products | Soft Orthopedic products | جبیرة الكاحل
Conwell Medical Co., Ltd. | تايوان | Taiwan | ME0000006461SFDAA00060 | TENNIS ELBOW SUPPORT | Soft Orthopedic products | Soft Orthopedic products | داعم المرفق
I-Ming Sanitary Materials Co.Ltd | تايوان | Taiwan | ME0000005156SFDAA00006 | I-M | BANDAGE SUSPENSORY | SCROTAL SUPPORT | ضمادة تعليق
I-Ming Sanitary Materials Co.Ltd | تايوان | Taiwan | ME0000005156SFDAA00011 | I-M | LEG SPLINT W/ROM HINGE | KNEE ORTHOSIS | جبيرة للقدم
I-Ming Sanitary Materials Co.Ltd | تايوان | Taiwan | ME0000005156SFDAA00015 | I-M | MEDICAL COMPRESSION STOCKINGS( OVER KNEE) | Compression sock/stocking, reusable | جورب ضغط طبى
Pioneer Medical instrument Technology (PMI)Co.,Ltd | تايوان | Taiwan | ME0000008575SFDAA00002 | Digital Otoscope | Digital Otoscope | PMI Lemon-200 Otoscope is a portable digital camera, used to view a patient's ear canal through the mirco-camera in the tip of the device
Conwell Medical Co., Ltd. | تايوان | Taiwan | ME0000006483SFDAA00002 | Abdominal binder | soft orthopedic support | soft orthopedic support | حزام البطن
SIGMA Medical Supplies Corp | تايوان | Taiwan | ME0000007908SFDAA00002 | Flat Sterilization Rolls | Flat Sterilization Rolls | Packing material for medical devices by sterilization by steam, or ethylene oxide gas
SyncVision Technology Corp., | تايوان | Taiwan | ME0000000746SFDAA00103 | iO1 OTO Elite | Video Otoscope | Video Otoscope
Jean Yves Ent. Co. Ltd. | تايوان | Taiwan | ME0000003112SFDAA00012 | Optical Frame Safety Glass | Safety Eyeglass | Optical Safety Glass for Vision Correction | نظارات تستخدم لتصحيح قصر و بعد النظر
Heartway Medical Products Co., Ltd. | تايوان | Taiwan | ME0000014613SFDAA00001 | Electrically Powered Wheelchair | Electrically Powered Wheelchair | Electrically Powered Wheelchair for disabled persons
E-LIFE INTERNATIONAL CO., LTD | تايوان | Taiwan | ME0000010471SFDAA00007 | Wrist Brace | Wrist Brace | - | يستخدم لاعطاء الضغط المرن دعم للمعصم ويحسن استقبال الحس العميق
E-LIFE INTERNATIONAL CO., LTD | تايوان | Taiwan | ME0000010471SFDAA00018 | Ankle Brace | Ankle Brace | - | تستخدم أطواق الكاحل لتجميد المفصل مع توفير الحرارة والضغط للعظام.
E-LIFE INTERNATIONAL CO., LTD | تايوان | Taiwan | ME0000010471SFDAA00021 | Clavicle Brace | Clavicle Brace | - | يستخدم طوق الترقوة لتثبيت كسور الترقوة.
E-LIFE INTERNATIONAL CO., LTD | تايوان | Taiwan | ME0000010471SFDAA00025 | Elbow Brace | Elbow Brace | - | يستخدم طوق المرفق لتوفير الدعم والضغط القوي للمفاصل والعضلات
E-LIFE INTERNATIONAL CO., LTD | تايوان | Taiwan | ME0000010471SFDAA00026 | Knee Brace | Knee Brace | - | يستخدم طوق الركبه لتوفير الدعم والضغط للركبه.
E-LIFE INTERNATIONAL CO., LTD | تايوان | Taiwan | ME0000010471SFDAA00034 | Ankle Brace | Ankle Brace | - | يستخدم لتأثير ضاغط و عميق
MAMMON INTERNATIONAL CORP | تايوان | Taiwan | ME0000005541SFDAA00009 | FITRITE FINGER SPLINTS | Splint, Hand, And Components | An Aluminum or Rigid Plastic splint with or without a foam layer, worn around fingers | جبيرة من الألومنيوم أو البلاستيك الصلب مع أو بدون طبقة رغوة ، يتم ارتداؤها حول الأصابع لدعم أو تصحيح أو منع التشوهات يمكن استخدامه أيضًا كمثبط للإعاقة ، مما يساعد على التئام أسرع بعد الإصابة
HUNTEX CORPORATION | تايوان | Taiwan | ME0000011733SFDAA00004 | Makida Ankle Guard | Makida Ankle Guard | Makida Ankle Support
HUNTEX CORPORATION | تايوان | Taiwan | ME0000011733SFDAA00006 | Makida Wrist Support | Makida Wrist Support | Makida Wrist Support
HUNTEX CORPORATION | تايوان | Taiwan | ME0000011733SFDAA00008 | Makida Palm Support | Makida Palm Support | Makida Palm Support
HUNTEX CORPORATION | تايوان | Taiwan | ME0000011733SFDAA00005 | Makida Elbow Guard | Makida Elbow Guard | Makida Elbow Guard
HUNTEX CORPORATION | تايوان | Taiwan | ME0000011733SFDAA00010 | Makida Magnetic Waist Belt | Makida Magnetic Waist Belt | Makida Magnetic Waist Belt
HUNTEX CORPORATION | تايوان | Taiwan | ME0000011733SFDAA00016 | Makida Foam Cervical Collar | Makida Foam Cervical Collar | Makida Foam Cervical Collar
HUNTEX CORPORATION | تايوان | Taiwan | ME0000011733SFDAA00019 | Makida Sheer Support Stockings | Makida Sheer Support Stockings | Makida Sheer Support Stockings
HUNTEX CORPORATION | تايوان | Taiwan | ME0000011733SFDAA00021 | Gutter Splint | Gutter Splint | Gutter Splint
HUNTEX CORPORATION | تايوان | Taiwan | ME0000011733SFDAA00020 | Makida Surgical Elastic Stockings | Makida Surgical Elastic Stockings | Makida Surgical Elastic Stockings
HUNTEX CORPORATION | تايوان | Taiwan | ME0000011733SFDAA00012 | Makida Lumbar Supporter | Makida Lumbar Supporter | Makida Lumbar Supporter
HUNTEX CORPORATION | تايوان | Taiwan | ME0000011733SFDAA00013 | Makida Knee Guard | Makida Knee Guard | Makida Knee Guard
HUNTEX CORPORATION | تايوان | Taiwan | ME0000011733SFDAA00009 | Makida Baby's Umbilical Truss | Makida Baby's Umbilical Truss | Makida Baby's Umbilical Truss
HUNTEX CORPORATION | تايوان | Taiwan | ME0000011733SFDAA00018 | Makida Athletic Suspensory | Makida Athletic Suspensory | Makida Athletic Suspensory
HUNTEX CORPORATION | تايوان | Taiwan | ME0000011733SFDAA00011 | Makida Sacro-Lumbar Support with dacron mesh back | Makida Sacro-Lumbar Support with dacron mesh back | Makida Sacro-Lumbar Support with dacron mesh back
HUNTEX CORPORATION | تايوان | Taiwan | ME0000011733SFDAA00017 | Makida Suspensory | Makida Suspensory | Makida Suspensory
HUNTEX CORPORATION | تايوان | Taiwan | ME0000011733SFDAA00007 | Makida Palm Guard | Makida Palm Guard | Makida Palm Guard
HUNTEX CORPORATION | تايوان | Taiwan | ME0000011733SFDAA00014 | Makida Silicone Full Insole | Makida Silicone Full Insole | Makida Silicone Full Insole
HUNTEX CORPORATION | تايوان | Taiwan | ME0000011733SFDAA00015 | Makida Silicone Heel Cup | Makida Silicone Heel Cup | Makida Silicone Heel Cup
HUNTEX CORPORATION | تايوان | Taiwan | ME0000011733SFDAA00023 | Baseball Finger Splint | Baseball Finger Splint | Baseball Finger Splint
HUNTEX CORPORATION | تايوان | Taiwan | ME0000011733SFDAA00022 | Four-Prong Finger Splint | Four-Prong Finger Splint | Four-Prong Finger Splint
HUNTEX CORPORATION | تايوان | Taiwan | ME0000011733SFDAA00025 | MAKIDA ELASTIC WRIST SPLINT | MAKIDA ELASTIC WRIST SPLINT | MAKIDA ELASTIC WRIST SPLINT
HUNTEX CORPORATION | تايوان | Taiwan | ME0000011733SFDAA00024 | Fold Over Finger Splint | Fold Over Finger Splint | Fold Over Finger Splint
MAMMON INTERNATIONAL CORP | تايوان | Taiwan | ME0000005541SFDAA00010 | FITRITE ARM SLING | Support, Arm | An Arm Sling is a device intended for medical purposes to immobilize the arm, by means of a fabric drape suspended from around the neck. | رباط من القماش او جراب يتم تعلقه حول الرقبة لرافع الذراع، .ويهدف إلى وقف حركة الذراع والشفاء العاجل
MAMMON INTERNATIONAL CORP | تايوان | Taiwan | ME0000005541SFDAA00013 | FITRITE Cervical Collar | Orthosis, Cervical | A Cervical Collar is a wrap made of stockinette covered foam or other soft / semi rigid materials with Velcro fasteners. It is intended for medical purposes to support the ligaments and limit the movement of muscles around neck. | دعامة للرقبة عبارة عن رباط مصنوع من الرغوة المغطاة بالقماش المحبوك أو مواد أخرى ناعمة / شبه صلبة مع مثبتات الفيلكرو. الغرض منه هو للأغراض الطبية لدعم الأربطة والحد من حركة العضلات حول الرقبة. يساعد في الشفاء بشكل أسرع بعد الإصابة مثل الكسر أو الإجهاد أو الالتواء أو التشنج أو التواء في منطقة الرقبة
MAMMON INTERNATIONAL CORP | تايوان | Taiwan | ME0000005541SFDAA00012 | FITRITE Elbow Support | Support, Arm | An Elbow Support is a short elastic tubular bandage intended for medical purposes to support the Elbow providing mild compression to the ligaments and limiting muscular movement. | دعم وتثبيت الكوع بضمادة أنبوبية مرنة ًا على الأربطة ويحد من ً قصيرة مخصصة للأغراض الطبية لدعم وتثبيت الكوع مما يوفر ضغطا خفيف حركة العضلات. يوفر الدفء ويخفف الألم ويقلل التورم ويساعد الكوع في الالتئام أسرع بعد الإصابة
MAMMON INTERNATIONAL CORP | تايوان | Taiwan | ME0000005541SFDAA00015 | FITRITE Shoulder Immobilizer | Support, Arm | A Shoulder Immobilizer is an improvised Arm Support designed to stabilize the shoulder along with arm, by means of additional belts and supports. | مثبت الكتف هو داعم الذراع المصمم لتثبيت استقرار الكتف مع الذراع، عن طريق دعامات متعددة. يوفر ضغطًا خفيفًا، ويحد من الحركة، ويخفف الألم، ويقلل من التورم ويساعد الكتف في التئام أسرع بعد الإصابة أو الالتهاب
MAMMON INTERNATIONAL CORP | تايوان | Taiwan | ME0000005541SFDAA00018 | FOOTRITE CAST SANDAL | Orthosis, Corrective Shoe | Cast Sandals are Medical Devices similar to sandals but larger in size to accommodate a medical cast. | صندل للارتداء فوق الجبيرة الطبية. تقلل من تآكل وتمزق الجبيرة اثناء المشي ، مزوده بوسادة للقدم المصابة وتحسين المشي
MAMMON INTERNATIONAL CORP | تايوان | Taiwan | ME0000005541SFDAA00022 | FOOTRITE HEALTHCARE SOCKS | Stocking, Elastic | Healthcare socks are modified socks with their size, shape, way of knitting and composition of materials carefully chosen to ensure maximum comfort for the feet and inhibit microbial proliferation. | جوارب الرعاية الصحية عبارة عن جوارب معدلة بحجمها وشكلها وطريقة الحياكة والمواد المختارة بعناية لضمان أقصى راحة للقدمين وتمنع تكاثر الميكروبات. يتم استخدامها لتوفير الدفء ، وتسكين الألم والتهيج ، والحماية من الاحتكاك والانقباض. فهي تمنع اضطرابات القدم المرتبطة بالوقوف والمشي والجري وتقليل فرص الإصابة بالفطريات.
MAMMON INTERNATIONAL CORP | تايوان | Taiwan | ME0000005541SFDAA00024 | FITRITE CLAVICLE SUPPORT | Orthosis, Lumbar | Clavicle Support is a Medical Device made of elastic bands with foam pads secured with suitable straps, designed to be worn over the clavicle area and around torso. | هو جهاز طبي مصنوع من أشرطة مرنة مع وسادات رغوية مثبتة بأربطة مناسبة ، مصمم لارتدائه فوق منطقة الترقوة وحول الجذع. الغرض منه هو للأغراض الطبية لدعم أو تثبيت الكسور أو الالتواء في عظم الترقوة وكذلك في تصحيح والحفاظ على الوضع السليم للجسم.
MAMMON INTERNATIONAL CORP | تايوان | Taiwan | ME0000005541SFDAA00027 | FOOTRITE BUNION SHIELD | Device, Prosthesis Alignment | Bunion Shields are Medical Devices made of anatomically shaped silicone pads to cover bunion. They have a sleeve or adhesive to secure in place. | حماية للابهام مصنوعة من وسادات سيليكون ذات شكل متناسق لتغطية الانتفاخات. تحتوي على انبوب أو مادة لاصقة لتثبيتها في مكانها. تقلل الاحتكاك والضغط بين ورم الابهام والأحذية.
MAMMON INTERNATIONAL CORP | تايوان | Taiwan | ME0000005541SFDAA00023 | FITRITE ABDOMINAL SUPPORT | Orthosis, Lumbar | ABDOMINAL SUPPORT is a Medical Device made of one or more wide elastic or knitted fabric bands with cushioned pads and a wide VELCRO fastener. It is designed to be worn around the abdominal area. | حزام للبطن مصنوع من واحد أو أكثر من أشرطة النسيج المحبوك او المرن العريضة مع وسادات مبطنة وقفل فيلكرو عريض. وهي مصممة ليتم ارتداؤها حول منطقة البطن. الغرض منه هو التحكم في الألم الحشوي مثل آلام البطن وآلا
MAMMON INTERNATIONAL CORP | تايوان | Taiwan | ME0000005541SFDAA00017 | FOOTRITE CAST SHOE | Orthosis, Corrective Shoe | Cast Shoes are Medical Devices similar to normal shoes but larger in size to accommodate a medical cast. | أحذية طبية مشابهة للأحذية العادية ولكنها أكبر حجمًا لاستيعاب الجبيرة الطبية. تقلل من تآكل وتمزق الجبيرة ،مزوده بوسادة للقدم المصابة وتحسين المشي
MAMMON INTERNATIONAL CORP | تايوان | Taiwan | ME0000005541SFDAA00031 | FOOTRITE FLATFOOT INSOLES | Orthosis, Corrective Shoe | Flatfoot Insoles are modified insoles having an extra support structure for the arch of the foot. | النعال المسطحة هي نعال معدلة لها هيكل داعم إضافي لقوس القدم. يتم استخدامها لأغراض طبية مثل قوس القدم الساقط او قوس القدم المسطح
MAMMON INTERNATIONAL CORP | تايوان | Taiwan | ME0000005541SFDAA00030 | FOOTRITE CAST & BANDAGE PROTECTOR | ORTHOSIS, CORRECTIVE SHOE | Cast and bandage Protectors are Medical Devices that consist of a long plastic sleeve sealed at one end and a securing arrangement such as an elastic band, Velcro or drawstrings on another end. | حامي للجبيرة يتكون من غلاف بلاستيكي طويل محكم الاغلاق في أحد الأطراف وقابل للتعديل بشريط مطاطي أو شريط لاصق أو أربطة على الطرف الآخر. يحمي الجبيرة من الماء أثناء الاستحمام
MAMMON INTERNATIONAL CORP | تايوان | Taiwan | ME0000005541SFDAA00025 | FITRITE DORSO LUMBAR SUPPORT | Orthosis, Lumbar | DORSO LUMBAR SUPPORT is a Medical Device made of one or more wide elastic or knitted fabric bands with rigid splints and cushioned pads. It is fitted with multiple VELCRO fasteners designed to be worn around the dorso-lumbar area. | جبيرة من الألومنيوم أو البلاستيك الصلب مع طبقة رغوية أو بدونها ، تلبس حول الأصابع لدعم أو تصحيح أو منع التشوهات أو لمحاذاة هيكلها للتحسين الوظيفي. يمكن استخدامه أيضًا في حالة منع الحركة ، مما يساعد على الشفاء بشكل أسرع بعد الإصابة
MAMMON INTERNATIONAL CORP | تايوان | Taiwan | ME0000005541SFDAA00028 | FOOTRITE HALLUX VALGUS SPLINT | Device, Prosthesis Alignment | Hallux Valgus Splint is a Medical Device made of two elastic or fabric straps with small sleeve for the big toe and a rigid splint to keep big toe in proper position. | هو جهاز طبي مصنوع من حزامين مطاطيين أو قماشيين مع فاصل للابهام وجبيرة صلبة للحفاظ على إصبع القدم الكبير في وضع مناسب. يتم استخدامه لضمان التموضع الصحيح للإصبع الكبير الذي يمنع التشوهات بسبب حالة هالكس فالجوس
MAMMON INTERNATIONAL CORP | تايوان | Taiwan | ME0000005541SFDAA00020 | FOOTRITE ANTI EMBOLISM STOCKING | Stocking, Elastic | Anti Embolism Stocking is knitted hosiery anatomically shaped to be worn knee or thigh high, with open or closed toe area. | جوارب مضادة للانسداد عبارة عن جوارب محبوكة بشكل انسيابي تلبس حد الركبة أو الفخذ ، مع منطقة مفتوحة أو مغلقة. يوفر ضغطًا منخفضًا بشكل معتدل يصل إلى 20 مم بشكل متساوي. يتم استخدامه للأغراض الطبية للتحكم بكمية الضغط على الساقين ، كما تستخدم للمرضى طريحي الفراش
MAMMON INTERNATIONAL CORP | تايوان | Taiwan | ME0000005541SFDAA00021 | FOOTRITE DIACARE SOCKS | Stocking, Elastic | Diabetic socks are modified socks designed to be used by diabetic patients. The size, shape, way of knitting and composition of materials ensure improved blood flow without any obstruction and reduce friction and constriction on feet. | جوارب لمرضى السكري هي جوارب مصممة لاستخدامها من قبل مرضى السكري. يضمن الحجم والشكل وطريقة الحياكة لتحسين تدفق الدم دون أي عوائق ويقلل من الاحتكاك والانقباض على القدمين. يتم استخدامها لمنع اضطرابات القدم المرتبطة بمرض السكري.
MAMMON INTERNATIONAL CORP | تايوان | Taiwan | ME0000005541SFDAA00029 | FITRITE KNEE SUPPORTS | Cage, Knee | A knee support is a tubular, elastic medical device worn around the knee. | مشد للركبة هي جهاز طبي أنبوبي مرن يتم ارتداؤه حول الركبة. يتم استخدامه لتوفير الدفء والضغط والاستقرار وتخفيف الآلام والراحة للركبة المتعبة ، والمساعدة في تعافي الركبة المصابة.
MAMMON INTERNATIONAL CORP | تايوان | Taiwan | ME0000005541SFDAA00026 | FITRITE BABY UMBILICAL BELT | Support, Hernia | Baby Umbilical Belt is a Medical Device made of an elastic band with a cushioned button designed to wrap around a new born baby’s umbilical region. | حزام للسرة هو جهاز طبي مصنوع من شريط مطاطي مع زر مبطن مصمم للالتفاف حول منطقة السرة الخاصة بالمولود الجديد. يتم استخدامه لمنع نتوء الأحشاء في سرة الرضيع في الأيام الأولى من الطفولة
MAMMON INTERNATIONAL CORP | تايوان | Taiwan | ME0000005541SFDAA00019 | FITRITE ATHLETIC SUSPENSORY | Support, Scrotal, Therapeutic | Athletic Suspensory is a Medical Device made of an elastic band secured with straps with a suspended pouch to raise and hold scrotum. | حامل للخصيتين هو جهاز طبي مصنوع من شريط مطاطي مؤمن بأربطة بحقيبة معلقة لرفع كيس الصفن وحمله. و يتم استخدامه لدعم للخصيتين في حالة الألم أو التورم أو الانتفاخ
MAMMON INTERNATIONAL CORP | تايوان | Taiwan | ME0000005541SFDAA00032 | FITRITE ANKLE FOOT ORTHOSIS | Orthosis, Foot Drop | An Ankle Foot Orthosis is medical device worn on the foot, ankle and shin area. It is made of plastic, carbon fibre, fabric or metal with suitable fasteners. | جبيرة لكاحل القدم يتم ارتداؤه على القدم والكاحل ومنطقة الساق. مصنوعة من البلاستيك أو ألياف الكربون أو النسيج أو المعدن مع مثبتات مناسبة. يتم استخدامه لدعم العضلات والأربطة الضعيفة حول مفصل الكاحل مما يضمن الموضع والحركة المناسبين للكاحل. كما أنها تستخدم لعلاج بعض الحالات الطبية مثل هبوط القدم
MAMMON INTERNATIONAL CORP | تايوان | Taiwan | ME0000005541SFDAA00045 | FITRITE KNEE IMMOBILIZER | Cage, Knee | A knee immobilizer is an elongated, cushioned flat medical support, anatomically shaped to cover the knee from thigh to shin area. It is fitted with suitable number of straps to hold itself in place securely. | مثبت الركبة هو دعامة طبية مسطحة ومبطنة ، على شكل تشريح لتغطية الركبة من الفخذ إلى منطقة الساق. وهي مزودة بعدد مناسب من الأشرطة لتثبت نفسها في مكان آمن. يساعد في التعافي السريع لمفصل الركبة بعد الإصابة أو الاضطراب المتدهور أو الجراحة ، عن طريق الحد من الحركة
MAMMON INTERNATIONAL CORP | تايوان | Taiwan | ME0000005541SFDAA00043 | FOOTRITE SILICONE FOOTCARE PRODUCTS | Device, Prosthesis Alignment | Silicone Footcare Products are Medical Devices made of anatomically shaped pads of Silicone with or without adhesive. They are placed between or around toes or inside footwear. | وسائد سيليكون للعناية بالقدمين هي أجهزة طبية مصنوعة من حشوات سيليكون ذات شكل تشريحي مع مادة لاصقة أو بدونها. يتم وضعها بين أو حول أصابع القدم أو داخل الأحذية. تقلل من الألم وفرص الإصابة عن طريق الحد من الاحتكاك والضغط. كما أنها تساعد في الوقاية من العدوى الفطرية عن طريق الحد من الاحتكاك بين اصابع القدم
MAMMON INTERNATIONAL CORP | تايوان | Taiwan | ME0000005541SFDAA00047 | FOOTRITE MEDICAL INSOLES | Orthosis, Corrective Shoe | Medical Insoles are anatomically shaped cushioning pads made of foam or silicone. | النعال الطبية عبارة عن وسادات ذات شكل تشريحي مصنوعة من الرغوة أو السيليكون. يتم وضعها داخل الأحذية لتوفير الدعم للقدمين وتقليل الألم والانزعاج المرتبط بفترات طويلة من الوقوف أو المشي
MAMMON INTERNATIONAL CORP | تايوان | Taiwan | ME0000005541SFDAA00042 | FOOTRITE METATARSAL SUPPORT | Device, Prosthesis Alignment | Metatarsal Support is a Medical Device consisting of an elastic tubular band with a silicone pad. It is designed to be worn around the metatarsal region of the foot. | وسادة سيليكون للعنايه بمشط القدم تتكون من شريط أنبوبي مرن مع وسادة سيليكون. وهي مصممة ليتم ارتداؤها حول منطقة مشط القدم. يتم استخدامه لتخفيف الألم على المدى الطويل والدعم والراحة في إصابات أو تشوهات مشط القدم
MAMMON INTERNATIONAL CORP | تايوان | Taiwan | ME0000005541SFDAA00040 | FITRITE OCCUPATIONAL BACK SUPPORT | Orthosis, Lumbar | OCCUPATIONAL BACK SUPPORT is made of one or more wide elastic or knitted fabric bands with cushioned pads, a pair of Shoulder suspenders and VELCRO fasteners. | حزام لدعم الظهر يتكون من واحد أو أكثر من أشرطة النسيج المرنة أو المحبوكة العريضة مع وسادات مبطنة ، وزوج من حمالات الكتف ومثبتات فلكرو . وهي مصممة ليتم ارتداؤها حول منطقة أسفل الظهر. الغرض منه هو منع الالتواءات والتخفيف من الضغط والجهد على الظهر والالام المرتبطة برفع الأحمال الثقيلة وتجنب المخاطر الصحية المهنية
MAMMON INTERNATIONAL CORP | تايوان | Taiwan | ME0000005541SFDAA00035 | FITRITE WRIST BRACE | Splint, Hand and Components | A Wrist Brace is a tubular, elastic medical device worn over the wrist. | مشد للرسغ هو جهاز طبي أنبوبي مرن يتم ارتداؤه فوق الرسغ. يتم استخدامه لتوفير الضغط وتخفيف الألم والراحة لعضلات وأوتار منطقة المعصم والنخيل ، مما يساعد على التعافي بشكل أسرع بعد التواء أو إصابة
MAMMON INTERNATIONAL CORP | تايوان | Taiwan | ME0000005541SFDAA00044 | FITRITE HINGED KNEE SUPPORTS | Cage, Knee | A hinged knee support is an elasticated tubular bandage with straps to secure it firmly and reinforced with a pair of lateral rigid plastic or metallic hinges, with or without Range of Motion fitting. | دعامة للركبة عبارة عن ضمادة أنبوبية مرنة مع أحزمة لتثبيتها بقوة ومدعومة بزوج من البلاستيك الجامد أو المفصلات المعدنية الجانبية ، مع أو بدون نطاق الحركة. يتم ارتداؤه على ركبة مصابة أو بعد العملية لتقليل الضغط على مفصل الركبة. يستخدم نطاق القدرة على الحركة لتدريب الاستعادة التدريجية لحركة الركبة مما يمنع فرط التمدد لمفصل الركبة
MAMMON INTERNATIONAL CORP | تايوان | Taiwan | ME0000005541SFDAA00048 | FOOTRITE POST OPERATIVE SHOES | Orthosis, Corrective Shoe | A Post Operative Shoe is a medical footwear with modified sole, size, shape, material of construction and method of fastening. | حذاء طبي لما بعد العمليات مع اضافة تعديلات على النعل والحجم والشكل ومواد التصنيع وطريقة التثبيت. يتم استخدامه كبديل للأحذية العادية في العناية بالقدم بعد الإصابة أو الجراحة للشفاء بشكل أسرع
MAMMON INTERNATIONAL CORP | تايوان | Taiwan | ME0000005541SFDAA00051 | FITRITE SHIN BRACE | Orthosis, Foot Drop | A Shin Brace is a tubular, elastic medical device worn over the shin. | مشد للساق هو جهاز طبي أنبوبي مرن يلبس فوق الساق. يتم استخدامه لتوفير الضغط وتخفيف الألم والراحة لعضلات وأوتار الساق ، مما يساعد على التعافي بشكل أسرع بعد التواء أو إلاصابة
MAMMON INTERNATIONAL CORP | تايوان | Taiwan | ME0000005541SFDAA00036 | WRIST EXERCISER | Splint, Hand and Components | A Wrist Exerciser is hand held medical device in ball, egg or similar shape made of resilient material like high density foam or silicone. | جهاز تمرين المعصم هو جهاز طبي محمول باليد في شكل كرة أو بيضة أو شكل مماثل مصنوع من مادة مرنة مثل الرغوة عالية الكثافة أو السيليكون. يتم استخدامه لتقوية عضلات الرسغ من خلال ممارسة الرياضة للمساعدة في الشفاء من متلازمة النفق الرسغي أو إعادة التأهيل في حالات الاحتكاك في الرسغ
MAMMON INTERNATIONAL CORP | تايوان | Taiwan | ME0000005541SFDAA00041 | FITRITE PAVLIK HARNESS | Orthosis, Lumbar | PAVLIK HARNESS is made a pair each of leg straps, flexion straps, abduction straps and shoulder straps connected to a central chest strap. Each of these straps can be adjusted and secured by suitable VELCRO fasteners. | بافليك هارنس يتكون من زوج من اشرطة الساق ، وأشرطة ثني الاطراف للداخل و الخارج ، وأشرطة الكتف المتصلة بالصدر . يمكن تعديل كل من هذه الأشرطة وتأمينها بواسطة مثبتات فلكرو . يتم استخدامه في الغالب على الأطفال الذين يعانون من خلع الحوض الخلقي (خلل في النمو ) لإعادة وضع مفاصل الحوض في وضعها المناسب
MAMMON INTERNATIONAL CORP | تايوان | Taiwan | ME0000005541SFDAA00037 | FITRITE WRIST SPLINT | Splint, Hand and Components | A Wrist Splint is a tubular, elastic medical device with rigid plastic or metal components designed to be worn on the wrist. | دعامة للرسغ عبارة عن جهاز طبي أنبوبي مرن مع مكونات بلاستيكية أو معدنية صلبة مصممة لارتدائها على المعصم. يحد من حركة الرسغ ويساعد على التعافي بشكل أسرع بعد الإصابة أو الجراحة
MAMMON INTERNATIONAL CORP | تايوان | Taiwan | ME0000005541SFDAA00038 | FITRITE LUMBO SACRAL SUPPORT | Orthosis, Lumbar | LUMBO SACRAL SUPPORT is a Medical Device made of one or more wide elastic or knitted fabric bands with cushioned pads and VELCRO fasteners, designed to be worn around the lumbo sacral area. | .(هو جهاز طبي مصنوع من واحد أو أكثر من أشرطة النسيج المرن أو المحبوك العريضة مع وسادات مبطنة ومثبتات فلكرو ، مصمم لارتدائه حول منطقة اسفل الظهر. الغرض منه هو دعم أو تثبيت الكسور أو الالتواء في منطقة اسفل الظهر. كما أنها تستخدم لتخفيف الألم المرتبط بهشاشة العظام ، ومشاكل الديسك ، وهشاشة العظام
MAMMON INTERNATIONAL CORP | تايوان | Taiwan | ME0000005541SFDAA00034 | FITRITE HERNIA BELT | Support, Hernia | Hernia Belt is a Medical Device made of an elastic band with a cushioned button and secured with straps designed to wrap around the mid-abdominal or umbilical region. | حزام الفتق هو جهاز طبي مصنوع من شريط مطاطي مع زر مبطن ومحكم بأربطة مصممة للالتفاف حول منطقة البطن أو السرة. يتم استخدامه لمنع نتوء الأحشاء ومنع تطور الفتق
MAMMON INTERNATIONAL CORP | تايوان | Taiwan | ME0000005541SFDAA00039 | FITRITE MAGNETIC WAIST BELT | Orthosis, Lumbar | MAGNETIC WAIST BELT is made of one or more wide elastic or knitted fabric bands with medical grade magnets and VELCRO fasteners. | يتكون حزام الخصر المغناطيسي من واحد أو أكثر من أشرطة النسيج المرنة أو المحبوكة مع مغناطيس من الدرجة الطبية ومثبتات فلكرو. وهي مصممة ليتم ارتداؤها حول منطقة البطن / أسفل الظهر. الغرض منه هو تخفيف الألم عن طريق زيادة الدورة الدموية
MAMMON INTERNATIONAL CORP | تايوان | Taiwan | ME0000005541SFDAA00050 | FITRITE ANKLE SUPPORT | Orthosis, Foot Drop | An Ankle Support is a short, tubular, elastic medical device worn over the ankle. | مشد للكاحل هو جهاز طبي قصير أنبوبي مرن يلبس فوق الكاحل. يتم استخدامه لتوفير الضغط والاستقرار وتخفيف الألم والراحة للكاحل المصاب مما يضمن الشفاء بشكل أسرع
MAMMON INTERNATIONAL CORP | تايوان | Taiwan | ME0000005541SFDAA00046 | FITRITE THIGH SUPPORT | Cage, Knee | A Thigh Support is a tubular, elastic medical device worn around the Thigh. | مشد للفخذ هو جهاز طبي أنبوبي مرن يتم ارتداؤه حول الفخذ. يتم استخدامه لتوفير ضغط قوي ودفء ودعم لمنطقة الفخذ ولتخفيف الألم والالتهاب المرتبط بالفخذ المتعب أو حالات الاحتكاك أو الاصابة
MAMMON INTERNATIONAL CORP | تايوان | Taiwan | ME0000005541SFDAA00052 | FOOTRITE SILICONE HEEL CUSHIONS | Orthosis, Corrective Shoe | Silicone Heel Cushions are anatomically shaped silicone pads designed to be placed inside regular footwear. | وسائد السيليكون لكعب القدم هي وسادات من السيليكون ذات شكل تشريحي مصممة لتوضع داخل الأحذية العادية. يتم استخدامها كأجهزة طبية لتخفيف الألم وعدم الراحة في الكعب عن طريق تخفيف الصدمات بسبب طول الوقوف أو المشي
BESMED HEALTH BUSINESS CORP. | تايوان | Taiwan | ME0000006253SFDAA00101 | Interface of nasal CPAP | Cannula, Nasal , Oxygen | Nasal Mask and prongs
Duobest International Co., Ltd. | تايوان | Taiwan | ME0000012884SFDAA00002 | Allbest Knee support | Knee support | Knee Support | تثبت مفصل الركبة في حالات الإصابة أو ممارسة التمارين الرياضية
HUNTEX CORPORATION | تايوان | Taiwan | ME0000011733SFDAA00026 | Vaginal Douche | Vaginal Douche | Vaginal Douche
Duobest International Co., Ltd. | تايوان | Taiwan | ME0000012884SFDAA00007 | All best Wrist support | Wrist support | Wrist support | دعامة لمنطقة المعصم في حالات الإلتواء أو الإجهاد
Duobest International Co., Ltd. | تايوان | Taiwan | ME0000012884SFDAA00003 | Allbest Ankle support | Ankle support | Ankle support. | تثبت مفصل الكاحل في حالات الإصابة أو ممارسة التمارين الرياضية
Duobest International Co., Ltd. | تايوان | Taiwan | ME0000012884SFDAA00006 | All best Elbow support | Elbow support | Elbow support | تدعم وتثبت مرفق اليد في حالات الإلتواء أو الإجهاد
Duobest International Co., Ltd. | تايوان | Taiwan | ME0000012884SFDAA00010 | Allbest Cervical Collar | Cervical Collar | Cervical Collar | تدعم فقرات الرقبة في حالات الإصابة أو الحاجة إلى تثبيت الرأس
Duobest International Co., Ltd. | تايوان | Taiwan | ME0000012884SFDAA00005 | Allbest Shoulder support | Shoulder support | Shoulder support | تدعم مفصل الكتف والترقوة في حالات الالتواء وعند الحاجة للتثبيت
Duobest International Co., Ltd. | تايوان | Taiwan | ME0000012884SFDAA00009 | Allbest Abdominal support | Abdominal support | Abdominal support | تدعم منطقة البطن لشدها في حالات الإصابة أو بعد العمليات الجراحية
Duobest International Co., Ltd. | تايوان | Taiwan | ME0000012884SFDAA00008 | Allbest Back support | Back support | Back support | تدعم منطقة الظهر في حالات الإصابة أو الإجهاد والشد
Duobest International Co., Ltd. | تايوان | Taiwan | ME0000012884SFDAA00011 | Allbest Medical Compression Stocking | Medical Stocking | Medical Stocking | تساعد على تقليل تورم القدمين وفي حالات الدوالي
Duobest International Co., Ltd. | تايوان | Taiwan | ME0000012884SFDAA00004 | Allbest Arm Sling | Arm Sling | Arm sling. | يحمل الذراع ويدعمه في حالات الالتواء أو الكسر أو بعد الجراحة
I Caremed Co., Ltd . | تايوان | Taiwan | ME0000011693SFDAA00021 | I CARE ANKLE BRACE WITH STRAB | I CARE ANKLE BRACE WITH STRAB | ANKLE BRACE
I Caremed Co., Ltd . | تايوان | Taiwan | ME0000011693SFDAA00016 | I CARE KNEE IMMOBILIZER | I CARE KNEE IMMOBILIZER | KNEE IMMOBILIZER LENTH 16" AND 20
I Caremed Co., Ltd . | تايوان | Taiwan | ME0000011693SFDAA00019 | I CARE SHOULDER ABDUCTION IMMOBILIZER AB15 | I CARE SHOULDER ABDUCTION IMMOBILIZER AB15 | SHOULDER ABDUCTION IMMOBILIZER
I Caremed Co., Ltd . | تايوان | Taiwan | ME0000011693SFDAA00023 | I CARE WRAP- ARROUND SLING&SWATHE | I CARE WRAP- ARROUND SLING&SWATHE | SLING ARM
I Caremed Co., Ltd . | تايوان | Taiwan | ME0000011693SFDAA00017 | I CARE AIR GEL STIRRUP ANKLE BRACE | I CARE AIR GEL STIRRUP ANKLE BRACE | STIRRUP ANKLE BRACE AIR GEL
Doubest International Co. Ltd. | تايوان | Taiwan | ME0000002771SFDAA00001 | Allbest | Short Air Ankle Walker | Rigid plastic frame shoe with soft with air bladder liner and extra pad provide comfortable it can be used as wearable external support brace help to fix ankle and foot after surgery or fracture to relieve painful and edema during rehab process Wider rocky bottom helps to shift steps easily,, injection molded plastic frame fits leg snugly , infliction and deflection system is very simply | حذاء ذو هيكل بلاستيكي صلب من الخارج مع بطانة من أكياس هوائية و وسائد إضافية توفر الراحة يمكن استخدامه للمساعدة في تثبيت الكاحل والقدم بعد الجراحة أو الكسر لتخفيف الألم والوذمة أثناء عملية إعادة التأهيل
APOZA ENTERPRISE CO LTD | تايوان | Taiwan | ME0000003009SFDAA00001 | APOZA ® | Ozone Generator | Ozone generator
Apoza Enterprise Col, Ltd | تايوان | Taiwan | ME0000009472SFDAA00001 | BT COOL | Bleaching Unit | HEAT SOURCE FOR BLEACHING TEETH
MAMMON INTERNATIONAL CORP | تايوان | Taiwan | ME0000005541SFDAA00055 | FOOTRITE Corn and Callus Protector | Device, Prosthesis Alignment | Corn and Callus Protectors are Medical Devices made of anatomically shaped pads with adhesive. They are placed on or around foot corn/ callus. | مصنوعة من ضمادات تتلاءم مع شكل اسفل القدم ومادة لاصقة. يتم وضعها على أو حول مسمار القدم مما توفر توسيدًا مريحًا وتقلل من الألم وفرص الإصابة عن طريق تقليل الاحتكاك والضغط
MERITS HEALTH PRODUCTS CO., LTD. | تايوان | Taiwan | ME0000007250SFDAA00001 | Kompas | Kompas | Power Wheelchair
Gemmy Industrial Corporation | تايوان | Taiwan | ME0000007348SFDAA00002 | Water Bath | Water Bath | Water Bath
Gemmy Industrial Corporation | تايوان | Taiwan | ME0000007354SFDAA00001 | Dry Bath | Dry Bath | Dry Bath Incubator(Dry Block Heater)
Besmed health business cooperation | تايوان | Taiwan | ME0000007452SFDAA00002 | NCAT Nasal Cannula | Cannula, Nasal , Oxygen | NCPAP nasal cannula
Dentex Dental Industrial Corp | تايوان | Taiwan | ME0000007708SFDAA00001 | Composite Finishing Kit | Composite Finishing Kit | Dental Polishing Kit
BESMED HEALTH BUSINESS CORP. | تايوان | Taiwan | ME0000006253SFDAA00087 | Besmed Nasal Oxygen Cannula; Nasal Prong; NCPAP Nasal Cannula | Cannula, Nasal , Oxygen | Nasal Cannula
BESMED HEALTH BUSINESS CORP. | تايوان | Taiwan | ME0000006253SFDAA00086 | Breathing circuit | Breathing Circuit | breathing circuit
BESMED HEALTH BUSINESS CORP. | تايوان | Taiwan | ME0000006253SFDAA00088 | NP-FLOW™ | CANNULA, NASAL, OXYGEN | Nasal Cannula
BESMED HEALTH BUSINESS CORP. | تايوان | Taiwan | ME0000006253SFDAA00102 | Besmed powered percussor | Massager, therapeutic, electric | Percussor
BESMED HEALTH BUSINESS CORP. | تايوان | Taiwan | ME0000006253SFDAA00103 | BE-560; Besmed MINI MASSAGER | Massager, therapeutic, Manual | Percussor
HUNTEX CORPORATION | تايوان | Taiwan | ME0000011733SFDAA00035 | MAKIDA FOAM SHOULDER SUPPORT | FOAM SHOULDER SUPPORT | MAKIDA FOAM SHOULDER SUPPORT
HUNTEX CORPORATION | تايوان | Taiwan | ME0000011733SFDAA00056 | MAKIDA ROM KNEE SPLINT | ROM KNEE SPLINT | MAKIDA ROM KNEE SPLINT
HUNTEX CORPORATION | تايوان | Taiwan | ME0000011733SFDAA00052 | MAKIDA STANDARD WRIST WRAP | STANDARD WRIST WRAP | MAKIDA STANDARD WRIST WRAP
HUNTEX CORPORATION | تايوان | Taiwan | ME0000011733SFDAA00048 | MAKIDA OPEN PATELLA KNEE SUPPORT | OPEN PATELLA KNEE SUPPORT | MAKIDA OPEN PATELLA KNEE SUPPORT
HUNTEX CORPORATION | تايوان | Taiwan | ME0000011733SFDAA00044 | MAKIDA COLORED COMPRESSION CALF SUPPORT | COLORED COMPRESSION CALF SUPPORT | MAKIDA COLORED COMPRESSION CALF SUPPORT
HUNTEX CORPORATION | تايوان | Taiwan | ME0000011733SFDAA00038 | MAKIDA INFRARED COMPRESSION ELBOW SUPPORT | INFRARED COMPRESSION ELBOW SUPPORT | MAKIDA INFRARED COMPRESSION ELBOW SUPPORT
HUNTEX CORPORATION | تايوان | Taiwan | ME0000011733SFDAA00030 | MAKIDA COMPRESSION ELBOW SUPPORT | COMPRESSION ELBOW SUPPORTHEL0100 | MAKIDA COMPRESSION ELBOW SUPPORT
HUNTEX CORPORATION | تايوان | Taiwan | ME0000011733SFDAA00028 | MAKIDA FOAM CLAVICLE SUPPORT | FOAM CLAVICLE SUPPORT | MAKIDA FOAM CLAVICLE SUPPORT
HUNTEX CORPORATION | تايوان | Taiwan | ME0000011733SFDAA00027 | MAKIDA COMPRESSION ANKLE SUPPORT | COMPRESSION ANKLE SUPPORT | MAKIDA COMPRESSION ANKLE SUPPORT
HUNTEX CORPORATION | تايوان | Taiwan | ME0000011733SFDAA00037 | MAKIDA BREATHPRENE VITAL KNEE SUPPORT | BREATHPRENE VITAL KNEE SUPPORT | MAKIDA BREATHPRENE VITAL KNEE SUPPORT
HUNTEX CORPORATION | تايوان | Taiwan | ME0000011733SFDAA00043 | MAKIDA WRIST & THUMB SPLINT | WRIST & THUMB SPLINT | MAKIDA WRIST & THUMB SPLINT
HUNTEX CORPORATION | تايوان | Taiwan | ME0000011733SFDAA00047 | MAKIDA STANDARD TRIMMER SHORTS | STANDARD TRIMMER SHORTS | MAKIDA STANDARD TRIMMER SHORTS
HUNTEX CORPORATION | تايوان | Taiwan | ME0000011733SFDAA00051 | MAKIDA COLORED COMPRESSION THIGH SUPPORT | COLORED COMPRESSION THIGH SUPPORT | MAKIDA COLORED COMPRESSION THIGH SUPPORT
HUNTEX CORPORATION | تايوان | Taiwan | ME0000011733SFDAA00055 | MAKIDA WALKER | WALKER | MAKIDA WALKER
HUNTEX CORPORATION | تايوان | Taiwan | ME0000011733SFDAA00034 | MAKIDA COMPRESSION KNEE SUPPORT | COMPRESSION KNEE SUPPORT | MAKIDA COMPRESSION KNEE SUPPORT
HUNTEX CORPORATION | تايوان | Taiwan | ME0000011733SFDAA00040 | MAKIDA FIRTEX BIO-ENERGY PALM SUPPORT | RTEX BIO-ENERGY PALM SUPPORT | MAKIDA FIRTEX BIO-ENERGY PALM SUPPORT
HUNTEX CORPORATION | تايوان | Taiwan | ME0000011733SFDAA00045 | MAKIDA PADDED TENNIS ELBOW WARP | PADDED TENNIS ELBOW WARP | MAKIDA PADDED TENNIS ELBOW WARP
HUNTEX CORPORATION | تايوان | Taiwan | ME0000011733SFDAA00036 | MAKIDA INFRARED COMPRESSION ANKLE SUPPORT WITH SILICONE PADS | INFRARED COMPRESSION ANKLE SUPPORT WITH SILICONE PADS | MAKIDA INFRARED COMPRESSION ANKLE SUPPORT WITH SILICONE PADS
HUNTEX CORPORATION | تايوان | Taiwan | ME0000011733SFDAA00057 | MAKIDA BREATHPRENE VITAL ANKLE SUPPORT | BREATHPRENE VITAL ANKLE SUPPORT | MAKIDA BREATHPRENE VITAL ANKLE SUPPORT
HUNTEX CORPORATION | تايوان | Taiwan | ME0000011733SFDAA00050 | MAKIDA SHOULDER SUPPORT | SHOULDER SUPPORT | MAKIDA SHOULDER SUPPORT
HUNTEX CORPORATION | تايوان | Taiwan | ME0000011733SFDAA00032 | MAKIDA DELUXE CAST BOTT-CANVAS | DELUXE CAST BOTT-CANVAS | MAKIDA DELUXE CAST BOTT-CANVAS
HUNTEX CORPORATION | تايوان | Taiwan | ME0000011733SFDAA00054 | MAKIDA WRIST WRAP | WRIST WRAP | MAKIDA WRIST WRAP
HUNTEX CORPORATION | تايوان | Taiwan | ME0000011733SFDAA00033 | MAKIDA HERNIA AID | HERNIA AID | MAKIDA HERNIA AID
HUNTEX CORPORATION | تايوان | Taiwan | ME0000011733SFDAA00039 | MAKIDA FIRTEX BIO-ENERGY KNEE SUPPORT | FIRTEX BIO-ENERGY KNEE SUPPORT | MAKIDA FIRTEX BIO-ENERGY KNEE SUPPORT
HUNTEX CORPORATION | تايوان | Taiwan | ME0000011733SFDAA00042 | MAKIDA BACK SUPPORT | BACK SUPPORT | MAKIDA BACK SUPPORT
HUNTEX CORPORATION | تايوان | Taiwan | ME0000011733SFDAA00046 | MAKIDA ELBOW WRAP | ELBOW WRAP | MAKIDA ELBOW WRAP
HUNTEX CORPORATION | تايوان | Taiwan | ME0000011733SFDAA00031 | MAKIDA AIR-GEL TENNIS ELBOW SUPPORT | AIR-GEL TENNIS ELBOW SUPPORT | MAKIDA AIR-GEL TENNIS ELBOW SUPPORT
HUNTEX CORPORATION | تايوان | Taiwan | ME0000011733SFDAA00041 | MAKIDA KNEE STABILIZER WITH DONUT BUTTRESS | KNEE STABILIZER WITH DONUT BUTTRESS | MAKIDA KNEE STABILIZER WITH DONUT BUTTRESS
HUNTEX CORPORATION | تايوان | Taiwan | ME0000011733SFDAA00049 | MAKIDA PATELLA BRACE WITH SILICONE PAD | PATELLA BRACE WITH SILICONE PAD | MAKIDA PATELLA BRACE WITH SILICONE PAD
HUNTEX CORPORATION | تايوان | Taiwan | ME0000011733SFDAA00053 | MAKIDA WRIST / THUMB SUPPORT | WRIST / THUMB SUPPORT | MAKIDA WRIST / THUMB SUPPORT
I-ming sanitary materials co.,ltd. | تايوان | Taiwan | ME0000005160SFDAA00001 | Dorsi-Lumbar Corset | Dorsi-Lumbar Corset |  | توفر دعم للكتف
I-ming sanitary materials co.,ltd. | تايوان | Taiwan | ME0000005160SFDAA00002 | Adj. Leg Walker | Adj. Leg Walker
I-ming sanitary materials co.,ltd. | تايوان | Taiwan | ME0000005160SFDAA00003 | Adj. Length Knee Splint | Adj. Length Knee Splint
I-ming sanitary materials co.,ltd. | تايوان | Taiwan | ME0000005160SFDAA00004 | OA Knee Stabilizer | OA Knee Stabilizer
Carilex Medical Inc | تايوان | Taiwan | ME0000005850SFDAA00001 | DUAL | Intelligent Air Mattress Replacement System
Carilex Medical Inc | تايوان | Taiwan | ME0000005850SFDAA00002 | Entrix | Integrated Pressure monitoring air mattress overlay system
Carilex Medical Inc | تايوان | Taiwan | ME0000005850SFDAA00008 | Entrix Nx | Integrated Air Mattress Overlay System
Carilex Medical Inc | تايوان | Taiwan | ME0000005850SFDAA00011 | Revo | Integrated pressure monitoring air mattress replacement system
Carilex Medical Inc | تايوان | Taiwan | ME0000005850SFDAA00012 | TheraFlo Ap | Air Alternating Pressure Mattress
Carilex Medical Inc | تايوان | Taiwan | ME0000005850SFDAA00015 | Coziny100 | Air Alternating Pressure Mattress
Carilex Medical Inc | تايوان | Taiwan | ME0000005850SFDAA00016 | Coziny200 | Air Alternating Pressure Mattress
Carilex Medical Inc | تايوان | Taiwan | ME0000005850SFDAA00017 | Coziny300 | Air Alternating Pressure Mattress
Carilex Medical Inc | تايوان | Taiwan | ME0000005850SFDAA00018 | TheraFlo Ap 7 & 9 | Intelligent Airmatress replacement System
OSSUR hf. | تايوان | Taiwan | ME0000007486SFDAA00001 | Innovator Knee Cool Post Op | Innovator Knee Cool Post Op
R&R MEDICAL CORPORATION LTD. | تايوان | Taiwan | ME0000008105SFDAA00001 | Super cool Instant Ice pack | Instant Ice Compress |  | كمادة تبريد سريعة
COMFORT ORTHOPEDIC CO. LTD. | تايوان | Taiwan | ME0000008557SFDAA00001 | COMFORT | Manual Wheelchair
Comfort Orthopedic Co., Ltd. | تايوان | Taiwan | ME0000008552SFDAA00001 | walker | walker
COMFORT ORTHOPEDIC CO. LTD. | تايوان | Taiwan | ME0000008557SFDAA00002 | Comfort | Manual Wheelchair
COMFORT ORTHOPEDIC CO. LTD. | تايوان | Taiwan | ME0000008557SFDAA00005 | COMFORT | Electric Wheelchair
COMFORT ORTHOPEDIC CO. LTD. | تايوان | Taiwan | ME0000008557SFDAA00006 | COMFORT | Electric Wheelchair
COMFORT ORTHOPEDIC CO. LTD. | تايوان | Taiwan | ME0000008557SFDAA00007 | COMFORT | Manual Wheelchair
COMFORT ORTHOPEDIC CO. LTD. | تايوان | Taiwan | ME0000008557SFDAA00009 | COMFORT | Manual Wheelchair
KAO CHEN ENTERPRISE CO. LTD. | تايوان | Taiwan | ME0000008579SFDAA00001 | TRI-PANEL KNEE SPLINT | TRI-PANEL KNEE SPLINT
GE Medical Systems Information Technologies, Inc. | تايوان | Taiwan | ME0000009139SFDAA00001 | NIBP HOSE | NIBP Air Hoses
GE Healthcare Finland Oy | تايوان | Taiwan | ME0000009148SFDAA00001 | DIN Converter | Switching adaptor
Conwell Medical Co., Ltd. | تايوان | Taiwan | ME0000006461SFDAA00006 | AIR SHIELD WALKER (SHORT) | Soft Orthopedic products |  | ووكر هوائي مصفح
Conwell Medical Co., Ltd. | تايوان | Taiwan | ME0000006461SFDAA00032 | Plastic Wrist Splint | Soft Orthopedic products |  | جبیرة الرسغ البلاستیكیة
Conwell Medical Co., Ltd. | تايوان | Taiwan | ME0000006461SFDAA00036 | LENGTH ADJUSTABLE ROM KNEE BRACE | Soft Orthopedic products |  | مثبت للركبة مع تحكم بالحركة والطول
Power Well Healthcare Technology Co Ltd | تايوان | Taiwan | ME0000009196SFDAA00007 | Medical Compression Stocking | Medical Compression Stocking
Power Well Healthcare Technology Co Ltd | تايوان | Taiwan | ME0000009196SFDAA00009 | Elastic Wrist Brace left Right | Elastic Wrist Brace left Right |  | هذا المنتج مناسب لمتلازمة النفق الرسغي وصعوبة تحريك الرسغ
MAMMON INTERNATIONAL CORP | تايوان | Taiwan | ME0000005541SFDAA00001 | Ankle Support | Ankle Support
MAMMON INTERNATIONAL CORP | تايوان | Taiwan | ME0000005541SFDAA00002 | Deluxe Cast Sandal | Deluxe Cast Sandal
MAMMON INTERNATIONAL CORP | تايوان | Taiwan | ME0000005541SFDAA00004 | Knee Support | Knee Support
MAMMON INTERNATIONAL CORP | تايوان | Taiwan | ME0000005541SFDAA00005 | #910501-5 SOFT PVC CAST BOOT | SOFT PVC CAST BOOT
MAMMON INTERNATIONAL CORP | تايوان | Taiwan | ME0000005541SFDAA00007 | Elastic Abdominal Binder | Elastic Abdominal Binder
MAMMON INTERNATIONAL CORP | تايوان | Taiwan | ME0000005541SFDAA00008 | Fold Over Finger Splint | Fold Over Finger Splint
HUNTEX CORPORATION | تايوان | Taiwan | ME0000009702SFDAA00001 | COLLARCUFF | COLLARCUFF
HUNTEX CORPORATION | تايوان | Taiwan | ME0000009702SFDAA00004 | Abdominal Binder | Abdominal Binder
HUNTEX CORPORATION | تايوان | Taiwan | ME0000009702SFDAA00005 | Athletic Supporter | FOAM CERVICAL COLLAR
Chang Gung Medical Technology Co Ltd | تايوان | Taiwan | ME0000009998SFDAA00002 | Alternating Pressue Air Flotation Mattress | Alternating Pressue Air Flotation Mattress |  | المرتبة عبارة عن وسادة كبيرة لدعم جسم المريض يستخدم للسرير او كجزءا منه
Chang Gung Medical Technology Co Ltd | تايوان | Taiwan | ME0000009998SFDAA00003 | Manual Pediatric Bed | Neonatal Crib |  | سرير للاطفال المرضى اثناء تواجدهم بالمستشفى
Chang Gung Medical Technology Co Ltd | تايوان | Taiwan | ME0000009998SFDAA00006 | Electric Pediatric Bed | Electric Pediatric Bed
Chang Gung Medical Technology Co Ltd | تايوان | Taiwan | ME0000009998SFDAA00007 | Hydraulic Stretcher | Hydraulic Stretcher |  | نقالة تستخدم لنقل المرضى الذين يحتاجون الى رعاية طبية
Chang Gung Medical Technology Co Ltd | تايوان | Taiwan | ME0000009998SFDAA00008 | Manual Bed | Manual Bed |  | سرير للمرضى ومحتاجي الرعاية الصحية اثناء تواجدهم بالمستشفى
Chang Gung Medical Technology Co Ltd | تايوان | Taiwan | ME0000009998SFDAA00009 | Electric Stretcher | Electric Stretcher
E-LIFE INTERNATIONAL CO., LTD | تايوان | Taiwan | ME0000010471SFDAA00001 | TOE SEPARATOR | SEPARATOR |  | يستخدم ليمنع تداخل الاصابع ويقلل الاحتكاك
E-LIFE INTERNATIONAL CO., LTD | تايوان | Taiwan | ME0000010471SFDAA00002 | SILICONE HEEL CUPS | SILICONE HEEL |  | يستخدم لالام العقب والقدم
E-LIFE INTERNATIONAL CO., LTD | تايوان | Taiwan | ME0000010471SFDAA00003 | EXERCISE EGG | EXERCISE EGG |  | يستخدم لتقوية قبضة اليد
E-LIFE INTERNATIONAL CO., LTD | تايوان | Taiwan | ME0000010471SFDAA00004 | Exercise Pully | Pully |  | يستخدم لتقييد نطاق حركة الكتف
E-LIFE INTERNATIONAL CO., LTD | تايوان | Taiwan | ME0000010471SFDAA00006 | Kaye Walker w/Chair | Chair |  | يستخدم للشلل الدماغي
E-LIFE INTERNATIONAL CO., LTD | تايوان | Taiwan | ME0000010471SFDAA00009 | BUNION SHIELD WITH LOOP | BUNION SHIELD |  | يستخدم لورم وابهام القدم الأروح
E-LIFE INTERNATIONAL CO., LTD | تايوان | Taiwan | ME0000010471SFDAA00010 | Metatarsal Foot Pad | Foot Pad |  | يستخدم لالم القدم
E-LIFE INTERNATIONAL CO., LTD | تايوان | Taiwan | ME0000010471SFDAA00011 | HYPEREXTENSION BRACE | HYPEREXTENSION BRACE |  | يستخدم لتثبيت بعد العمليات الجراحيه للكسور الصدريه
E-LIFE INTERNATIONAL CO., LTD | تايوان | Taiwan | ME0000010471SFDAA00012 | Adjustable Collar | Neck Brace |  | يستخدم لالم العنق الحاد او التواء العنق
E-LIFE INTERNATIONAL CO., LTD | تايوان | Taiwan | ME0000010471SFDAA00013 | Elbow Brace | Elbow Brace |  | يستخدم لتثبيت بعد العمليات الجراحيه او التحكم في نطاق حركة المرفق
E-LIFE INTERNATIONAL CO., LTD | تايوان | Taiwan | ME0000010471SFDAA00014 | Hip Abductor Splint | Hip Splint |  | يستخدم لخلل التنسج النمائي للورك
E-LIFE INTERNATIONAL CO., LTD | تايوان | Taiwan | ME0000010471SFDAA00015 | Cold & hot wrap | Wrap |  | يستخدم للالتواءات والاجهادات الخفيفة.
E-LIFE INTERNATIONAL CO., LTD | تايوان | Taiwan | ME0000010471SFDAA00016 | Neoprene Hinged Knee Support | Knee Brace |  | يستخدم لاصابات الغضروف المفصلي
E-LIFE INTERNATIONAL CO., LTD | تايوان | Taiwan | ME0000010471SFDAA00019 | Clavicle Splint | Splint |  | يتم استخدام جبيرة الترقوة لنشر الكتفين وتمديد عظمة الترقوة للسماح لها بالسقوط في مكانه
E-LIFE INTERNATIONAL CO., LTD | تايوان | Taiwan | ME0000010471SFDAA00020 | Collar and Cuff Sling | collar sling |  | يتم استخدام طوق وحبال الكفة لتثبيت الذراع.
E-LIFE INTERNATIONAL CO., LTD | تايوان | Taiwan | ME0000010471SFDAA00022 | Mesh Arm sling | Arm sling |  | حامل الذراع هي أداة تستخدم لدعم والحفاظ على ذراع الجسم المصاب.
E-LIFE INTERNATIONAL CO., LTD | تايوان | Taiwan | ME0000010471SFDAA00023 | Lumbar Sacro Stabilizer | Stabilizer |  | يتم استخدام مثبت العجز القطني لزيادة الضغط داخل البطن عن طريق الشد.
E-LIFE INTERNATIONAL CO., LTD | تايوان | Taiwan | ME0000010471SFDAA00024 | Abdominal Binder | Binder |  | يستخدم حزام البطن لحماية ودعم البطن بعد الجراحة
E-LIFE INTERNATIONAL CO., LTD | تايوان | Taiwan | ME0000010471SFDAA00027 | Shoulder Immobilizer | Shoulder Immobilizer |  | يستخدم مثبت الكتف لمنع مفصل الكتف من التحرك.
E-LIFE INTERNATIONAL CO., LTD | تايوان | Taiwan | ME0000010471SFDAA00028 | Shoulder Sling | Shoulder Sling |  | يستخدم حمالة الكتف لدعم حركة الكتف المصاب.
E-LIFE INTERNATIONAL CO., LTD | تايوان | Taiwan | ME0000010471SFDAA00029 | Cervical Collar | Cervical Collar |  | يستخدم طوق العنق لدعم رقبة الشخص.
E-LIFE INTERNATIONAL CO., LTD | تايوان | Taiwan | ME0000010471SFDAA00030 | Bunion Night Splint | Bunion Splint |  | يستخدم جبيرة الاورام لحماية ودعم اصبع القدم الاكبر.
E-LIFE INTERNATIONAL CO., LTD | تايوان | Taiwan | ME0000010471SFDAA00031 | CRANIAL PROTECTION HELMET | HELMET |  | يستخدم لحماية الجمجمه لمنع الاصابه او لحماية الرأس بعد الجراحة.
E-LIFE INTERNATIONAL CO., LTD | تايوان | Taiwan | ME0000010471SFDAA00032 | Cold & Hot Wrap | Wrap |  | يستخدم للالتواءات البسيطه للقدم او الركبه
E-LIFE INTERNATIONAL CO., LTD | تايوان | Taiwan | ME0000010471SFDAA00033 | Rip Belt for Men | Rip Belt |  | يستخدم لتخفيف الالم من خلال الضغط عندما تكون حركات التنفس او الصدر مؤلمه.
E-LIFE INTERNATIONAL CO., LTD | تايوان | Taiwan | ME0000010471SFDAA00035 | Shoulder Immobilizer | Shoulder Immobilizer |  | يستخدم لتثبيت الذراع ومنطقة الكتف
DHEF INC. | تايوان | Taiwan | ME0000011796SFDAA00001 | Dentamerica | Mixing Cup
DHEF INC. | تايوان | Taiwan | ME0000011796SFDAA00002 | Dentamerica | Dental Laboratory Handpieces and Motors
DHEF INC. | تايوان | Taiwan | ME0000011796SFDAA00003 | Dentamerica | Eye Protection Shield
Foresight Optical Ltd. | تايوان | Taiwan | ME0000013464SFDAA00001 | ThinOptics | Reading Glass
HSINER CO., LTD. | تايوان | Taiwan | ME0000007422SFDAA00021 | BREATHING CIRCUIT SYSTEM REUSABLE | BREATHING CIRCUIT SYSTEM |  | دائة التنفس يمكن إعادة استخدامها استخدام متعدد 70178
MACHAN INTERNATIONAL CO. LTD. | تايوان | Taiwan | ME0000013471SFDAA00001 | MEDICAL CARTS - MBI6-4250 | MEDICAL CARTS
MACHAN INTERNATIONAL CO. LTD. | تايوان | Taiwan | ME0000013471SFDAA00002 | WALL CABINET SINGLE - WCS6C | WALL CABINET SINGLE
Chien Ti Enterprise Co., Ltd. | تايوان | Taiwan | ME0000012313SFDAA00002 | CTM Power Chair | Power Chair | Power Chair | لمساعدة الناس الذين يعانون من مشاكل التنقل للتنقل بكل سهولة
KARMA MEDICAL PRODUCTS CO., LTD | تايوان | Taiwan | ME0000002130SFDAA00059 | Manual wheelchair | Manual Wheelchair |  | كراسي يدوية للأشخاص من ذوي الإعاقة
NewAllied | تايوان | Taiwan | ME0000002132SFDAA00001 | Commode chair | Commode chair |  | كرسي مساعد لقضاء الحاجة لذوي الإعاقة
TUNG KENG ENTERPRISE CO., LTD. | تايوان | Taiwan | ME0000015969SFDAA00001 | Jor Rider | Electrically Powered Wheelchair |  | كرسي متحرك كهربائياً
KunLy Industrial Co., Ltd | تايوان | Taiwan | ME0000007818SFDAA00001 | Grab Bar | Grab Bar
KunLy Industrial Co., Ltd | تايوان | Taiwan | ME0000007818SFDAA00002 | Commode Shower Chair | Commode Shower Chair
green young industrial co .,ltd | تايوان | Taiwan | ME0000008840SFDAA00001 | ALL IN ONE COMMODE TRANSPORTER | ALL IN ONE COMMODE TRANSPORTER
we forever young enterprise co.,ltd | تايوان | Taiwan | ME0000008841SFDAA00001 | ALL IN ONE COMMODE TRANSPORTER | ALL IN ONE COMMODE TRANSPORTER
GE Medical Systems Information Technologies, Inc. | تايوان | Taiwan | ME0000009139SFDAA00002 | NIBP Adapters & Connectors | Non-Invasive Blood Pressure Cuff Accessories
GE Medical Systems Information Technologies, Inc. | تايوان | Taiwan | ME0000009139SFDAA00003 | Bedside ePort Cable | ePort Cables for PDM
GCX Corporation | تايوان | Taiwan | ME0000009216SFDAA00001 | VHM-P/PL Variable Height Arm for MX600/700/800 | Variable Height Arm
GCX Corporation | تايوان | Taiwan | ME0000009216SFDAA00002 | VHM-P/PL Variable Height Arm for MX600/700/800 | Variable Height Arm
Fu Shun Hsing Technology Co. Ltd. | تايوان | Taiwan | ME0000009239SFDAA00001 | Cogent | Trauma Stretcher Cart
GLORIOUS UNION MEDTECH CORP | تايوان | Taiwan | ME0000009259SFDAA00001 | EZ Go Patient Transfer System | EZ Go Patient Transfer System
Air Kinetic Technologies Corp. | تايوان | Taiwan | ME0000006842SFDAA00002 | MATTRESS SYSTEMS ALTERNATING PRESSURE | AIR MATTRESS
KAO CHEN ENTERPRISE CO., LTD | تايوان | Taiwan | ME0000010480SFDAA00001 | Arm Sling | Arm Sling
KAO CHEN ENTERPRISE CO., LTD | تايوان | Taiwan | ME0000010480SFDAA00002 | Cervical Collars | Cervical Collars
KAO CHEN ENTERPRISE CO., LTD | تايوان | Taiwan | ME0000010480SFDAA00003 | Clavicle Supports | Clavicle Supports
KAO CHEN ENTERPRISE CO., LTD | تايوان | Taiwan | ME0000010480SFDAA00004 | Ankle Supports | Ankle Supports
KAO CHEN ENTERPRISE CO., LTD | تايوان | Taiwan | ME0000010480SFDAA00005 | Elastic Supports w/Pad | Elastic Supports w/Pad
KAO CHEN ENTERPRISE CO., LTD | تايوان | Taiwan | ME0000010480SFDAA00006 | Elastic Supports | Elastic Supports
KAO CHEN ENTERPRISE CO., LTD | تايوان | Taiwan | ME0000010480SFDAA00007 | Foot Health Care | Foot Health Care
KAO CHEN ENTERPRISE CO., LTD | تايوان | Taiwan | ME0000010480SFDAA00008 | Fracture Walker Braces | Fracture Walker Braces
KAO CHEN ENTERPRISE CO., LTD | تايوان | Taiwan | ME0000010480SFDAA00009 | Hinged Knee Supports | Hinged Knee Supports
KAO CHEN ENTERPRISE CO., LTD | تايوان | Taiwan | ME0000010480SFDAA00010 | Shoulder Supports | Shoulder Supports
KAO CHEN ENTERPRISE CO., LTD | تايوان | Taiwan | ME0000010480SFDAA00011 | Wrist Supports | Wrist Supports
KAO CHEN ENTERPRISE CO., LTD | تايوان | Taiwan | ME0000010480SFDAA00012 | Long Shiny Terry Supports | Long Shiny Terry Supports
KAO CHEN ENTERPRISE CO., LTD | تايوان | Taiwan | ME0000010480SFDAA00013 | Spine Braces | Spine Braces
KAO CHEN ENTERPRISE CO., LTD | تايوان | Taiwan | ME0000010480SFDAA00014 | Lumbar Support | Lumbar Support
KAO CHEN ENTERPRISE CO., LTD | تايوان | Taiwan | ME0000010480SFDAA00015 | Pediatric Support | Pediatric Support
KAO CHEN ENTERPRISE CO., LTD | تايوان | Taiwan | ME0000010480SFDAA00016 | ICE and HOT Wraps | ICE and HOT Wraps
KAO CHEN ENTERPRISE CO., LTD | تايوان | Taiwan | ME0000010480SFDAA00017 | Living Aid | Living Aid
KAO CHEN ENTERPRISE CO., LTD | تايوان | Taiwan | ME0000010480SFDAA00018 | Hip Splints | Hip Splints
DHEF INC. | تايوان | Taiwan | ME0000011796SFDAA00004 | Dentamerica | Composite Brushes
DHEF INC. | تايوان | Taiwan | ME0000011796SFDAA00005 | Dentamerica | Composite Instrument
DHEF INC. | تايوان | Taiwan | ME0000011796SFDAA00006 | Dentamerica | Eye Protect Glass
DHEF INC. | تايوان | Taiwan | ME0000011796SFDAA00007 | Dentamerica | Mixing Bowl
DHEF INC. | تايوان | Taiwan | ME0000011796SFDAA00008 | Dentamerica | Napkin Chain Metal
DHEF INC. | تايوان | Taiwan | ME0000011796SFDAA00009 | Dentamerica | Impression Tray
DHEF INC. | تايوان | Taiwan | ME0000011796SFDAA00010 | Dentamerica | FluorideGel
DHEF INC. | تايوان | Taiwan | ME0000011796SFDAA00011 | Dentamerica | Polycarbooxylate Cement
DHEF INC. | تايوان | Taiwan | ME0000011796SFDAA00012 | Dentamerica | Proxabrush
DHEF INC. | تايوان | Taiwan | ME0000011796SFDAA00014 | Dentamerica | Dental Mylar Strips
DHEF INC. | تايوان | Taiwan | ME0000011796SFDAA00016 | Dentamerica | Disposable Cheek Retractor
DHEF INC. | تايوان | Taiwan | ME0000011796SFDAA00018 | Dentamerica | Pit and Fissure Sealant and Conditioner
Comfort Orthopedic Co., Ltd. | تايوان | Taiwan | ME0000008552SFDAA00002 | Comfort | Shower Chair
Comfort Orthopedic Co., Ltd. | تايوان | Taiwan | ME0000008552SFDAA00003 | Comfort | Walking aid
Comfort Orthopedic Co., Ltd. | تايوان | Taiwan | ME0000008552SFDAA00004 | Manual Wheelchair | Manual Wheelchair
Comfort Orthopedic Co., Ltd. | تايوان | Taiwan | ME0000008552SFDAA00005 | Comfort | Manual Wheelchairs
Comfort Orthopedic Co., Ltd. | تايوان | Taiwan | ME0000008552SFDAA00006 | Comfort | Electric Wheelchairs
KAO CHEN ENTERPRISES CO.LTD. | تايوان | Taiwan | ME0000000004SFDAA00009 | Rib Brace | Rib Brace
KAO CHEN ENTERPRISES CO.LTD. | تايوان | Taiwan | ME0000000004SFDAA00010 | Tri-Panel Knee Splint | Tri-Panel Knee Splint
KAO CHEN ENTERPRISES CO.LTD. | تايوان | Taiwan | ME0000000004SFDAA00011 | Fracture Walker Brace | Fracture Walker Brace
Joson Care Enterprise Co. Ltd. | تايوان | Taiwan | ME0000000217SFDAA00001 | Joson Care | Hospital bed
Joson Care Enterprise Co. Ltd. | تايوان | Taiwan | ME0000000217SFDAA00002 | Joson Care | Bed Side Cabinet
Joson Care Enterprise Co. Ltd. | تايوان | Taiwan | ME0000000217SFDAA00003 | Joson Care | Overbed Table
Joson Care Enterprise Co. Ltd. | تايوان | Taiwan | ME0000000217SFDAA00004 | Joson Care | Mattress
TRUE SOURCE Technologies CO Ltd | تايوان | Taiwan | ME0000001393SFDAA00001 | Alternating Pressure Mattress Power Unit | Air Mattress Pump
WINBEX CORPORATION | تايوان | Taiwan | ME0000001407SFDAA00001 | WinBex Doctor Stool | Dental Clinic Stool
Best Care Medical Co Ltd | تايوان | Taiwan | ME0000008999SFDAA00001 | Strecher/Bestcare | Stretcher sling
I Caremed Co., Ltd . | تايوان | Taiwan | ME0000011693SFDAA00001 | I Care | Universal Wrist splint with thumb
I Caremed Co., Ltd . | تايوان | Taiwan | ME0000011693SFDAA00002 | I Care wrap around hinged knee support | wrap Around hinged knee support
I Caremed Co., Ltd . | تايوان | Taiwan | ME0000011693SFDAA00003 | I Care Universal back support | Universal back support
I Caremed Co., Ltd . | تايوان | Taiwan | ME0000011693SFDAA00004 | I Care compression stablized open knee support | compression stabilized open knee support
I Caremed Co., Ltd . | تايوان | Taiwan | ME0000011693SFDAA00005 | I care Mesh sling | Arm sling
I Caremed Co., Ltd . | تايوان | Taiwan | ME0000011693SFDAA00006 | I Crae T C sling | Arm sling
I Caremed Co., Ltd . | تايوان | Taiwan | ME0000011693SFDAA00007 | I Care Back Stablizer | Orthosis lumbar stabilizer and support
I Caremed Co., Ltd . | تايوان | Taiwan | ME0000011693SFDAA00008 | I Care soft collar | Soft collar
I Caremed Co., Ltd . | تايوان | Taiwan | ME0000011693SFDAA00009 | I Crae wrist Brace | wrist brace splint hand and components
I Caremed Co., Ltd . | تايوان | Taiwan | ME0000011693SFDAA00010 | I CARE WRIST SPLINT | WRIST SPLINT
I Caremed Co., Ltd . | تايوان | Taiwan | ME0000011693SFDAA00011 | I CARE THUMB BRACE | Thumb brace
I Caremed Co., Ltd . | تايوان | Taiwan | ME0000011693SFDAA00012 | I CARE AIR WALKING BOOT | AIR WALKING BOOT
I Caremed Co., Ltd . | تايوان | Taiwan | ME0000011693SFDAA00013 | I CARE NIGHT SPLINT | NIGHT SPLINT
I Caremed Co., Ltd . | تايوان | Taiwan | ME0000011693SFDAA00014 | I CARE POST - OP ELBOW BRACE | POST OP ELBOW BRACE
I Caremed Co., Ltd . | تايوان | Taiwan | ME0000011693SFDAA00015 | I CARE POST OP- KNEE BRACE | POST-OP KNEE BRACE
COMFORT ORTHOPEDIC CO. LTD. | تايوان | Taiwan | ME0000008557SFDAA00003 | Comfort Shower Chair | Shower Chair | Shower Chair
COMFORT ORTHOPEDIC CO. LTD. | تايوان | Taiwan | ME0000008557SFDAA00004 | COMFORT Electric Wheelchair | Electric Wheelchair | Electric Wheelchair
COMFORT ORTHOPEDIC CO. LTD. | تايوان | Taiwan | ME0000008557SFDAA00008 | Comfort Manual Wheelchair | Manual Wheelchair | Manual Wheelchair
COMFORT ORTHOPEDIC CO. LTD. | تايوان | Taiwan | ME0000008557SFDAA00010 | COMFORT Standing Wheelchair | Standing Wheelchair | Standing Wheelchair
Conwell Medical Co., Ltd. | تايوان | Taiwan | ME0000006461SFDAA00001 | KNEE STABILIZER WITH SILICONE PAD | Soft Orthopedic products | Soft Orthopedic products | مثبت الركبة
Conwell Medical Co., Ltd. | تايوان | Taiwan | ME0000006461SFDAA00002 | Cervical collar | Soft Orthopedic products | Soft Orthopedic products | داعم الرقبة
Conwell Medical Co., Ltd. | تايوان | Taiwan | ME0000006461SFDAA00003 | NANO-CARBON ANKLE SUPPORT | Soft Orthopedic products | Soft Orthopedic products | دعامة الكاحل
Conwell Medical Co., Ltd. | تايوان | Taiwan | ME0000006461SFDAA00004 | NIGHT SPLINT | Soft Orthopedic products | Soft Orthopedic products | جبیرة لیلیة
Conwell Medical Co., Ltd. | تايوان | Taiwan | ME0000006461SFDAA00005 | ANKLE STRAP | Soft Orthopedic products | Soft Orthopedic products | حزام الكاحل
Conwell Medical Co., Ltd. | تايوان | Taiwan | ME0000006461SFDAA00007 | AIR WALKING BOOT (standard) | Soft Orthopedic products | Body Brace | الحذاء الهوائي للمشي
Conwell Medical Co., Ltd. | تايوان | Taiwan | ME0000006461SFDAA00008 | SILICONE HEEL CUP | Soft Orthopedic products | Soft Orthopedic products | كعب السيليكون العلاجى
Conwell Medical Co., Ltd. | تايوان | Taiwan | ME0000006461SFDAA00009 | SILICONE INSOLE | Soft Orthopedic products | Soft Orthopedic products | نعل السلیكون
Conwell Medical Co., Ltd. | تايوان | Taiwan | ME0000006461SFDAA00010 | Wrist splint with strap | Soft Orthopedic products | Soft Orthopedic products | جبیرة الرسغ مع الحزام
Conwell Medical Co., Ltd. | تايوان | Taiwan | ME0000006461SFDAA00011 | Cervical collar with plastic | Soft Orthopedic products | Soft Orthopedic products | داعم الرقبة مع البلاستيك
Conwell Medical Co., Ltd. | تايوان | Taiwan | ME0000006461SFDAA00012 | Clavicle brace | Soft Orthopedic products | Soft Orthopedic products | مشد الكتف
Conwell Medical Co., Ltd. | تايوان | Taiwan | ME0000006461SFDAA00013 | Deluxe shoulder immobiliser | Soft Orthopedic products | Soft Orthopedic products | مثبت الكتف الفاخر
Conwell Medical Co., Ltd. | تايوان | Taiwan | ME0000006461SFDAA00014 | Super elastic wrist wrap | Soft Orthopedic products | Soft Orthopedic products | داعم رسغ الید
Conwell Medical Co., Ltd. | تايوان | Taiwan | ME0000006461SFDAA00015 | NANO-CARBON KNEE SUPPORT | Soft Orthopedic products | Soft Orthopedic products | دعامة الركبة
Conwell Medical Co., Ltd. | تايوان | Taiwan | ME0000006461SFDAA00016 | KNEE SUPPORT | Soft Orthopedic products | Soft Orthopedic products | دعامة الركبة
Conwell Medical Co., Ltd. | تايوان | Taiwan | ME0000006461SFDAA00017 | KNEE STABILIZER | Soft Orthopedic products | Soft Orthopedic products | مثبت الركبة
Conwell Medical Co., Ltd. | تايوان | Taiwan | ME0000006461SFDAA00018 | LENGTH ADJUSTABLE ROM KNEE BRACE | Soft Orthopedic products | Soft Orthopedic products | مثبت للركبة مع تحكم بالحركة والطول
Conwell Medical Co., Ltd. | تايوان | Taiwan | ME0000006461SFDAA00019 | Soft back support 8" | Soft Orthopedic products | Soft Orthopedic products | حزام لتثبيت الفقرات القطنية
Conwell Medical Co., Ltd. | تايوان | Taiwan | ME0000006461SFDAA00020 | Sacro lumbar support | Soft Orthopedic products | Soft Orthopedic products | حزام لتثبيت الفقرات القطنية
Conwell Medical Co., Ltd. | تايوان | Taiwan | ME0000006461SFDAA00021 | Super sacro lumbar support with back pad 12" | Soft Orthopedic products | Soft Orthopedic products | مشد تثبیت الفقرات مع بطانة الظهر
Conwell Medical Co., Ltd. | تايوان | Taiwan | ME0000006461SFDAA00022 | Abdominal Binder 9" | Soft Orthopedic products | Soft Orthopedic products | حزام البطن
Conwell Medical Co., Ltd. | تايوان | Taiwan | ME0000006461SFDAA00023 | Super elastic Knee support | Soft Orthopedic products | Soft Orthopedic products | دعامة الركبة
Conwell Medical Co., Ltd. | تايوان | Taiwan | ME0000006461SFDAA00024 | super elastic Knee support with patella opening | Soft Orthopedic products | Soft Orthopedic products | دعامة الركبة
Conwell Medical Co., Ltd. | تايوان | Taiwan | ME0000006461SFDAA00025 | Wrist splint | Soft Orthopedic products | Soft Orthopedic products | جبیرة الرسغ
Conwell Medical Co., Ltd. | تايوان | Taiwan | ME0000006461SFDAA00026 | Cock-up wrist splint 10" | Soft Orthopedic products | Soft Orthopedic products | جبیرة تثبیت الرسغ 10 بوصة
Conwell Medical Co., Ltd. | تايوان | Taiwan | ME0000006461SFDAA00027 | Finger splint | Soft Orthopedic products | Soft Orthopedic products | جبیرة الإصبع
Conwell Medical Co., Ltd. | تايوان | Taiwan | ME0000006461SFDAA00028 | Plastic Wrist Splint | Soft Orthopedic products | Soft Orthopedic products | جبیرة الرسغ البلاستیكیة
Conwell Medical Co., Ltd. | تايوان | Taiwan | ME0000006461SFDAA00029 | NANO-CARBON ELBOW SUPPORT | Soft Orthopedic products | Soft Orthopedic products | داعم المرفق
Conwell Medical Co., Ltd. | تايوان | Taiwan | ME0000006461SFDAA00030 | WRIST SUPPORT | Soft Orthopedic products | Soft Orthopedic products | داعم رسغ الید
Conwell Medical Co., Ltd. | تايوان | Taiwan | ME0000006461SFDAA00031 | TENNIS ELBOW STRAP | Soft Orthopedic products | Soft Orthopedic products | داعم المرفق
Conwell Medical Co., Ltd. | تايوان | Taiwan | ME0000006461SFDAA00033 | spinal brace with back pad | Soft Orthopedic products | Soft Orthopedic products | مشد تثبیت الفقرات مع بطانة الظهر
Conwell Medical Co., Ltd. | تايوان | Taiwan | ME0000006461SFDAA00034 | ROM KNEE BRACE 19" | Soft Orthopedic products | Soft Orthopedic products | مشد الركبة مع آلیة التحكم بالحركة
Conwell Medical Co., Ltd. | تايوان | Taiwan | ME0000006461SFDAA00035 | 3-panel knee immobilizer 20" | Soft Orthopedic products | Soft Orthopedic products | مثبت الركبة ثلاثي الألواح
Conwell Medical Co., Ltd. | تايوان | Taiwan | ME0000006461SFDAA00037 | ankle support | Soft Orthopedic products | Soft Orthopedic products | دعامة الكاحل
Power Well Healthcare Technology Co Ltd | تايوان | Taiwan | ME0000009196SFDAA00001 | Plaster Cast Shoe | Plaster Shoe | Plaster Cast Shoe | مناسب لدعم لجبائر القدم والكاحل
Power Well Healthcare Technology Co Ltd | تايوان | Taiwan | ME0000009196SFDAA00002 | Airprene Wrist support | Wrist support | Airprene Wrist support | الهدف من الاستخدام تقديم الدعم لحركة المعصم
Power Well Healthcare Technology Co Ltd | تايوان | Taiwan | ME0000009196SFDAA00003 | Contoured Cervical Collar Soft | Contoured Cervical Collar Soft | Contoured Cervical Collar Soft | الهدف من الاستخدام تقديم دعم خفيف لعضلات الرقبة
Power Well Healthcare Technology Co Ltd | تايوان | Taiwan | ME0000009196SFDAA00004 | Rigid Cervical collar w Chin | Rigid Cervical collar w Chin | Rigid Cervical Collar W Chin | الهدف من الاستخدام تقديم الدعم وتخفيف الام الرقبة
Power Well Healthcare Technology Co Ltd | تايوان | Taiwan | ME0000009196SFDAA00005 | Elastic Palm Support | Elastic Palm Support | Elastic Palm Support | الهدف من الاستخدام تقديم الدعم للمعصم
Power Well Healthcare Technology Co Ltd | تايوان | Taiwan | ME0000009196SFDAA00006 | Elastic Knee support long | Elastic Knee support long | Elastic Knee Support Long | الهدف من الاستخدام تقديم الدعم لحركة الركبة
Power Well Healthcare Technology Co Ltd | تايوان | Taiwan | ME0000009196SFDAA00008 | Medical Compression Stocking | Medical Compression Stocking | Medical compression stocking | الهدف من الاستخدام لدوالي الساقين
Power Well Healthcare Technology Co Ltd | تايوان | Taiwan | ME0000009196SFDAA00010 | Ankle Support | Ankle Support | Ankle Support | الهدف من الاستخدام تقديم الدعم لحركة الكاحل
Power Well Healthcare Technology Co Ltd | تايوان | Taiwan | ME0000009196SFDAA00011 | Basic Abdominal Binder | Basic Abdominal Binder | Abdominal Binder | الهدف من الاستخدام تقديم الدعم لعضلات البطن
Power Well Healthcare Technology Co Ltd | تايوان | Taiwan | ME0000009196SFDAA00012 | Athletic Suspensory w knit pouch | Athletic Suspensory w knit pouch | Athletic Suspensory w knit pouch | الهدف من الاستخدام تقديم الدعم للخصية عند الرياضة والحركة العامة
Power Well Healthcare Technology Co Ltd | تايوان | Taiwan | ME0000009196SFDAA00013 | Abdominal Binder with Magnets | Abdominal Binder with Magnets | Abdominal Binder with Magnets | الهدف من الاستخدام تقديم الدعم لعضلات البطن والظهر
Power Well Healthcare Technology Co Ltd | تايوان | Taiwan | ME0000009196SFDAA00014 | Arm Sling | Arm Sling | Arm Sling | الهدف من الاستخدام تقديم الدعم للذراع لتخفيف الم الإصابات
Power Well Healthcare Technology Co Ltd | تايوان | Taiwan | ME0000009196SFDAA00015 | Elbow Support | Elbow Support | Elbow Support | الهدف من الاستخدام تقديم الدعم لحركة الكوع
Power Well Healthcare Technology Co Ltd | تايوان | Taiwan | ME0000009196SFDAA00016 | Back Support 11 inches height | Back Support 11 inches height | Back Support 11 inches height | الهدف من الاستخدام تقديم الدعم للفقرات والظهر السفلي
Power Well Healthcare Technology Co Ltd | تايوان | Taiwan | ME0000009196SFDAA00017 | Umbilical Hernia | Umbilical Hernia | Umbilical Hernia | الهدف من الاستخدام تجنب حدوث الفتق السري
Air Kinetic Technologies Corp. | تايوان | Taiwan | ME0000006842SFDAA00001 | MATTRESS SYSTEMS ALTERNATING PRESSURE | AIR MATTRESS | to help and reduce the incidence of pressure ulcers optimizing patients comfort
Air Kinetic Technologies Corp. | تايوان | Taiwan | ME0000006842SFDAA00001 | MATTRESS SYSTEMS ALTERNATING PRESSURE | AIR MATTRESS | to help and reduce the incidence of pressure ulcers optimizing patients comfort
Chang Gung Medical Technology Co Ltd | تايوان | Taiwan | ME0000009998SFDAA00001 | Baby Cot | Baby Cot | Baby Cot | سرير اطفال حديث الولادة
Chang Gung Medical Technology Co Ltd | تايوان | Taiwan | ME0000009998SFDAA00004 | Mattress | Mattress | Mattress | مرتبة توضع على السرير
Chang Gung Medical Technology Co Ltd | تايوان | Taiwan | ME0000009998SFDAA00005 | Electric Hospital Bed | Electric Hospital Bed | Electric Hospital Bed | سرير كهربائي للمرضى ومحتاجي الرعاية الصحية بالمستشفى
Chien Ti Enterprise Co LTD | تايوان | Taiwan | ME0000010004SFDAA00001 | CTM power chair | Power Chair | Power Chair | كرسي كهربائي تايواني
SIGMA Medical Supplies Corp | تايوان | Taiwan | ME0000000080SFDAA00001 | Tyvek Sterilization Rolls | Tyvek Sterilization Rolls | Roll Packaging is intended for use as packing material for medical devices for low temperature sterilization
E-LIFE INTERNATIONAL CO., LTD | تايوان | Taiwan | ME0000010471SFDAA00008 | PAVLIK HARNESS | PAVLIK HARNESS | PAVLIK HARNESS | يستخدم لخلل التنسج النمائي
DHEF INC. | تايوان | Taiwan | ME0000011796SFDAA00013 | Dentamerica | Disposable Prophy Brush | Prophylaxis Polishing Brushes 411C
DHEF INC. | تايوان | Taiwan | ME0000011796SFDAA00015 | Dentamerica | Disposable Prophy Cup | Prophylaxis Polishing Cups 401
DHEF INC. | تايوان | Taiwan | ME0000011796SFDAA00017 | LITEX | Light dental polymerization activator | LITEX 680A LITEX 686 LITEX 695 Plus LITEX 696 LITEX 696 Turbo
DHEF INC. | تايوان | Taiwan | ME0000011796SFDAA00019 | Everbrite | Dental Stain Remover | Everbrite
Medifun Corporation | تايوان | Taiwan | ME0000011663SFDAA00002 | Benecheck Lancing device | Lancing device | Blood collecting device
Chien Ti Enterprise Co., Ltd. | تايوان | Taiwan | ME0000012313SFDAA00001 | CTM Mobility Scooter | Mobility Scooter | Mobility Scooter | جهاز حركي يعمل بالبطارية ، مصمم خصيصًا لتشغيله من قِبل شخص ذي إعاقة.
KAO CHEN ENTERPRISE CO. LTD. | تايوان | Taiwan | ME0000008579SFDAA00003 | HIP SPLINTS | HIP SPLINTS | HIP SPLINTS
KAO CHEN ENTERPRISE CO. LTD. | تايوان | Taiwan | ME0000008579SFDAA00002 | FRACTURE WALKER BRACES | FRACTURE WALKER BRACES | WALKER BRACES
Lily Medical Corporation | تايوان | Taiwan | ME0000001065SFDAA01588 | Lily | Lily Suction Bag | The bottle collects the west Liquid from a patient who is performing the surgical operation ,collocation use with suction liner bag
Monitex Industrial Co.,Ltd | تايوان | Taiwan | ME0000006399SFDAA00002 | MONITEX | Capsule Mixer | Capsule Mixer
Monitex Industrial Co.,Ltd | تايوان | Taiwan | ME0000006399SFDAA00001 | MONITEX | Whitening Unit | Whitening Unit
GREEN YOUNG INDUSTRIAL CO., LTD | تايوان | Taiwan | ME0000002305SFDAA00019 | Telescopic Wheelchair Ramp | Telescopic Wheelchair Ramp | Telescopic Wheelchair Ramp to help patients, disabled and old people in mobility & to ride up car/stairs | مساعدة المرضى والمعوقين وكبار السن في التنقل وركوب السيارة / صعود الدرج
GREEN YOUNG INDUSTRIAL CO., LTD | تايوان | Taiwan | ME0000002305SFDAA00016 | GRAB BAR | GRAB BAR | Grab Bar to be placed on walls in the bathroom or anywhere else to help senior and disabled people in standing up and balancing | تستخدم لمساعدة كبار السن والجرحى وذوي الاحتياجات الخاصة في التوازن والوقوف
Lily Medical Corporation | تايوان | Taiwan | ME0000001376SFDAA00002 | Suction collection Bottle | Lily Suction Bag Accessories (Non-Sterile) | The bottle collects the west Liquid from a patient who is performing the surgical operation ,collocation use with suction liner bag
Better Enterprise Co., Ltd. | تايوان | Taiwan | ME0000000430SFDAA00018 | IV Stand | IV Stand | device holders
R&R MEDICAL CORPORATION LTD. | تايوان | Taiwan | ME0000008105SFDAA00004 | Rexicare soft Cold/HOT GEL BAGS | Soft Cold/HOT GEL BAGS | Soft Cold/HOT GEL BAGS | كمادة جل ناعمة باردة / ساخنة
R&R MEDICAL CORPORATION LTD. | تايوان | Taiwan | ME0000008105SFDAA00004 | Rexicare soft Cold/HOT GEL BAGS | Soft Cold/HOT GEL BAGS | Soft Cold/HOT GEL BAGS | كمادة جل ناعمة باردة / ساخنة
R&R MEDICAL CORPORATION LTD. | تايوان | Taiwan | ME0000008105SFDAA00011 | Dura Super Cool Instant Ice Pack | Instant Ice Compress | Instant Ice Compress | كيس ضمادة ثلجي
R&R MEDICAL CORPORATION LTD. | تايوان | Taiwan | ME0000008105SFDAA00007 | R&R cooling Patch | Cooling patch | Water based cooling patch | لصقة تبريد مائية
I-Ming Sanitary Materials Co., Ltd. | تايوان | Taiwan | ME0000014226SFDAA00003 | Movera Sport | Medical Support | Different products for body support and protection | منتجات متنوعة لدعم الجسم وحمايته مثل دعامة ضاغطة للمرفق أو جبيرة المعصم
R&R MEDICAL CORPORATION LTD. | تايوان | Taiwan | ME0000008105SFDAA00003 | Rexicare ICE/HOT BAGS | ICE/HOT BAGS | ICE/HOT BAGS | أكياس الثلج / الساخنة
Machan International Co., Ltd. | تايوان | Taiwan | ME0000005453SFDAA00003 | BAILIDA Medical Cart | Medical Cart | A medical cart or trolley is a wheeled cabinet with drawers and trays that is used in various medical, surgical, and therapeutic modalities. These are used widely used across hospitals and clinical settings to keep drugs, tools, equipment, and medical devices for the specified treatment.
KAO CHEN ENTERPRISE CO. LTD. | تايوان | Taiwan | ME0000008579SFDAA00004 | SCROTAL SUPPORT | SCROTAL SUPPORT | SCROTAL SUPPORT
R&R MEDICAL CORPORATION LTD. | تايوان | Taiwan | ME0000008105SFDAA00005 | R&R Physical Douch | Physical Douch | Physical Vaginal Douch | دوش مهبلي
R&R MEDICAL CORPORATION LTD. | تايوان | Taiwan | ME0000008105SFDAA00010 | R&R Nipple Sheild | Nipple Sheild | Nipple Sheild | غطاء للثدي
R&R MEDICAL CORPORATION LTD. | تايوان | Taiwan | ME0000008105SFDAA00009 | Laitest SITZ BATH TUB | Seat bath tub | Seat bath tub | مقعد حوض الاستحمام
R&R MEDICAL CORPORATION LTD. | تايوان | Taiwan | ME0000008105SFDAA00006 | Flexi Feet | Silicone Insoles | Silicone Insoles | نعل حذاء سيليكون
R&R MEDICAL CORPORATION LTD. | تايوان | Taiwan | ME0000008105SFDAA00008 | Male Urinal | Male Urinal | A vessel for receiving urine | وعاء لاستقبال البول
I-Ming Sanitary Materials Co., Ltd. | تايوان | Taiwan | ME0000014226SFDAA00008 | Movera | Medical Support | Back support | دعامة الظهر
I-Ming Sanitary Materials Co., Ltd. | تايوان | Taiwan | ME0000014226SFDAA00007 | Movera | Medical Support | Arm Sling | حمالة ذراع
I-Ming Sanitary Materials Co., Ltd. | تايوان | Taiwan | ME0000014226SFDAA00009 | Movera | Medical Support | Bandage Suspensory | حامل خصية رياضي
I-Ming Sanitary Materials Co., Ltd. | تايوان | Taiwan | ME0000014226SFDAA00006 | Movera | Medical Support | Different products for body support and protection. | منتجات متنوعة لدعم الجسم وحمايته مثل دعامة للكاحل
I-Ming Sanitary Materials Co., Ltd. | تايوان | Taiwan | ME0000014226SFDAA00004 | Movera | Medical Support | Different products for body support and protection | منتجات متنوعة لدعم الجسم وحمايته مثل دعامة مطاطية للبطن
I-Ming Sanitary Materials Co., Ltd. | تايوان | Taiwan | ME0000014226SFDAA00014 | Movera | Medical Support | Knee support | دعامة الركبة
I-Ming Sanitary Materials Co., Ltd. | تايوان | Taiwan | ME0000014226SFDAA00026 | Movera | Medical Support | X-Back Knee Brace | دعامة خلف الركبة
I-Ming Sanitary Materials Co., Ltd. | تايوان | Taiwan | ME0000014226SFDAA00021 | Movera | Medical Support | Thigh Brace Elastic | دعامة مطاطية للفخذ
I-Ming Sanitary Materials Co., Ltd. | تايوان | Taiwan | ME0000014226SFDAA00016 | Movera | Medical Support | Palm brace
I-Ming Sanitary Materials Co., Ltd. | تايوان | Taiwan | ME0000014226SFDAA00025 | Movera | Medical Support | Wrist Wrap | رباط للمعصم
I-Ming Sanitary Materials Co., Ltd. | تايوان | Taiwan | ME0000014226SFDAA00019 | Movera | Medical Support | Silicon Toe Retractor | فاصل لأصابع القدم
I-Ming Sanitary Materials Co., Ltd. | تايوان | Taiwan | ME0000014226SFDAA00012 | Movera | Medical Support | Hallux valgus night splint | جبيرة مسائية لعظمة إبهام القدم
I-Ming Sanitary Materials Co., Ltd. | تايوان | Taiwan | ME0000014226SFDAA00018 | Movera | Medical Support | Elastic shoulder support | دعامة مطاطية للكتف
I-Ming Sanitary Materials Co., Ltd. | تايوان | Taiwan | ME0000014226SFDAA00023 | Movera | Medical Support | Wrist Thumb Support | دعامة الرسغ والإبهام
I-Ming Sanitary Materials Co., Ltd. | تايوان | Taiwan | ME0000014226SFDAA00013 | Movera | Medical Support | Hernia Belt with soft Pads | حزام الفتق
I-Ming Sanitary Materials Co., Ltd. | تايوان | Taiwan | ME0000014226SFDAA00010 | Movera | Medical Support | Cervical Collar | طوق عنق لين
I-Ming Sanitary Materials Co., Ltd. | تايوان | Taiwan | ME0000014226SFDAA00017 | Movera | Medical Support | Polyethylene Finger Splint | جبيرة إصبع من البولي إيثيلين
I-Ming Sanitary Materials Co., Ltd. | تايوان | Taiwan | ME0000014226SFDAA00022 | Movera | Medical Support | Wrist Splint Brace | جبيرة لدعم المعصم
I-Ming Sanitary Materials Co., Ltd. | تايوان | Taiwan | ME0000014226SFDAA00024 | Movera | Medical Support | Wrist Thumb Brace | دعامة صلبة للمعصم والإبهام
I-Ming Sanitary Materials Co., Ltd. | تايوان | Taiwan | ME0000014226SFDAA00011 | Movera | Medical Support | Clavicle Brace | دعامة صلبة للترقوة
I-Ming Sanitary Materials Co., Ltd. | تايوان | Taiwan | ME0000014226SFDAA00020 | Movera | Medical Support | Silicone Hallux Valgus Protector | واقي إبهام القدم
I-Ming Sanitary Materials Co., Ltd. | تايوان | Taiwan | ME0000014226SFDAA00028 | Movera Ortho | Medical Support | Different products for body support and protection. | منتجات متنوعة لدعم الجسم وحمايته مثل دعامة للمرفق
I-Ming Sanitary Materials Co., Ltd. | تايوان | Taiwan | ME0000014226SFDAA00032 | Movera Ortho | Medical Support | Different products for body support and protection. | منتجات متنوعة لدعم الجسم وحمايته مثل مشد للقدم
I-Ming Sanitary Materials Co., Ltd. | تايوان | Taiwan | ME0000014226SFDAA00002 | Movera Ortho | Medical Support | Different products for body support and protection | منتجات متنوعة لدعم الجسم وحمايته مثل دعامة الظهر أو دعامة للركبة
I-Ming Sanitary Materials Co., Ltd. | تايوان | Taiwan | ME0000014226SFDAA00027 | Movera Ortho | Medical Support | Different products for body support and protection | منتجات متنوعة لدعم الجسم وحمايته مثل دعامة للفقرات القطنية
I-Ming Sanitary Materials Co., Ltd. | تايوان | Taiwan | ME0000014226SFDAA00031 | Movera Ortho | Medical Support | Different products for body support and protection. | منتجات متنوعة لدعم الجسم وحمايته مثل دعامة للكاحل
I-Ming Sanitary Materials Co., Ltd. | تايوان | Taiwan | ME0000014226SFDAA00030 | Movera Ortho | Medical Support | Different products for body support and protection. | منتجات متنوعة لدعم الجسم وحمايته مثل دعامة للركبة
I-Ming Sanitary Materials Co., Ltd. | تايوان | Taiwan | ME0000014226SFDAA00034 | Movera Ortho | Medical Support | Different products for body support and protection. | منتجات متنوعة لدعم الجسم وحمايته مثل دعامة للفقرات القطنية
I-Ming Sanitary Materials Co., Ltd. | تايوان | Taiwan | ME0000014226SFDAA00015 | Movera | Medical Support | Lumbar support | دعامة الفقرات القطنية
I-Ming Sanitary Materials Co., Ltd. | تايوان | Taiwan | ME0000014226SFDAA00029 | Movera Ortho | Medical Support | Different products for body support and protection. | منتجات متنوعة لدعم الجسم وحمايته مثل دعامة للمعصم
I-Ming Sanitary Materials Co., Ltd. | تايوان | Taiwan | ME0000014226SFDAA00033 | Movera Ortho | Medical Support | Different products for body support and protection. | منتجات متنوعة لدعم الجسم وحمايته مثل دعامة للركبة
WELT ER'S CO., LTD. | تايوان | Taiwan | ME0000020815SFDAA00001 | Flosstick | Dental floss picks | Dental floss picks | مناكيش اسنان
Hsiner CO.,Ltd. | تايوان | Taiwan | ME0000007421SFDAA00026 | Water Bag | Water Bag | Designed for using with ventilation circuit and equipment
Ta Lai sporting Goods Enterprises Co.LTD | تايوان | Taiwan | ME0000008102SFDAA00004 | JASPER HEALTHY AND BEAUTY SUPPORTERS | HEALTHY AND BEAUTY SUPPORTERS | Belt and corset for the back or abdomen | حزام ومشد للظهر أوالبطن
Shin I Medical MFG | تايوان | Taiwan | ME0000022392SFDAA00001 | Tuffy Wheelchairs | Wheelchairs Recliners | Wheelchairs Recliners
Ta Lai sporting Goods Enterprises Co.LTD | تايوان | Taiwan | ME0000008102SFDAA00005 | JASPER WRIST SPLINT W/STRAP | WRIST SPLINT | WRIST SPLINT W/STRAP | جبيرة للمعصم
Ta Lai sporting Goods Enterprises Co.LTD | تايوان | Taiwan | ME0000008102SFDAA00007 | JASPER ANKLE SUPPORT | ANKLE SUPPORT | ANKLE SUPPORT | مشد للكاحل
Ta Lai sporting Goods Enterprises Co.LTD | تايوان | Taiwan | ME0000008102SFDAA00008 | JASPER OPEN KNEE SUPPORTER | OPEN KNEE SUPPORTER | OPEN KNEE SUPPORTER | مشد للركبة
I Caremed Co., Ltd . | تايوان | Taiwan | ME0000011693SFDAA00018 | I CARE POST -OP ELBOW BRACE | I CARE POST -OP ELBOW BRACE | POST -OP ELBOW BRACE
I Caremed Co., Ltd . | تايوان | Taiwan | ME0000011693SFDAA00020 | I CARE STIRRUP ANKLE BRACE | I CARE STIRRUP ANKLE BRACE | JOINT , ANKLE EXTERNAL BRACE
I Caremed Co., Ltd . | تايوان | Taiwan | ME0000011693SFDAA00024 | I CARE COMPRESSION SHOULDER SUPPORT | I CARE COMPRESSION SHOULDER SUPPORT | SOULDER SUPPORT
Ta Lai sporting Goods Enterprises Co.LTD | تايوان | Taiwan | ME0000008102SFDAA00006 | JASPER THIGH STOCKING | THIGH STOCKING | THIGH STOCKING | مشد للفخذ
I Caremed Co., Ltd . | تايوان | Taiwan | ME0000011693SFDAA00025 | I CARE TRACHEOTOMY CERVICAL COLLAR | I CARE TRACHEOTOMY CERVICAL COLLAR | TRACHEOTOMY CERVICAL COLLAR
I Caremed Co., Ltd . | تايوان | Taiwan | ME0000011693SFDAA00022 | I CARE ELBOW STRAP WITH SILICONE PAD | I CARE ELBOW STRAP WITH SILICONE PAD | ELBOW BRACE SUPPORT ARM
Best Care Medical Co Ltd | تايوان | Taiwan | ME0000008999SFDAA00002 | Electric Patient Lift | Electric Patient Lift | Electric Patient Lift | رافعة المريض التايواني
POWER WELL HEALTHCARETECHNOLOGY CO., LTD. | تايوان | Taiwan | ME0000009492SFDAA00003 | Supporto Elastic Wrist Brace left Right | Supporto | It is ideal for Carpal Tunnel Syndrome and immobilization of the wrist | هذا المنتج مناسب لمتلازمة النفق الرسغي وصعوبة تحريك الرسغ
E-LIFE INTERNATIONAL CO., LTD | تايوان | Taiwan | ME0000010471SFDAA00053 | Elbow Immobilizer | Elbow Immobilizer | Elbow Immobilizer | مثبت للمرفق
Ta Lai sporting Goods Enterprises Co.LTD | تايوان | Taiwan | ME0000008102SFDAA00010 | JASPER Baby umbilical Truss | Baby umbilical Truss | Baby umbilical Truss | حزام لسرة الطفل
Ta Lai sporting Goods Enterprises Co.LTD | تايوان | Taiwan | ME0000008102SFDAA00014 | JASPER SOFT CERVICAL COLLAR | CERVICAL COLLAR | CERVICAL COLLAR | طوق للعنق
Ta Lai sporting Goods Enterprises Co.LTD | تايوان | Taiwan | ME0000008102SFDAA00012 | JASPER Knee supporter | Knee Supporter | Knee Supporter | داعم الركبة
Ta Lai sporting Goods Enterprises Co.LTD | تايوان | Taiwan | ME0000008102SFDAA00009 | Jasper Abdominal Binder | Abdominal Binder | Abdominal Binder | حزام شد البطن
Ta Lai sporting Goods Enterprises Co.LTD | تايوان | Taiwan | ME0000008102SFDAA00013 | JASPER POUCH ARM SLING | POUCH ARM SLING | Pouch Arm Sling | حمالة الذراع
I-Ming Sanitary Materials Co.Ltd | تايوان | Taiwan | ME0000005156SFDAA00001 | Movera Medical Compression Stockings | Medical Compression Stockings | Movera Medical compression stocking | جوارب موفيرا الطبية
Advantech Co. Ltd. | تايوان | Taiwan | ME0000003156SFDAA00006 | Advantech Mobile Intelligent System | Advantech Mobile Intelligent System | Amis-50 is an all-in-one computerized medical cart
Advantech Co. Ltd. | تايوان | Taiwan | ME0000003156SFDAA00006 | Advantech Mobile Intelligent System | Advantech Mobile Intelligent System | Amis-50 is an all-in-one computerized medical cart
Conwell Medical Co., Ltd. | تايوان | Taiwan | ME0000006461SFDAA00062 | THUMB WITH WRIST SPLINT | Soft Orthopedic products | Soft Orthopedic products | جبیرة الرسغ مع الإبهام
Conwell Medical Co., Ltd. | تايوان | Taiwan | ME0000006461SFDAA00063 | ANKLE BRACE WITH STRAP | Soft Orthopedic products | Soft Orthopedic products | مشد الكاحل مع الحزام
Conwell Medical Co., Ltd. | تايوان | Taiwan | ME0000006461SFDAA00064 | DELUXE PLASTIC CERVICAL COLLAR | Soft Orthopedic products | Soft Orthopedic products | طوق الرقبة البلاستیكي الفاخر
Chien Ti Enterprise Co., Ltd. | تايوان | Taiwan | ME0000000539SFDAA00015 | C.T.M | Mobility Scooter | C.T.M. Mobility Scooter. It is designed to provide you with transportation ability indoors and outdoors. | سى تى ام. سكوتر التنقل. إنه مصمم لتزويدك بقدرة النقل في الداخل والخارج
KunLy Industrial Co., Ltd | تايوان | Taiwan | ME0000007818SFDAA00003 | treatment table | Table | Treatment Table
Ta Lai sporting Goods Enterprises Co.LTD | تايوان | Taiwan | ME0000008102SFDAA00011 | JASPER Wrist supporter | Wrist supporter | Wrist supporter | داعم المعصم
Ta Lai sporting Goods Enterprises Co.LTD | تايوان | Taiwan | ME0000008102SFDAA00015 | JASPER Multi-Panels Clavicle Belt | Clavicle Belt | Clavicle belt | حزام الترقوة
Markstein Sichtec Medical | تايوان | Taiwan | ME0000005566SFDAA00007 | Video Laryngoscope | Video Laryngoscope | Video Laryngoscope
Comfort Orthopedic Co,LTD | تايوان | Taiwan | ME0000001701SFDAA00003 | COMFORT Manual Wheelchair | COMFORT Manual Wheelchair | Manual Wheelchair
Comfort Orthopedic Co,LTD | تايوان | Taiwan | ME0000001701SFDAA00002 | COMFORT Electric Wheelchair | COMFORT Electric Wheelchair | Electric Wheelchair
Comfort Orthopedic Co,LTD | تايوان | Taiwan | ME0000001701SFDAA00002 | COMFORT Electric Wheelchair | COMFORT Electric Wheelchair | Electric Wheelchair
ZMI Electronics Ltd | تايوان | Taiwan | ME0000005267SFDAA00005 | Cellulose Sponge | Cellulose Sponge | Cellulose Sponge
ZMI Electronics Ltd | تايوان | Taiwan | ME0000005268SFDAA00001 | Future Cure Self-adhesive Electrodes | Future Cure Self-adhesive Electrodes | Future Cure Self-adhesive Electrodes
Medimaging Integrated Solution Inc.as trading as Medimaging Integrated Solution Inc.(Dongguan) | تايوان | Taiwan | ME0000006222SFDAA00001 | Horus Scope | Digital camera for ENT, Dermatology and general practice | Digital camera for ENT, Dermatology and general practice
Medimaging Integrated Solution Inc.as trading as Medimaging Integrated Solution Inc.(Dongguan) | تايوان | Taiwan | ME0000006220SFDAA00003 | Horus Scope | Digital camera for ENT, Dermatology and general practice | Digital camera for ENT, Dermatology and general practice
Medimaging Integrated Solution Inc.as trading as Medimaging Integrated Solution Inc.(Dongguan) | تايوان | Taiwan | ME0000006224SFDAA00002 | Horus Scope | Digital camera for ENT, Dermatology and general practice | Digital camera for ENT, Dermatology and general practice
Medimaging Integrated Solution Inc.as trading as Medimaging Integrated Solution Inc.(Dongguan) | تايوان | Taiwan | ME0000006217SFDAA00002 | Horus Scope | Digital camera for ENT, Dermatology and general practice | Digital camera for ENT, Dermatology and general practice
E-LIFE INTERNATIONAL CO., LTD | تايوان | Taiwan | ME0000010471SFDAA00054 | FREJKA SPLINT | FREJKA SPLINT | FREJKA SPLINT | خلل التنسج النمائي للورك
Great Yo Co, LTD | تايوان | Taiwan | ME0000002537SFDAA00005 | Real Shades Glasses (Assorted) | ريال شيدز نظارات أطفال (متنوعة المقاسات والألوان) | نظارات مرنة للأطفال والمراهقين للحماية من الضوء الأزرق الصادر من الشاشات الرقمية والتلفاز | نظارات مرنة تستخدم للحماية من الضوء الأزرق الصادر من الأجهزة اللوحية بأنواعها والجوال والتلفاز
Liang Linn Enterprise Co., Ltd. | تايوان | Taiwan | ME0000006835SFDAA00003 | Orex Orthodontic Wax | Orthodontic Wax | A wax product that helps prevent wires or brackets from irritating patient's mouth (in particular, your cheeks and gums) | يساعد منتج الشمع في منع الأسلاك أو التركيبات من تهييج الفم
EVERYWAY Medical Instruments Co., Ltd. | تايوان | Taiwan | ME0000008707SFDAA00005 | Lifecare Self - Adhesive Electrodes | Adhesive Electrodes | Adhesive Electrodes
Cenefom Corp. | تايوان | Taiwan | ME0000006758SFDAA00018 | Vision | Instrument Wipe | Instrument Wipe
Cenefom Corp. | تايوان | Taiwan | ME0000006758SFDAA00019 | Vision | Eye Drain & Wick | Fluid Collection Bag
Alan Brothers Industrial Co. Ltd. | تايوان | Taiwan | ME0000006077SFDAA00001 | Shadez Eyewear | Blue light glasses | Kids blue light glasses. | نظارات بدون وصفة طبية لتقليل تأثير الضوء الأزرق
LIANG LINN ENTERPRISE CO.,LTD | تايوان | Taiwan | ME0000006830SFDAA00001 | Dipping wax | DIPPING WAX | DENTAL wax for dental laboratory for dental cast
GREEN YOUNG INDUSTRIAL CO., LTD | تايوان | Taiwan | ME0000002305SFDAA00024 | Pedal Exerciser | Pedal Exerciser | help patient for strengthen weak legs and arms, improve heart and blood circuit , improve joint and remove pain of knee | يستخدم للمساعدة في تقوية أرجل المريض وذراعيه ، وتحسين لياقة القلب وتدفق الدم والدورة الدموية ، وتحسين صحة المفاصل لمن يعانون من آلام الركبة والتهاب المفاصل في الركبة والقدم
LIANG LINN ENTERPRISE CO.,LTD | تايوان | Taiwan | ME0000006830SFDAA00002 | Light-curing individual tray | Light-curing individual tray | wax for Fabrication of custom impression trays for dental laboratory
LIANG LINN ENTERPRISE CO.,LTD | تايوان | Taiwan | ME0000006830SFDAA00004 | modelling wax | MODELLING WAX | DENTAL WAX FOR DENTAL LAB FOR DENTAAL CAST
GREEN YOUNG INDUSTRIAL CO., LTD | تايوان | Taiwan | ME0000002305SFDAA00022 | Smart Airfoam Cushion | Smart Cushion | Air Cushion help a patient to stability during period of sitting on the chair, reduce pressure points and bedsores and ulcers | تهدف إلى توفير استقرار وثبات للمريض مع دوران جيد للهواء خلال فترة الجلوس على الكرسي ، ويوصى بها بشدة لتقليل نقاط الضغط وتقليل احتمالات التقرحات أو التسلخات للمرضي
LIANG LINN ENTERPRISE CO.,LTD | تايوان | Taiwan | ME0000006830SFDAA00006 | UTLITY WAX | UTLITY WAX | DENTAL WAX FOR DENTAL LAB FOR DENTAL CAST
LIANG LINN ENTERPRISE CO.,LTD | تايوان | Taiwan | ME0000006830SFDAA00003 | INLAY WAX | INLAY WAX | DENTAL WAX FOR DENTAL LAB FOR DENTAL CAST
LIANG LINN ENTERPRISE CO.,LTD | تايوان | Taiwan | ME0000006830SFDAA00005 | PARAFFIN WAX | PARAFFIN WAX | DENTAL WAX FOR DENTAL LAB FOR DENTAL CAST
PINTOLI ENTERPRISES Co Ltd | تايوان | Taiwan | ME0000007778SFDAA00002 | TREC | TREC COMPRESSION STOCKINGS | MEDICAL COMPRESSION STOCKINGS : are one kind of supportive socks. In order to achieve supplementary effects, to correct and qualified medical anti deep vein gradual decrement compression stockings. The compression decreases from ankle to upwards with mmHg as its unit. | الجوارب الطبية الضاغطة هي نوع من الجوارب الداعمة للقدمين والأرجل , تعطي الجوارب الطبية تأثيرا فعالا لعلاج انتفاخ القدمين وتجمع السوائل وعلاج الدوالي
PINTOLI ENTERPRISES Co Ltd | تايوان | Taiwan | ME0000007856SFDAA00002 | Trec Diabetic Socks | Diabetic Socks | This product is a medical socks for the diabetic foot , made from special materials for diabetic foot care | جوارب مصنوعة من مواد خاصة لرعاية أقدام مرضى السكري ، تقلل إصابة القدم وتقلل من احتكاكها ، تنشط الدورة الدموية ، تساعد للحفاظ على القدم جافة وتقلل من الروائح الكريهة
PINTOLI ENTERPRISES Co Ltd | تايوان | Taiwan | ME0000007856SFDAA00002 | Trec Diabetic Socks | Diabetic Socks | This product is a medical socks for the diabetic foot , made from special materials for diabetic foot care | جوارب مصنوعة من مواد خاصة لرعاية أقدام مرضى السكري ، تقلل إصابة القدم وتقلل من احتكاكها ، تنشط الدورة الدموية ، تساعد للحفاظ على القدم جافة وتقلل من الروائح الكريهة
Comfort Orthopedic Co,LTD | تايوان | Taiwan | ME0000001701SFDAA00004 | Comfort Rollator | Comfort Rollator | Rollator for walking training | جهاز لتعليم المشي
Medimaging Integrated Solution Inc.as trading as Medimaging Integrated Solution Inc.(Dongguan) | تايوان | Taiwan | ME0000006222SFDAA00002 | Horus Scope | Digital camera for ENT, Dermatology and general practice | Digital camera for ENT, Dermatology and general practice
E-Life International Co., Ltd. | تايوان | Taiwan | ME0000000622SFDAA00006 | FULL LENGTH INSOLE WITH FABRIC | FULL LENGTH INSOLE WITH FABRIC | FULL LENGTH INSOLE WITH FABRIC | نعل داخلي من السيليكون كامل الطول
Cenefom Corp. | تايوان | Taiwan | ME0000006758SFDAA00020 | Vision | PVA Eye Spear | Medical Sponge
Besmed Health Business Corp. | تايوان | Taiwan | ME0000020637SFDAA00011 | Nasal Cannula | Nasal Cannula | Single use Nasal Cannula
MEDICAL MASTER | تايوان | Taiwan | ME0000006852SFDAA00028 | Kick bucke | Kick bucke | To process trash in hospital/ clinic
Medimaging Integrated Solution Inc.as trading as Medimaging Integrated Solution Inc.(Dongguan) | تايوان | Taiwan | ME0000006224SFDAA00003 | Horus Scope | Digital camera for ENT, Dermatology and general practice | Digital camera for ENT, Dermatology and general practice
MEDICAL MASTER | تايوان | Taiwan | ME0000006852SFDAA00031 | Cabinet | Cabinet | To store medical equipment and instrument in hospital/ clinic.
Besmed Health Business Corp. | تايوان | Taiwan | ME0000020637SFDAA00013 | SIPAP Prongs-neonate | SIPAP Prongs-neonate | single use SIPAP Prongs-neonate
MEDICAL MASTER | تايوان | Taiwan | ME0000006852SFDAA00030 | Bowl Stand | Bowl Stand | To transport instrument/ equipment and process trash in hospital/ clinic
farlin aindustrial | تايوان | Taiwan | ME0000002108SFDAA00009 | Farlin | BREAST PUMP | BREAST PUMP
Besmed Health Business Corp. | تايوان | Taiwan | ME0000020637SFDAA00012 | NCPAP Masks-neonate | NCPAP Masks-neonate | Single-use NCPAP Masks-neonate
Comfort Plus Corporation | تايوان | Taiwan | ME0000002445SFDAA00002 | Compression Stockings Eunice Med | Compression Stockings Eunice Med | Compression Stockings Eunice Med
FU SHUN HSING TECHNOLOGY CO., LTD | تايوان | Taiwan | ME0000002005SFDAA00002 | Cogent | Trauma Stretcher Cart | It is intended to efficiently transport patients and do x-ray examination flexibly without moving patients
Besmed Health Business Corp. | تايوان | Taiwan | ME0000020637SFDAA00016 | Breathing Circuit, Ø15mm, 1.8m, Parallel Elbow | Breathing Circuit | Breathing Circuit
Besmed Health Business Corp. | تايوان | Taiwan | ME0000020637SFDAA00021 | iNFLOW™ Generator | iNFLOW™ Generator | iNFLOW™ Generator
Besmed Health Business Corp. | تايوان | Taiwan | ME0000020637SFDAA00025 | Test Lung, 50ml | TEST LUNG BABY | TEST LUNG BABY
Besmed Health Business Corp. | تايوان | Taiwan | ME0000020637SFDAA00015 | Bonnet | Bonnet | Bonnet
LIANG LINN ENTERPRISE CO.,LTD | تايوان | Taiwan | ME0000006830SFDAA00007 | Boxing wax | boxing wax | DENTAL wax for dental laboratory for dental cast
Besmed Health Business Corp. | تايوان | Taiwan | ME0000020637SFDAA00017 | Breathing Circuit,Single Heated Wire Ø10mm, Humidification Chamber, Neonate | Breathing Circuit | Breathing Circuit
Besmed Health Business Corp. | تايوان | Taiwan | ME0000020637SFDAA00022 | iNFLOW™ Generator, Single Heated Circuit | iNFLOW™ Generator | iNFLOW™ Generator
LIANG LINN ENTERPRISE CO.,LTD | تايوان | Taiwan | ME0000006830SFDAA00008 | RETENTION WAX | RETENTION WAX | DENTAL wax for dental laboratory for dental cast
KAO CHEN ENTERPRISE CO | تايوان | Taiwan | ME0000003110SFDAA00024 | Rib Brace | Rib Brace | An Aluminium made brace
Everyway Medical instruments Co. Ltd. | تايوان | Taiwan | ME0000007797SFDAA00012 | EVERYWAY POWERED TABLE | Treatment Table | Treatment Table | طاولة للعلاج الطبيعي
Fortune Medical Instrument Corp | تايوان | Taiwan | ME0000006805SFDAA00007 | Rystora Silicone Scar Sheet | Silicone Scar Sheet | Silicone gel sheeting is a clinically proven, safe, effective and reusable treatment for scars. It is the most accepted treatment for old and new hypertrophic scars1 .Rystora® Scar Sheet is a self-adhesive silicone gel sheet with an approved patented micro-pore technology in Taiwan,Europe and Canada, and pending in various other countries .It is intended for use in the management and reduction of hypertrophic and keloid scars as well as on new scars. Rystora® Scar Sheet enhances skin rejuvenation following recent surgery, scalds, burns or minor skin injuries,as well as effectively reducing the size, hardness,itchiness and discoloration of old scars.
Fortune Medical Instrument Corp | تايوان | Taiwan | ME0000006805SFDAA00008 | Rystora Silicone Scar Gel | Silicone Scar Gel | Rystora® Scar Gel is a safe, effective treatment for scars and keloids at the joint and other flat skin. Rystora® Scar Gel enhances skin rejuvenation following recent surgery, scalds, burns or minor skin injuries, as well as effectively reduces the size, hardness, itchiness and discoloration of scars. Scar healing principle: Rystora® Scar Gel can easily be applied over the scar as a thin film, no sticky, self-dry and no allergic reaction to the skin, which keeps moisture on the skin surrounding the scars a protective film, reduces the formation of collagen, makes skin softer and restores scar more quickly.
Comfort Orthopedic Co,LTD | تايوان | Taiwan | ME0000001701SFDAA00007 | COMFORT Electric Wheelchair | COMFORT Electric Wheelchair | Electric Wheelchair
Comfort Orthopedic Co,LTD | تايوان | Taiwan | ME0000001701SFDAA00008 | COMFORT Electric Wheelchair | COMFORT Electric Wheelchair | Electric Wheelchair
Liang Linn Enterprise Co., Ltd. | تايوان | Taiwan | ME0000006835SFDAA00004 | SIVUCH Dental Wax | SIVUCH Dental Wax | Dental wax for dental laboratory for dental cast
Chang Gung Medical Technology Co Ltd | تايوان | Taiwan | ME0000009998SFDAA00010 | Baby Cot | Baby Cot | Intended to be used as a mobile bed for babies | سرير اطفال حديث الولادة
Conwell Medical Co., Ltd. | تايوان | Taiwan | ME0000004349SFDAA00001 | ROM AIR SHIELD WALKER (STANDARD) | Body Brace | Body Brace | دعامة الجسم
Conwell Medical Co., Ltd. | تايوان | Taiwan | ME0000004350SFDAA00003 | Hyperextension Spine Brace (regular length) | Body Brace | Body Brace | دعامة الجسم
Liang Linn Enterprise Co., Ltd. | تايوان | Taiwan | ME0000006835SFDAA00005 | SIVUCH Articulators-Ni-Cr | SIVUCH Articulators-Ni-Cr | Welding Flux Alloy
Unimax Medical Systems Inc. | تايوان | Taiwan | ME0000004316SFDAA00002 | Reusable Clip Applier | Surelock endoscopic reusable clip applier | Unimax SurelockTM endoscopic reusable clip applier is designed and intended for use as delivery device for Surelock™ Polymer clips. It is a reusable instrument that manually loads and delivers specified size clip at a time. The appliers are not designed for compatibility with other types of ligating clip.
Conwell Medical Co., Ltd. | تايوان | Taiwan | ME0000006461SFDAA00070 | ANKLE WALKER 17" | Soft Orthopedic products | Soft Orthopedic products | ووكر الكاحل بوصة
Conwell Medical Co., Ltd. | تايوان | Taiwan | ME0000006461SFDAA00099 | WRIST WRAP | Soft Orthopedic products | Soft Orthopedic products | رابط معصم
Conwell Medical Co., Ltd. | تايوان | Taiwan | ME0000006461SFDAA00095 | SUPER ELASTIC KNEE BRACE | Soft Orthopedic products | Soft Orthopedic products | الركبة دعامة
Conwell Medical Co., Ltd. | تايوان | Taiwan | ME0000006461SFDAA00091 | ROM KNEE BRACE 22" | Soft Orthopedic products | Soft Orthopedic products | مشد الركبة مع آلیة التحكم بالحركة
Conwell Medical Co., Ltd. | تايوان | Taiwan | ME0000006461SFDAA00087 | ROM HINGED KNEE BRACE 13" | Soft Orthopedic products | Soft Orthopedic products | بوصة 13 بالحركة تحكم عم للركبة معلق
Conwell Medical Co., Ltd. | تايوان | Taiwan | ME0000006461SFDAA00083 | MESH ARM SLING | Soft Orthopedic products | Soft Orthopedic products | الشبكي الذراع حامل
Conwell Medical Co., Ltd. | تايوان | Taiwan | ME0000006461SFDAA00075 | DEFENDER MESH OA KNEE BRACE | Soft Orthopedic products | Soft Orthopedic products | مشد الركبة الواقي لعلاج التھاب المفاصل
Conwell Medical Co., Ltd. | تايوان | Taiwan | ME0000006461SFDAA00079 | DELUXE SACRO LUMBAR SUPPORT | Soft Orthopedic products | Soft Orthopedic products | ساند ظھر حزام
Conwell Medical Co., Ltd. | تايوان | Taiwan | ME0000006461SFDAA00097 | THUMB WRIST SUPPORT | Soft Orthopedic products | Soft Orthopedic products | داعم للمعصم والإبھام
Conwell Medical Co., Ltd. | تايوان | Taiwan | ME0000006461SFDAA00072 | CROSS BACK KNEE BRACE | Soft Orthopedic products | Soft Orthopedic products | حزام ركبة من الخلف
Conwell Medical Co., Ltd. | تايوان | Taiwan | ME0000006461SFDAA00067 | AIR ANKLE STIRRUP BRACE 10" | Soft Orthopedic products | Soft Orthopedic products | داعم كاحل هوائي
Conwell Medical Co., Ltd. | تايوان | Taiwan | ME0000004439SFDAA00008 | Hyperextension spine brace (short length) | Body Brace | Body Brace | دعامة الجسم
Conwell Medical Co., Ltd. | تايوان | Taiwan | ME0000006461SFDAA00097 | THUMB WRIST SUPPORT | Soft Orthopedic products | Soft Orthopedic products | داعم للمعصم والإبھام
Conwell Medical Co., Ltd. | تايوان | Taiwan | ME0000006461SFDAA00077 | DEFENDER MESH ROM KNEE BRACE | Soft Orthopedic products | Soft Orthopedic products | بالحركة تحكم عم للر كبة مثبت
Conwell Medical Co., Ltd. | تايوان | Taiwan | ME0000006461SFDAA00089 | ROM AIR SHIELD WALKER (SHORT) | Soft Orthopedic products | Soft Orthopedic products | بالحركة التحكم نظام عم حفصم ھوائي ووكر
Conwell Medical Co., Ltd. | تايوان | Taiwan | ME0000006461SFDAA00081 | DUAL PAD ELBOW STRAP | Soft Orthopedic products | Soft Orthopedic products | حزام المرفق بالبطانة المزدوجة
Conwell Medical Co., Ltd. | تايوان | Taiwan | ME0000006461SFDAA00085 | MESH HINGED KNEE BRACE | Soft Orthopedic products | Soft Orthopedic products | المفصلیة الركبة دعامة
Conwell Medical Co., Ltd. | تايوان | Taiwan | ME0000006461SFDAA00067 | AIR ANKLE STIRRUP BRACE 10" | Soft Orthopedic products | Soft Orthopedic products | داعم كاحل هوائي
Conwell Medical Co., Ltd. | تايوان | Taiwan | ME0000006461SFDAA00096 | SUPER ELASTIC KNEE STABILIZER | Soft Orthopedic products | Soft Orthopedic products | الركبة دعامة
Conwell Medical Co., Ltd. | تايوان | Taiwan | ME0000006461SFDAA00100 | ANKLE FOOT ORTHOSIS | Soft Orthopedic products | Soft Orthopedic products | مقوام الكاحل والقدم
Conwell Medical Co., Ltd. | تايوان | Taiwan | ME0000006461SFDAA00092 | SHOULDER IMMOBILIZER | Soft Orthopedic products | Soft Orthopedic products | مثبت الكتف
Conwell Medical Co., Ltd. | تايوان | Taiwan | ME0000006461SFDAA00080 | DELUXE WRIST SPLINT 9" | Soft Orthopedic products | Soft Orthopedic products | جبیرة الرسغ الفاخرة 9 بوصة
Conwell Medical Co., Ltd. | تايوان | Taiwan | ME0000006461SFDAA00088 | ROM HINGED KNEE STABILIZER 13" | Soft Orthopedic products | Soft Orthopedic products | بوصة 13 بالحركة تحكم عم للركبة معلق
Conwell Medical Co., Ltd. | تايوان | Taiwan | ME0000006461SFDAA00076 | DELUXE ELASTIC WRIST WRAP | Soft Orthopedic products | Soft Orthopedic products | حزام الرسغ المرن الفاخر
Conwell Medical Co., Ltd. | تايوان | Taiwan | ME0000006461SFDAA00071 | CERVICAL COLLAR WITH TRACHEA OPENING | Soft Orthopedic products | Soft Orthopedic products | طوق عنق الرحم مع فتح التراشيا
Conwell Medical Co., Ltd. | تايوان | Taiwan | ME0000006461SFDAA00084 | MESH BACK SUPPORT | Soft Orthopedic products | Soft Orthopedic products | دعامة الظھر الشبكیة
Conwell Medical Co., Ltd. | تايوان | Taiwan | ME0000006461SFDAA00093 | SHOULDER SUPPORT | Soft Orthopedic products | Soft Orthopedic products | داعم كتف
Conwell Medical Co., Ltd. | تايوان | Taiwan | ME0000004352SFDAA00002 | Elastic Hinged Knee Brace | Body Brace | Body Brace | دعامة الجسم
Conwell Medical Co., Ltd. | تايوان | Taiwan | ME0000003531SFDAA00003 | Air Sheild Walker (Short) | Body Brace | Body Brace | دعامة الجسم
Unimax Medical Systems Inc. | تايوان | Taiwan | ME0000004543SFDAA00006 | Reusable Clip Remover | Surelock endoscopic reusable clip remover | The Unimax Endoscopic Clip Remover is designed for the removal of Surelock™ polymer clip is intended to be used by trained Healthcare Professionals who are familiar and trained with laparoscopic surgery and ligation techniques. The Unimax Clip Removers are to be used on a patient who qualifies for minimally invasive surgical procedures involving dissection and occlusion of blood vessels, ducts and other tubular structures and when removal of polymer clip is required.
Conwell Medical Co., Ltd. | تايوان | Taiwan | ME0000006461SFDAA00069 | AIR WALKING BOOT | Soft Orthopedic products | Soft Orthopedic products | الحذاء الهوائي للمشي
Conwell Medical Co., Ltd. | تايوان | Taiwan | ME0000006461SFDAA00082 | LENGTH ADJUSTABLE ROM KNEE BRACE | Soft Orthopedic products | Soft Orthopedic products | مثبت للركبة مع تحكم بالحركة والطول
Conwell Medical Co., Ltd. | تايوان | Taiwan | ME0000006461SFDAA00090 | ROM ANKLE WALKER 17" | Soft Orthopedic products | Soft Orthopedic products | ووكر الكاحل مع نظام تحكم بالحركة بوصة
Conwell Medical Co., Ltd. | تايوان | Taiwan | ME0000006461SFDAA00094 | SUPER ELASTIC ELBOW SUPPORT | Soft Orthopedic products | Soft Orthopedic products | داعم المرفق
Conwell Medical Co., Ltd. | تايوان | Taiwan | ME0000006461SFDAA00086 | RIB BELT | Soft Orthopedic products | Soft Orthopedic products | حزام أضلع
Conwell Medical Co., Ltd. | تايوان | Taiwan | ME0000006461SFDAA00098 | UNIVERSAL WRIST STRAP | Soft Orthopedic products | Soft Orthopedic products | حزام كامل الرسغ
Conwell Medical Co., Ltd. | تايوان | Taiwan | ME0000006461SFDAA00078 | DELUXE MATERNITY BELT | Soft Orthopedic products | Soft Orthopedic products | حزام البطن للحوامل
Conwell Medical Co., Ltd. | تايوان | Taiwan | ME0000006461SFDAA00074 | DEFENDER LIGAMENT KNEE BRACE | Soft Orthopedic products | Soft Orthopedic products | المشد الواقي لأربطة الركبة
MIIN YUAN SINMY CO.,LTD | تايوان | Taiwan | ME0000003949SFDAA00001 | خيط اسنان | خيط اسنان | تنظيف الاسنان
BEYAZGRUP SAGLIK URUNLERIIMALAT SAN.VE TIC.LTD.STI. | تركيا | Turkey | ME0000005764SFDAA00001 | Arm Sling (Sponge Fabric) , Arm Sling (Sponge Fabric) , Arm Sling (Gabardine Fabric), Arm Sling (Airtex Fabric), Arm Sling Unisize Red Colour (Airtex Fabric), Arm Sling Unisize Blue Colour (Airtex Fabric), Arm Sling Unisize Black Colour (Airtex Fabric), Padded Arm Sling Abduction (30 Degree), Padded Arm Sling Abduction Unisize (30 Degree), Padded Arm Sling Abduction (45-60 Degree), Padded Arm Sling Abduction Unisize (45-60 Degree) | Hand-Arm-Shoulder Supports | It immobilizes the arm in the desired position to immobilize the shoulder. After treatment of rotator cuff. Provides immobilization of the arm at various degress abduction after open and atroscopic surgery. Arm Sling (Sponge Fabric) , Arm Sling (Sponge Fabric) , Arm Sling (Gabardine Fabric), Arm Sling (Airtex Fabric), Arm Sling Unisize Red Colour (Airtex Fabric), Arm Sling Unisize Blue Colour (Airtex Fabric), Arm Sling Unisize Black Colour (Airtex Fabric), Padded Arm Sling Abduction (30 Degree), Padded Arm Sling Abduction Unisize (30 Degree), Padded Arm Sling Abduction (45-60 Degree), Padded Arm Sling Abduction Unisize (45-60 Degree)
Alpaya Doğal ve Kozmetik Ürünleri San. ve Tic. A.Ş. | تركيا | Turkey | ME0000010142SFDAA00001 | FORSCAR SCAR RECOVERY SPRAY | FORSCAR SCAR RECOVERY SPRAY | SCAR RECOVERY | سبري للعناية بالندب السطحية
Alpaya Doğal ve Kozmetik Ürünleri San. ve Tic. A.Ş. | تركيا | Turkey | ME0000010142SFDAA00002 | FORSCAR SCAR RECOVERY GEL | FORSCAR SCAR RECOVERY GEL | SCAR RECOVERY GEL | فورسكار جل مجدد
Alpaya Doğal ve Kozmetik Ürünleri San. ve Tic. A.Ş. | تركيا | Turkey | ME0000010142SFDAA00004 | FORSCAR SCAR RECOVERY GEL | FORSCAR SCAR RECOVERY GEL | SCAR RECOVERY GEL | فورسكار جل مجدد
Alpaya Doğal ve Kozmetik Ürünleri San. ve Tic. A.Ş. | تركيا | Turkey | ME0000010142SFDAA00005 | FORSCAR SCAR RECOVERY GEL UV SPF 30 | FORSCAR SCAR RECOVERY GEL UV SPF 30 | SCAR RECOVERY GEL | فورسكار جل مجدد يحتوي على 30 آس بي آف - 20 مل
BEYAZGRUP SAGLIK URUNLERIIMALAT SAN.VE TIC.LTD.STI. | تركيا | Turkey | ME0000005764SFDAA00003 | ORTHOLAND Silicone Insoles, Silicone Insoles With Anatomical Support, Full Length Silicone Insole, Silicone Insoles With Fabric Cover, Steel Insole, Starﬂex Insole, Starﬂex Insole With Epine, Cork Insoles, Silicone Wedge - Adhesive Cloth | SILICON INSOLES | Provides a relaxing effect in case of epin calcunus and achilles tendon irritations. It gives arc support for the foot and distribute the standing body weight evenly. Provides anatomical support to the sole and enables even distribution of pressure on the sole. It has a relaxing and comforting effect. Sizes may vary from small to XXL. Forms may vary
BEYAZGRUP SAGLIK URUNLERIIMALAT SAN.VE TIC.LTD.STI. | تركيا | Turkey | ME0000005764SFDAA00006 | ORTHOLAND Resting AFO, THERMOPLASTIC RESTING SPLINT, Plantar Fasciitis Night Splint, ROM walker Imported, ROM walker Long, Rom Walker Short, Achilles Brace Long, Achilles Brace Short, Air Walker Short, Air Walker Long. | ANKLE FOOT ORTHOSIS | "Enables resting of the foot and ankle in multi-positions. Prefabricated polypropylene ankle foot orthosis designed to support ﬂaccid drop foot. It provides stressing the ankle gently by dorsiﬂexion bands . Inner side is covered by spongy fabric.Used for both right and left feet. Nonskid surface at sole provides easy usage at short distance walking. The Stabilizer rom walker provides comfortable stability for acute ankle sprains, Soft tissue injuries of the lower leg, Stress fractures of the lower leg and ankle, and stable fractures of the ankle. This product is ankle orthosis which is made of fabric with sponge at Inner side & rigid plastic at outer side & It provides the maximum immobilization of the ankle .There are air cushions around the ankle . It is effective at decreasing the oedema & pain sprawl the pressure around the ankle by pumping up continuously . It provides physiological walking by its special base constriction. SIZES MAY VARY FROM SMALL TO XL
ARSIMED MEDIKAL KOZM. BIL. ITH. IHR. PAZ. SANAYI VE TICARET | تركيا | Turkey | ME0000010987SFDAA00002 | AVANGARDE SKIN CARE AND HAIR TRANSPLANTATION CHAIR | SKIN CARE AND HAIR TRANSPLANTATION CHAIR | chair can take position as to your needs so that it provides advantages for operator can make both examination and operations easily. The table is designed to reduce the effort and fatigue, and increase safety involved in the examination and treatment of patients.
ARSIMED MEDIKAL KOZM. BIL. ITH. IHR. PAZ. SANAYI VE TICARET | تركيا | Turkey | ME0000010987SFDAA00002 | AVANGARDE SKIN CARE AND HAIR TRANSPLANTATION CHAIR | SKIN CARE AND HAIR TRANSPLANTATION CHAIR | chair can take position as to your needs so that it provides advantages for operator can make both examination and operations easily. The table is designed to reduce the effort and fatigue, and increase safety involved in the examination and treatment of patients.
BEYAZGRUP SAGLIK URUNLERIIMALAT SAN.VE TIC.LTD.STI. | تركيا | Turkey | ME0000005764SFDAA00007 | ORTHOLAND ELASTIC BANDAGE | ELASTIC BANDAGE | It is a "stretchable bandage used to create localized pressure". Elastic bandages are commonly used to treat muscle sprains and strains by reducing the flow of blood to a particular area by the application of even stable pressure which can restrict swelling at the place of injury. sizes may from 6 cm to 20 centimeter
DORT-A TIP MALZEMELERI SANAYI ITH.IHR. TIC. LTD STI | تركيا | Turkey | ME0000009600SFDAA00004 | 4A Medical Steam Biological Indicator | Steam Biological Indicator | Plastic Tube contains 10'6 Geobacilus Strearothermophilus spores and this spores are soked on filter paper in the tube. In the tube there is a specially culture to be grown bacteria. When spores grow, specially formulated culture turns to yellow
IMICRYL DIS MALZEMELERI SAN VE TIC A.S | تركيا | Turkey | ME0000000102SFDAA00003 | IMIBASE | Light Cure Dental Baseplates | IMIBASE LIGHT CURE BASEPLATES are a one component, light-cured custom tray material supplied in pre-formed wafer. IMIBASE provides a firm, stable custom tray that is ready to use immediately after trimming and polishing. Due to the light-cured nature and putty consistency, adding or subtracting material is made easy.The prefabricated plates can easily be formed, adapted and trimmed. The odorless IMIBASE hardens quickly and offers a comfortable working time under normal laboratory light. Forthermore, IMIBASE stands out with it even layer thickness. The finished customized tray can be used immediately without requiring lengthy afterpolymerization
Predo saglik urunleri sanayi ve ticaret a.ş. | تركيا | Turkey | ME0000000621SFDAA00007 | Predo adult diaper | Adult diaper | Adult diaper | حفاظات للكبار
IMICRYL DIS MALZEMELERI SAN VE TIC A.S | تركيا | Turkey | ME0000000102SFDAA00004 | IMIWAX | Ceremony Dental Wax | Dental Wax It is favorable summer and winter conditions. Easy flow and sticking by this mean it enable to easy use. It is tested Bio-compatibility tests. Melting point : 60-62 °C
DORT-A TIP MALZEMELERI SANAYI ITH.IHR. TIC. LTD STI | تركيا | Turkey | ME0000009600SFDAA00005 | 4A Medical Bowie & Dick Test Pack | Bowie & Dick Test Pack | 4A Bowie Dick Test Packs are the testing packages that should be used before starting daily machine sterilization process for steam sterilization Devices. Bowie Dick Test Packs color change allows assurance of whether the steam sterilizers are ready for sterilization.
DORT-A TIP MALZEMELERI SANAYI ITH.IHR. TIC. LTD STI | تركيا | Turkey | ME0000009600SFDAA00005 | 4A Medical Bowie & Dick Test Pack | Bowie & Dick Test Pack | 4A Bowie Dick Test Packs are the testing packages that should be used before starting daily machine sterilization process for steam sterilization Devices. Bowie Dick Test Packs color change allows assurance of whether the steam sterilizers are ready for sterilization.
DORT-A TIP MALZEMELERI SANAYI ITH.IHR. TIC. LTD STI | تركيا | Turkey | ME0000009600SFDAA00008 | 4A Medical Plasma Chemical Indicator | Plasma Chemical Indicator | Plasma Chemical Indicator is to evaluate process of Hydrogen Peroxide Gas Sterilization.
DORT-A TIP MALZEMELERI SANAYI ITH.IHR. TIC. LTD STI | تركيا | Turkey | ME0000009600SFDAA00007 | 4A Medical Ethylene Oxide Biological Indicator | Ethylene Oxide Biological Indicator | Ethylene Oxide Biological indicator contains 10'6 Bacilus atropheus spores on a filter paper in a special plastic tube. When spores grow, specially formulated culture turns to yellow.
DORT-A TIP MALZEMELERI SANAYI ITH.IHR. TIC. LTD STI | تركيا | Turkey | ME0000009600SFDAA00006 | 4A Medical Class 6 Steam Chemical Indicator | Class 6 Steam Chemical Indicator | Class 6 Steam Chemical Indicators are the products that are put into each sterilization pouches and that indicate success of the sterilization.
DORT-A TIP MALZEMELERI SANAYI ITH.IHR. TIC. LTD STI | تركيا | Turkey | ME0000009600SFDAA00006 | 4A Medical Class 6 Steam Chemical Indicator | Class 6 Steam Chemical Indicator | Class 6 Steam Chemical Indicators are the products that are put into each sterilization pouches and that indicate success of the sterilization.
BEYAZGRUP SAGLIK URUNLERIIMALAT SAN.VE TIC.LTD.STI. | تركيا | Turkey | ME0000005764SFDAA00002 | ORTHOLAND WRIST BAND | WRIST BAND | This product is useful hand wrist-ache all sport activities to give protective support. Sizes from Small to XXLarge. Also it is Unisize
Kordon Tip Saglik Arac Gerec. Muh. Prj. Ltd. Sti. | تركيا | Turkey | ME0000000056SFDAA00002 | AXIS DUAL BIOLOGICAL INCUBATOR | BIOLOGICAL INCUBATOR | The Axis AXDL-100 Dual Incubator has been designed for incubation of self contained biological indicators for STEAM, ETO, FORMALDEHYDE AND PLASMA. This incubator has 128x64 OLED screen which allows following real temperature simultaneously.
Hayat Kimya SAN. A.S | تركيا | Turkey | ME0000012125SFDAA00001 | GoodCare Adult Diaper Medium | GoodCare Adult Diaper Medium | حفاضة كبار السن | حفاضات لكبار السن
BEYAZGRUP SAGLIK URUNLERIIMALAT SAN.VE TIC.LTD.STI. | تركيا | Turkey | ME0000005764SFDAA00005 | ORTHOLAND PAVLIK HARNESS | PAVLIK HARNESS | Used in the treatment of hip dislocation. Sizes is from SMALL MEDIUM AND LARGE. Small is 35-38 cm, Medium is 39-42cm and Large is 43-46 cm
Hayat Kimya SAN. A.S | تركيا | Turkey | ME0000012125SFDAA00003 | GoodCare Adult Diaper X-Large | Adult Diaper X-Large | حفاضة كبار السن | حفاضة كبار السن
AYGUN SURGICAL INSTRUMENTS CO.,INC | تركيا | Turkey | ME0000007860SFDAA00001 | Sterilization Container Systems | Surgical instruments Sterilization Container | Surgical instruments Sterilization Container system
PAKTEN SAGLIK URUNLERI SAN. VE TIC. A.S. | تركيا | Turkey | ME0000013443SFDAA00002 | Onlem | ONLEM ADULT PANTS | ADULT PANTS ECONOMIC
REMBİL TIBBİ MALZEMELERİ SINAİ LİMİTED ŞİRKETİ | تركيا | Turkey | ME0000012559SFDAA00002 | Sterifirst Type 5 Integrator | Sterifirst Type 5 Integrator | Strips include chemical to check the sterilization process quality
REMBİL TIBBİ MALZEMELERİ SINAİ LİMİTED ŞİRKETİ | تركيا | Turkey | ME0000012560SFDAA00001 | Sterifirst Washer Disinfector Test | Sterifirst Washer Disinfector Test | Washer indicator tests use to test the effectiveness of automated instrument washer disinfector, the blood soil on the plastic or metal plate simulates soiled instruments, One test recommended to use per level in washer system, fix in mesh wire baskets.
PAKTEN SAGLIK URUNLERI SAN. VE TIC. A.S. | تركيا | Turkey | ME0000013443SFDAA00003 | HOLDER | HOLDER PATIENT CLEANING TOWEL | diaper made to be worn by a person with a body larger than that of an infant or toddler
Dolsan Medical Equipment Manufacturing Construction Food Marketing Industry and Trade Limited Company | تركيا | Turkey | ME0000005560SFDAA00005 | Blood Reception Chair | CHAIR | Chair is Antibacterial and cleanable artificial leather covered, high density foam mattress.
DORT-A TIP MALZEMELERI SANAYI ITH.IHR. TIC. LTD STI | تركيا | Turkey | ME0000000358SFDAA00003 | 4A Medical Steam Biological Indicator | Steam Biological Indicator | Plastic Tube contains 10'6 Geobacilus Strearothermophilus spores and this spores are soked on filter paper in the tube. In the tube there is a specially culture to be grown bacteria. When spores grow, specially formulated culture turns to yellow
Proma Medikal Ltd. Sti. (SCHRODER) | تركيا | Turkey | ME0000000158SFDAA00042 | BLOOD TRANSFUSION CHAIR | ELECTRONIC BLOOD CHAIR | ELECTRONIC BLOOD TRANSFUSION CHAIR, 4 MOTORS | كرسي للمتبرعين بالدم او لسحب الدم
Dolsan Medical Equipment Manufacturing Construction Food Marketing Industry and Trade Limited Company | تركيا | Turkey | ME0000005560SFDAA00006 | EXAMINATION COUCH | EXAMINATION COUCH | Examination Couches
Dolsan Medical Equipment Manufacturing Construction Food Marketing Industry and Trade Limited Company | تركيا | Turkey | ME0000005560SFDAA00002 | PATIENT TRANSFER CHAIR | PATIENT TRANSFER CHAIR | PATIENT TRANSFER CHAIR
Dolsan Medical Equipment Manufacturing Construction Food Marketing Industry and Trade Limited Company | تركيا | Turkey | ME0000005560SFDAA00007 | BLOOD DONOR CHAIR | BLOOD DONOR CHAIR | Chair is Antibacterial and cleanable artificial leather covered, high density foam mattress.
Dolsan Medical Equipment Manufacturing Construction Food Marketing Industry and Trade Limited Company | تركيا | Turkey | ME0000005560SFDAA00008 | STRETCHER | STRETCHER | STRETCHER
Hayat Kimya SAN. A.S | تركيا | Turkey | ME0000012125SFDAA00002 | GoodCare Adult Diaper Large | Adult Diaper Large | حفاضة كبار السن | حفاضات لكبار السن
BILKIM TIBBI URUNER SANAYI VE TICARET LIMITED SIRKETI | تركيا | Turkey | ME0000000135SFDAA00004 | POLYSTONE | Dental stone | Dental stone, die, high strength, low and high expansion
Abc Tıp Sağlık Spor Malz. Tekstil Tur. İnş. San. Tic. Ltd. Şti | تركيا | Turkey | ME0000000185SFDAA00002 | Case | Ankle Brace | Ankle Brace | منتجات للعلاج الفيزيائي
Abc Tıp Sağlık Spor Malz. Tekstil Tur. İnş. San. Tic. Ltd. Şti | تركيا | Turkey | ME0000000185SFDAA00003 | CORSET (CASE) | CORSET | CORSET | مشد
Dolsan Medical Equipment Manufacturing Construction Food Marketing Industry and Trade Limited Company | تركيا | Turkey | ME0000005560SFDAA00009 | WHEELCHAIR | WHEELCHAIR | Wheelchair
Proma Medikal Ltd. Sti. (SCHRODER) | تركيا | Turkey | ME0000000158SFDAA00048 | ELECTRONIC ICU BED, 4 MOTORS | ELECTRONIC ICU BED, 4 MOTORS | Movable Patient bed for ICU and Wards | سرير للمرضى في العناية المركزة و الاجنحة
Proma Medikal Ltd. Sti. (SCHRODER) | تركيا | Turkey | ME0000000158SFDAA00049 | DIALYSIS CHAIR | ELECTRONIC DIALYSIS AND CHEMOTHERAPY CHAIR, 4 MOTORS | MOTORIZED CHAIR FOR DIALYSIS DEPARTMENT | كرسي للمريض لغسيل الكلى
ABC TIP SAGLIK SPOR MALZ. TEKS. TUR. iN§. SAN. VE TIC. LTD. §Ti. | تركيا | Turkey | ME0000001341SFDAA00001 | Ankle supports | Ankle supports | Ankle supports | مشد داعم لكاحل القدم
MES-KON SAGLIK TEKSTIL URUNLERi SAN VE TiC. LTD. §Ti. | تركيا | Turkey | ME0000001049SFDAA00006 | Meschamber | MESCHAMBER | MesChamber with Mask | علبة احتجاز ذات صمام الصمام للاستخدام مع أجهزة الاستنشاق بالجرعات المقننة
DORT A TIP MALZEMELERI SAN. ITH. IHR. TIC. LTD. STI. | تركيا | Turkey | ME0000013149SFDAA00009 | Crepe Paper | Crepe Paper 4ACP | Crepe papers are the products that can be used for wrapping materials in steam and ethylene oxide sterilization
DORT A TIP MALZEMELERI SAN. ITH. IHR. TIC. LTD. STI. | تركيا | Turkey | ME0000013149SFDAA00006 | Gusset Pouch | Gusset Pouch 4AGP | Sterilization gusset rolls are made of multilayer films consisting of medical paper and PET/PE
Abc Tıp Sağlık Spor Malz. Tekstil Tur. İnş. San. Tic. Ltd. Şti | تركيا | Turkey | ME0000000185SFDAA00004 | KNEE BRACE (CASE) | KNEE BRACE | KNEE BRACE | مشد للركبة
ABC TIP SAGLIK SPOR MALZ. TEKS. TUR. iN§. SAN. VE TIC. LTD. §Ti. | تركيا | Turkey | ME0000001341SFDAA00006 | Knitted Bandages | Knitted Bandages | Knitted Bandages | مشد ضاغط
ABC TIP SAGLIK SPOR MALZ. TEKS. TUR. iN§. SAN. VE TIC. LTD. §Ti. | تركيا | Turkey | ME0000001341SFDAA00007 | Shoulder and Arm Hanger | Shoulder and Arm Hanger | Shoulder and Arm Hanger | حامل للذراع والكتف
Morton Medikal SAN.VE TIC.A.S | تركيا | Turkey | ME0000012982SFDAA00015 | Triball-breathing exercise system | N/A | The purpose of the device is to increase lung capacity and reduce shortness of breath in people who have breathing problems.
BILKIM TIBBI URUNER SANAYI VE TICARET LIMITED SIRKETI | تركيا | Turkey | ME0000000135SFDAA00005 | PERFECAT WAX | PERFECAT WAX | TO USE IN DENTURES
ABC TIP SAGLIK SPOR MALZ. TEKS. TUR. iN§. SAN. VE TIC. LTD. §Ti. | تركيا | Turkey | ME0000001341SFDAA00009 | Neck support | Neck support | Neck Support | دعامة للعناية بالرقبة
ABC TIP SAGLIK SPOR MALZ. TEKS. TUR. iN§. SAN. VE TIC. LTD. §Ti. | تركيا | Turkey | ME0000001341SFDAA00005 | Wrist and Elbow Brace | Wrist and Elbow Brace | Wrist and Elbow Brace | مشد للمعصم والذراع
ABC TIP SAGLIK SPOR MALZ. TEKS. TUR. iN§. SAN. VE TIC. LTD. §Ti. | تركيا | Turkey | ME0000001341SFDAA00003 | Knee supports and crural brace | Knee Support | Knee supports and crural brace | مشد داعم للركبة
MONE MEDIKAL TICARET VE SANAYI A.S. | تركيا | Turkey | ME0000006127SFDAA00002 | PEDIATRIC BED - JUKE 3M | PEDIATRIC BED - 3M | Hospital Patient Bed For Children
ABC TIP SAGLIK SPOR MALZ. TEKS. TUR. iN§. SAN. VE TIC. LTD. §Ti. | تركيا | Turkey | ME0000001341SFDAA00004 | Waist body and chest corsets | Waist body and chest corsets | Waist body and chest corsets | حزام داعم للوسط والصدر
BILKIM TIBBI URUNER SANAYI VE TICARET LIMITED SIRKETI | تركيا | Turkey | ME0000000135SFDAA00006 | POLYWAX | POLYWAX LIGH CURING BASE PLATE | TO USE IN MAKING DENTURES
BILKIM TIBBI URUNER SANAYI VE TICARET LIMITED SIRKETI | تركيا | Turkey | ME0000000135SFDAA00007 | ORTHODONTIC WAX | POLYWAX ORTHODONTIC WAX | LONG CHAIN PARAFFIN WAX
KARDEŞLER TIBBİ CİHAZLAR TİCARET LİMİTED ŞİRKETİ | تركيا | Turkey | ME0000001877SFDAA00010 | Class 6 Steam Indicator 134C 4 minutes | STEAM EMULATING INDICATOR | Class 6 emulating indicator for steam sterilization monitoring
MONE MEDIKAL TICARET VE SANAYI A.S. | تركيا | Turkey | ME0000006127SFDAA00001 | ECO PATIENT BED - 4M | ECO PATIENT BED - 4M | Hospital Patient Bed 4 Motors
FTM AMBALAJ MEDIKAL IHRACAT SANAYI VE TICARET LIMITED SIRKETI | تركيا | Turkey | ME0000000464SFDAA00037 | KABAYAN TYPE 6 (CLASS 6) EMULATING INDICATOR | TYPE 6 (CLASS 6) EMULATING INDICATOR | Emulating indicators can be placed inside each pack or pouch during sterilization of supplies or equipment. These emulating indicators can be used for routine monitoring of steam sterilization cycles. | يمكن وضع مؤشرات مضاهاة داخل كل عبوة أو كيس أثناء تعقيم اللوازم أو المعدات. يمكن استخدام مؤشرات المحاكاة هذه في المراقبة الروتينية لدورات التعقيم بالبخار.
MONE MEDIKAL TICARET VE SANAYI A.S. | تركيا | Turkey | ME0000006127SFDAA00001 | ECO PATIENT BED - 4M | ECO PATIENT BED - 4M | Hospital Patient Bed 4 Motors
SUMER ULUSLARARASI SAN.VE TIC.A.S. | تركيا | Turkey | ME0000002290SFDAA00007 | Operating table | N/A | Operating table
SUMER ULUSLARARASI SAN.VE TIC.A.S. | تركيا | Turkey | ME0000002290SFDAA00007 | Operating table | N/A | Operating table
ABC TIP SAGLIK SPOR MALZ. TEKS. TUR. iN§. SAN. VE TIC. LTD. §Ti. | تركيا | Turkey | ME0000001341SFDAA00008 | Orthopedic junior products | Medical sport bandage | Orthopedic Junior Products | مشدات للأطفال
ABC TIP SAGLIK SPOR MALZ. TEKS. TUR. iN§. SAN. VE TIC. LTD. §Ti. | تركيا | Turkey | ME0000001341SFDAA00002 | Silicone insoles | Silicone insoles | Foot Care Support | نعال سيليكون
MESPA SAGLIK MALZ SAN VE TIC A.S | تركيا | Turkey | ME0000012663SFDAA00009 | OPERATION ROOM TRANSFER STRETCHER | STRETCHER | an apparatus used for moving patients who require medical care. A basic type (cot or litter) must be carried by two or more people.
Abc Tıp Sağlık Spor Malz. Tekstil Tur. İnş. San. Tic. Ltd. Şti | تركيا | Turkey | ME0000013883SFDAA00001 | Medical Compression Stoking | Medical Compression Stoking | Medical Compression Stoking | جوارب ضاغطة طبية
Aygun Surgical Instruments Co., Inc | تركيا | Turkey | ME0000015364SFDAA00001 | CONTAINER 1/1 STANDARD MODEL | STERILE CONTAINER SYSTEMS | Sterilization Containers
MABEL MAKINA MEDIKAL SANAYI VE TICARET ANONIM SIRKET | تركيا | Turkey | ME0000001062SFDAA00010 | OPHTHALMIC TROLLEY | OPHTHALMIC TROLLEY | OPHTHALMIC TROLLEY
MABEL MAKINA MEDIKAL SANAYI VE TICARET ANONIM SIRKETI | تركيا | Turkey | ME0000001004SFDAA00002 | Ophthalmic Motorized Table | Ophthalmic Motorized Table | Electric Table.
DOLSON MEDIKAL EKIPMANLARI IMALAT INSAAT GIDA PAZARLAMA SAN. VE TIC. LTD. STI. | تركيا | Turkey | ME0000012510SFDAA00001 | HOSPITAL BED 4 MOTORS | HOSPITAL BED 4 MOTORS | Electrical Patient Bed
Aygun Surgical Instruments Co., Inc | تركيا | Turkey | ME0000015364SFDAA00002 | CONTAINER DENTAL MODEL | STERILE CONTAINER SYSTEMS | Sterilization container
Victoreks Tıbbi Sağlık Ürünleri İç ve Dış Tic.San.Ltd.Şti. | تركيا | Turkey | ME0000015988SFDAA00004 | PHMCO TRANSPARENT SURGICAL TAPE | BANDAGE & TAPE | Transparent Surgical Tape. Heavy-duty medical dressing, made of high-backing woven silk-like cloth | لصقة للاسعافات الاوليه للجروح والكدمات والخدوش والقرح
CIFTCILER BIRLIK KAGITCILIK ANONIM SIRKETI | تركيا | Turkey | ME0000000088SFDAA00006 | FLEXI LIFE PLUS | Diaper | Diaper
Aygun Surgical Instruments Co., Inc | تركيا | Turkey | ME0000015364SFDAA00003 | CONTAINER 1/1 PLASMA MODEL | STERILE CONTAINER SYSTEMS | Sterilization container
banat firca ve plastik san . as. | تركيا | Turkey | ME0000010095SFDAA00001 | Acrobat Junior Toothbrush | Toothbrush | Toothbrush | فرشاة اسنان
DMC MEDIKAL | تركيا | Turkey | ME0000017228SFDAA00001 | MediMask | 3 layer face mask with earloops | Surgical face mask | كمامة وجه
DORT-A TIP MALZEMELERI SANAYI ITH.IHR. TIC. LTD STI | تركيا | Turkey | ME0000014521SFDAA00001 | Wrap Paper | Wrap Paper | Wrapping Paper
BEYAZGRUP SAGLIK URUNLERIIMALAT SAN.VE TIC.LTD.STI. | تركيا | Turkey | ME0000005764SFDAA00011 | ORTHOLAND CHEST CORSETS | CHEST CORSETS | Chest Corset, Chest Corset Unisize, Chest Corset Dark Gray Colour, Chest Corset Unisize Dark Gray Color Sizes Unisize, Small, Medium, Large, Extra Large, Double XL, 3XL
banat firca ve plastik san . as. | تركيا | Turkey | ME0000010095SFDAA00002 | Banat Tooth Brush | Tooth Brush | toothbrushes | فرش اسنان للتنظيف
DUMAN CELIK ESYA SAN. VE TIC. A.S | تركيا | Turkey | ME0000017025SFDAA00002 | HOSPITAL BED WITH FOUR ELECTRICAL MOTOR | HOSPITAL BED WITH FOUR ELECTRICAL MOTOR | Electrical Bed
Lupus Medical | تركيا | Turkey | ME0000016563SFDAA00001 | ELECTRICAL PATIENT BED | ELECTRICAL PATIENT BED | ELECTRICAL BED
Aygun Surgical Instruments Co., Inc | تركيا | Turkey | ME0000015364SFDAA00004 | WIRE BASKET | stainless steel wire basket | Sterilization Basket
Roof Gayrimenkul Yatirim Ve Dan.A.S. | تركيا | Turkey | ME0000017466SFDAA00002 | roof mask | 3layer face mask | 3layer face mask | قناع واقى للوجه ثلاثى الطبقات
BEYAZGRUP SAGLIK URUNLERIIMALAT SAN.VE TIC.LTD.STI. | تركيا | Turkey | ME0000005764SFDAA00018 | ORTHOLAND ANTIBACTERIAL PROTECTIVE FABRIC FACE MASK | FACE MASK WASHABLE | It is made of scuba fabric used by divers. The most important feature of scuba fabric is that it does not burn the face. Thanks to its breathable feature. It provides high protection. In addition, the fabric is antibacterial prevents Bacteria growth and clinging on the fabric. Suitable for all sizes.
SCM MEDİKAL ÜRÜNLERİ TEKSTİL OTOMOTİV KUYUMCULUK İTHALAT İHRACAT SANAYİ VE TİCARET LİMİTED ŞİRKETİ | تركيا | Turkey | ME0000017420SFDAA00003 | scm mask | 3ply face mask | قناع للوجه ثلاثى الطبقات | قناع للوجه ثلاثى الطبقات
CANSIN SAGLIK GERECLERI SANAYi VE Tl'CARET A.S | تركيا | Turkey | ME0000007204SFDAA00002 | Fabric First Aid Plaster | Fabric First Aid Plaster | Strip fabric carrier of Zinc Oxide Adhesive. | شريط قماش للنسيج من مادة أكسيد الزنك.
CANSIN SAGLIK GERECLERI SANAYi VE Tl'CARET A.S | تركيا | Turkey | ME0000007204SFDAA00007 | Surgical Transparent Plaster | Surgical Transparent Plaster | Strip of high strength and high adhesion dressings. | شريط ذو قوة عالية وضمادات التصاق عالية.
CANSIN SAGLIK GERECLERI SANAYi VE Tl'CARET A.S | تركيا | Turkey | ME0000007204SFDAA00006 | Surgical Silk Plaster | Surgical Silk Plaster | Strip of high strength and high adhesion dressings. | شريط ذو قوة عالية وضمادات التصاق عالية.
TECHNOCAST OTOMOTIV | تركيا | Turkey | ME0000019295SFDAA00002 | ENDOSCOPIC BITE BLOCK | ENDOSCOPIC BITE BLOCK | Endoscopic bite block is placed inside the mouth of the patient before endoscopy procedure. The block is used to prevent any damage to patient's teeth or endoscopy device
TECHNOCAST OTOMOTIV | تركيا | Turkey | ME0000019297SFDAA00001 | ENDOSCOPIC CLEANING BRUSH REUSABLE | ENDOSCOPIC CLEANING BRUSH REUSABLE | Endoscope cleaning brush is developed to clean working channel after each use of endoscopy devices
TECHNOCAST OTOMOTIV SANAYI VE TIC A.S | تركيا | Turkey | ME0000019469SFDAA00001 | ENDOSCOPIC CLEANING BRUSH DISPOSABLE | ENDOSCOPIC CLEANING BRUSH DISPOSABLE | Endoscope cleaning brush is developed to clean working channel after each use of endoscopy devices.
CANSIN SAGLIK GERECLERI SANAYi VE Tl'CARET A.S | تركيا | Turkey | ME0000007204SFDAA00008 | Surgical Cotton Plaster | Surgical Cotton Plaster | Strip fabric carrier of Zinc Oxide Adhesive. | حامل نسيج الشريط من لاصق أكسيد الزنك
CANSIN SAGLIK GERECLERI SANAYi VE Tl'CARET A.S | تركيا | Turkey | ME0000007204SFDAA00009 | Surgical Elastic Plaster | Surgical Elastic Plaster | Strip of Elastic Adhesive Plaster. | شريط لاصق مرن
CANSIN SAGLIK GERECLERI SANAYi VE Tl'CARET A.S | تركيا | Turkey | ME0000007204SFDAA00010 | First Aid Plaster | First Aid Plaster | Strip carrier of Zinc Oxide Adhesive. | حامل نسيج الشريط من لاصق أكسيد الزنك
CANSIN SAGLIK GERECLERI SANAYi VE Tl'CARET A.S | تركيا | Turkey | ME0000007204SFDAA00011 | Transparent Surgical Tape | Transparent Surgical Tape | Strip of Transparent Adhesive Tape. | شريط لاصق شفاف
CANSIN SAGLIK GERECLERI SANAYi VE Tl'CARET A.S | تركيا | Turkey | ME0000007204SFDAA00015 | Corn Plaster | Corn Plaster | Strip with a medicated center. | جرد بمركز طبي
CANSIN SAGLIK GERECLERI SANAYi VE Tl'CARET A.S | تركيا | Turkey | ME0000007204SFDAA00016 | Nasal Strip | Nasal Strip | An adhesive bandage with embedded plastic ribs. | ضمادة لاصقة مع ضلوع بلاستيكية مدمجة
Konfort Özel Sağlık Hizmetleri Tıbbi Malz. Sanayi ve Tic.Ltd.Şti | تركيا | Turkey | ME0000020024SFDAA00004 | CONFORT | Ostomy bags/pouches | ONE PIECE COLOSTOMY & ILEOSTOMY BAG DRAINABLE TRANSPARENT
Konfort Özel Sağlık Hizmetleri Tıbbi Malz. Sanayi ve Tic.Ltd.Şti | تركيا | Turkey | ME0000020024SFDAA00015 | CONFORT | Ostomy bags/pouches | ONE PIECE DRAINABLE PEDIATRIC BAG
Konfort Özel Sağlık Hizmetleri Tıbbi Malz. Sanayi ve Tic.Ltd.Şti | تركيا | Turkey | ME0000020024SFDAA00007 | CONFORT | Ostomy bags/pouches | TWO PIECE COLOSTOMY&ILEOSTOMY BAG CLOSED 45/57/70MM OPAQUE
Konfort Özel Sağlık Hizmetleri Tıbbi Malz. Sanayi ve Tic.Ltd.Şti | تركيا | Turkey | ME0000020024SFDAA00009 | CONFORT | Ostomy flanges | STANDART FLANGE CUT TO FIT 12-45/57/70 MM
Konfort Özel Sağlık Hizmetleri Tıbbi Malz. Sanayi ve Tic.Ltd.Şti | تركيا | Turkey | ME0000020024SFDAA00016 | CONFORT | Ostomy bags/pouches | TWO PIECE COLOSTOMY&ILEOSTOMY BAG DRAINABLE 45/57/70 TRANSPARENT
Konfort Özel Sağlık Hizmetleri Tıbbi Malz. Sanayi ve Tic.Ltd.Şti | تركيا | Turkey | ME0000020024SFDAA00005 | CONFORT | Ostomy bags/pouches | ONE PIECE COLOSTOMY&ILEOSTOMY BAG CLOSED OPAQUE
Konfort Özel Sağlık Hizmetleri Tıbbi Malz. Sanayi ve Tic.Ltd.Şti | تركيا | Turkey | ME0000020024SFDAA00011 | CONFORT | Ostomy bags/pouches | TWO PIECE COLOSTOMY& ILEOSTOMY BAG DRAINABLE 45/57/70 MM OPAQUE
CANSIN SAGLIK GERECLERI SANAYi VE Tl'CARET A.S | تركيا | Turkey | ME0000007204SFDAA00022 | Waist Corset | Waist Corset | A wide compression belt that encircles your abdomen | حزام ضغط عريض يحيط بطنك
Medster Tibbi Cihaz ve Saglik Hizmetleri Ltd. Sti. | تركيا | Turkey | ME0000012729SFDAA00003 | SAFECHECK Stem indicator Strip (Type 4,Type 5,Type 6 ) | Stem indicator Strip (Type 4,Type 5,Type 6 ) | When used as directed, SAFECHECK chemical indicator strips give instant visual conformation that sterilization conditions were met at that location in the sterilizer chamber
HONNES SAGLIK VE ENDUSTRIYEL URUNLER | تركيا | Turkey | ME0000012987SFDAA00010 | Clivex MICROPOROUS SURGICAL PAPER PLASTER | PAPER PLASTER | MICROPOROUS SURGICAL PAPER PLASTER | شريط لاصق ورقي يستخدم لتغطية الجروح
TURKUAZ Saglik Hizmetleri, Medikal, Temizlik Kimyasal Urünler San. ve Tic. A.S. | تركيا | Turkey | ME0000021868SFDAA00001 | Joydrops Warming Lubricant Gel | Lubricant Gel | Lubricant Gel | جل مزلق
HONNES SAGLIK VE ENDUSTRIYEL URUNLER | تركيا | Turkey | ME0000012987SFDAA00009 | Clivex HYPOALLERGENIC INJECTION PLASTER | INJECTION PLASTER | HYPOALLERGENIC INJECTION PLASTER | شريط لاصق للحقنة لايسبب الحساسية
BILKIM TIBBI URUNER SANAYI VE TICARET LIMITED SIRKETI | تركيا | Turkey | ME0000020837SFDAA00001 | POLYWAX | POLYWAX CAD-CAM WAX BLANK | FOR MAKING TEETH MODELS BY MILLING IN CAD CAM MACHINE
TURKUAZ Saglik Hizmetleri, Medikal, Temizlik Kimyasal Urünler San. ve Tic. A.S. | تركيا | Turkey | ME0000005953SFDAA00009 | Joydrops chocolate Lubricant Gel | Lubricant Gel | Lubricant Gel | جل مزلق
TURKUAZ Saglik Hizmetleri, Medikal, Temizlik Kimyasal Urünler San. ve Tic. A.S. | تركيا | Turkey | ME0000005953SFDAA00009 | Joydrops chocolate Lubricant Gel | Lubricant Gel | Lubricant Gel | جل مزلق
Plasti-med | تركيا | Turkey | ME0000014094SFDAA00005 | ENMA SET | ENMA SET | 1750 ml capacity Soft PVC material 110 cm kink resistance tubing Castile soap PE gloves Lubricant gel | حقنة شرجية
CANSIN SAGLIK GERECLERI SANAYi VE Tl'CARET A.S | تركيا | Turkey | ME0000007204SFDAA00023 | TIBBI KAGIT PLASTER SURGICAL NON-WOVEN PLASTER | Surgical NON-Woven Plaster | Strip of Elastic Adhesive Plaster. | شريط لاصق مرن.
CANSIN SAGLIK GERECLERI SANAYi VE Tl'CARET A.S | تركيا | Turkey | ME0000007204SFDAA00024 | Dizlik Knee Brace | Dizlik Knee Brace | Supports to be worn when you have pain in your knee. | دعائم لارتدائها عند الشعور بألم في ركبتك.
ETKIN TIBBI CIHAZLAR SERVIS TIC. VE SAN. LTD. STI | تركيا | Turkey | ME0000022032SFDAA00001 | ELITE | ELITE | OPERATION LIGHT | لمبه عمليات
TURKUAZ Saglik Hizmetleri, Medikal, Temizlik Kimyasal Urünler San. ve Tic. A.S. | تركيا | Turkey | ME0000005953SFDAA00012 | Joydrops Enhancement Lubricant Gel | Lubricant Gel | Lubricant Gel | جل مزلق
DORT-A TIP MALZEMELERI SAN. ITH. IHR. TIC. LTD. STI. | تركيا | Turkey | ME0000007427SFDAA00001 | Flat Pouch | Flat Pouch, 3 ind, 60 gm | 4A Sterilization Flat Pouches can be produced from medical paper as 60gr/m2 or 70gr /m2 and 52 micron, PP+PET green film. 4A Sterilization Flat Pouches are products in which three sides are closed and one side needs to be closed by the final user using the closing machine before the sterilization process
DORT-A TIP MALZEMELERI SAN. ITH. IHR. TIC. LTD. STI. | تركيا | Turkey | ME0000007425SFDAA00004 | Steam Autoclave Tape | Steam Autoclave Tape | The autoclave tape is a tape that is used for packaging the materials while placing them into the autoclave to indicate whether a specific temperature has been reached
DORT-A TIP MALZEMELERI SAN. ITH. IHR. TIC. LTD. STI. | تركيا | Turkey | ME0000007426SFDAA00003 | Flat Reel. | Flat Sterilization Reel, 3 ind, 60 gm | 4A Sterilization Reels provide sterile storage in packages and keep the package sterile for 6 months and do not permit microorganisms to enter inside the package after the sterilization cycle.
DORT-A TIP MALZEMELERI SAN. ITH. IHR. TIC. LTD. STI. | تركيا | Turkey | ME0000007428SFDAA00004 | Class 4 Steam Chemical Indicator | Class 4 Steam Chemical Indicator | 4A Type 4 Steam Chemical Indicators are the indicators used inside the sterilization packages during the steam sterilization and when multi parameters are obtained, the color turns into its reference color. 4A Type 4 Steam Chemical Indicators allow the end-user to identify incorrect packaging, loading problems and sterilization failures
DORT-A TIP MALZEMELERI SAN. ITH. IHR. TIC. LTD. STI. | تركيا | Turkey | ME0000000023SFDAA00002 | Class 5 Indicator | Class 5 Steam Chemical Indicator Card | Used inside sterilization packages during the steam sterilization and when multi parameters are obtained, the color turns into its reference color. 4A Class 5 Steam Chemical Indicators allow the end-user to identify incorrect packaging, loading problems and sterilization failures.
DORT-A TIP MALZEMELERI SAN. ITH. IHR. TIC. LTD. STI. | تركيا | Turkey | ME0000000024SFDAA00030 | Class 6 Steam Indicator 3,5 Min. | Class 6 Steam Chemical Indicator 3, 5 minutes. | used inside sterilization packages during the steam sterilization and when multi parameters are obtained, the color turns into its reference color. 4A Class 6 3,5 min Steam Chemical Indicators allow the end-user to identify incorrect packaging, loading problems and sterilization failures.
CIFTCILER BIRLIK KAGITCILIK ANONIM SIRKETI | تركيا | Turkey | ME0000000088SFDAA00004 | Sanitayaki Capsicom Plaster | Sanitayaki | Capsicom Plaster | لزقة ظهر
FTM AMBALAJ MEDIKAL ITH. IHR. SAN.TIC.LTD.STI. | تركيا | Turkey | ME0000005834SFDAA00002 | FTM Steriway | Sterilization Indicator steam chemical | Sterilization indicator is designed to control in steam sterilizers operating | مؤشر التعقيم الكيميائي
FTM AMBALAJ MEDİKAL İTHALAT İHRACAT SAN.ve TİC.LTD.ŞTİ | تركيا | Turkey | ME0000003375SFDAA00067 | FTM | Sterilization Pouches and Reels | The FTM sterilization pouches and reels is a device used to enclose another medical device that is to be sterilized by a health care provider.
INCI DENTAL TIBBI MALZ. SAN. VE TIC. LTD. STI. | تركيا | Turkey | ME0000021558SFDAA00002 | Ruby Platon Polishing Disc | Ruby Dent | material for polishing and shaping teeth | مستهلكات للاسنان
INCI DENTAL TIBBI MALZ. SAN. VE TIC. LTD. STI. | تركيا | Turkey | ME0000021558SFDAA00005 | ruby dent | RubyPlaton Wooden Wedge | wooden material for spreading the teeth | مستهلكات للاسنان
AYGÜN CERRAHİ ALETLER SANAYİ VE TİCARET ANİNİM SİRKETİ | تركيا | Turkey | ME0000003742SFDAA00001 | BOTTOM - NON-PERFORATED | BOTTOM - NON-PERFORATED | Sterilization Container System is a system which provides sterile packaging of the packaging of surgical products. The system, which is suitable for re-usage and which has various dimensions and configurations, provides an effective packaging method for sterilization, storage and transportation of the surgical instruments by users in surgical area
INCI DENTAL TIBBI MALZ. SAN. VE TIC. LTD. STI. | تركيا | Turkey | ME0000021558SFDAA00001 | ruby dent | Ruby Crown Remover | dental instrument - crown remover | مستهلكات للاسنان
INCI DENTAL TIBBI MALZ. SAN. VE TIC. LTD. STI. | تركيا | Turkey | ME0000021558SFDAA00004 | ruby dent | RubyPlaton Transparent Wedge | transparent material for separating teeth | مستهلكات للاسنان
INCI DENTAL TIBBI MALZ. SAN. VE TIC. LTD. STI. | تركيا | Turkey | ME0000021558SFDAA00003 | ruby dent | RubyPlaton Polishing Strips | polisher for teeth - dental disposables | مستهلكات للاسنان
GENCO GRUP MEDIKAL IMALAT SANAYI TRCARET LIMITED SIRKETI | تركيا | Turkey | ME0000003890SFDAA00003 | Shoes surgical (half Boot) | Shoe | Lace to toe , Leather upper
GENCO GRUP MEDIKAL IMALAT SANAYI TRCARET LIMITED SIRKETI | تركيا | Turkey | ME0000003892SFDAA00005 | Air Walker with Patented | shoe | Made of fabric with sponge at inner side and rigid plastic at outer side.
GENCO GRUP MEDIKAL IMALAT SANAYI TRCARET LIMITED SIRKETI | تركيا | Turkey | ME0000003888SFDAA00001 | Shoes For AFO | shoe | Made of original leather with soft body with bandage
GENCO GRUP MEDIKAL IMALAT SANAYI TRCARET LIMITED SIRKETI | تركيا | Turkey | ME0000003893SFDAA00004 | Bilateral Foot Orthosis | shoe | Made of original leather
AYGÜN CERRAHİ ALETLER SANAYİ VE TİCARET ANİNİM SİRKETİ | تركيا | Turkey | ME0000003742SFDAA00002 | WIRE BASKET | WIRE BASKET | Sterilization Container System is a system which provides sterile packaging of the packaging of surgical products. The system, which is suitable for re-usage and which has various dimensions and configurations, provides an effective packaging method for sterilization, storage and transportation of the surgical instruments by users in surgical area.
İnci Dental Tıbbi Malz. San. Ve Tic. Ltd. Şti. | تركيا | Turkey | ME0000003756SFDAA00001 | RubyDent | RubyMark Articulating Paper | Articulating paper | مستلزمات اسنان
GENCO GRUP MEDIKAL IMALAT SANAYI TRCARET LIMITED SIRKETI | تركيا | Turkey | ME0000003889SFDAA00002 | Closed Orthopedic (AFO) Boots | shoe | Made of original leather , Hardened toe box
GENCO GRUP MEDIKAL IMALAT SANAYI TRCARET LIMITED SIRKETI | تركيا | Turkey | ME0000003890SFDAA00005 | Open Orthopedic Children Shoes | Shoe | shoe Made of original leather
GENCO GRUP MEDIKAL IMALAT SANAYI TRCARET LIMITED SIRKETI | تركيا | Turkey | ME0000003891SFDAA00059 | Orthopedic Boots | shoe | shoes for Orthopedic correction made of leather
Sevincler Saglik Urunleri | تركيا | Turkey | ME0000004273SFDAA00015 | DR MARCO | ADULT DIAPERS | ADULT DIAPERS TO COLLECT ADULT WASTE | حفائظ كبار السن
GENCO GRUP MEDIKAL IMALAT SANAYI TRCARET LIMITED SIRKETI | تركيا | Turkey | ME0000003890SFDAA00004 | Closed Orthopedic Children Shoes | Shoe | shoe Made of original leather
GENCO GRUP MEDIKAL IMALAT SANAYI TRCARET LIMITED SIRKETI | تركيا | Turkey | ME0000003890SFDAA00006 | Closed Orthopedic Children Boots | Shoe | shoe Made of original leather
GENCO GRUP MEDIKAL IMALAT SANAYI TRCARET LIMITED SIRKETI | تركيا | Turkey | ME0000003890SFDAA00010 | 4-Prong Socket Adapter | Prosthesis | Adapter made of Stainless Steel material
GENCO GRUP MEDIKAL IMALAT SANAYI TRCARET LIMITED SIRKETI | تركيا | Turkey | ME0000003890SFDAA00007 | Shoes Anti Varus | Shoe | shoe Made of original Leather
GENCO GRUP MEDIKAL IMALAT SANAYI TRCARET LIMITED SIRKETI | تركيا | Turkey | ME0000003890SFDAA00074 | Frog Finger Splint | Splint | Padded aluminum splint
GENCO GRUP MEDIKAL IMALAT SANAYI TRCARET LIMITED SIRKETI | تركيا | Turkey | ME0000003892SFDAA00009 | Wrist-Shoulder strap lymphedema Arm sleeves (Medium pressure) | Brace | Manufactured from high-quality %100 cotton
GENCO GRUP MEDIKAL IMALAT SANAYI TRCARET LIMITED SIRKETI | تركيا | Turkey | ME0000003890SFDAA00049 | Wrist Splint | Splint | Made of neoprene fabric
GENCO GRUP MEDIKAL IMALAT SANAYI TRCARET LIMITED SIRKETI | تركيا | Turkey | ME0000003890SFDAA00087 | Below Knee Varicose Sock (Medium Pressure) | Sock | Manufactured from high-quality, antibacterial and durable fibers with excellent knitting,
GENCO GRUP MEDIKAL IMALAT SANAYI TRCARET LIMITED SIRKETI | تركيا | Turkey | ME0000003892SFDAA00022 | Wrist-Under-Shoulder Lymphedema Arm Sleeves (High Pressure) | Brace | Manufactured from high-quality %100 cotton
GENCO GRUP MEDIKAL IMALAT SANAYI TRCARET LIMITED SIRKETI | تركيا | Turkey | ME0000003890SFDAA00076 | Hernia Support | Brace | Manufactured of elastic, friendly for skin material EcoRubber which allows breathing and absorbs humidity
GENCO GRUP MEDIKAL IMALAT SANAYI TRCARET LIMITED SIRKETI | تركيا | Turkey | ME0000003892SFDAA00012 | Lymphedema glove (Medium Pressure) | Brace | Manufactured from high-quality %100 cotton
GENCO GRUP MEDIKAL IMALAT SANAYI TRCARET LIMITED SIRKETI | تركيا | Turkey | ME0000003890SFDAA00071 | Thumb Splint | Splint | Made of cotton fabric
GENCO GRUP MEDIKAL IMALAT SANAYI TRCARET LIMITED SIRKETI | تركيا | Turkey | ME0000003892SFDAA00006 | Shoulder-half hand lymphedema Arm sleeves (Low Pressure) | Brace | Manufactured from high-quality %100 cotton
GENCO GRUP MEDIKAL IMALAT SANAYI TRCARET LIMITED SIRKETI | تركيا | Turkey | ME0000003892SFDAA00008 | Lymphedema glove (Low pressure) | Brace | Manufactured from high-quality %100 cotton
GENCO GRUP MEDIKAL IMALAT SANAYI TRCARET LIMITED SIRKETI | تركيا | Turkey | ME0000003890SFDAA00063 | Nelson Collar | Brace | Made of foam
GENCO GRUP MEDIKAL IMALAT SANAYI TRCARET LIMITED SIRKETI | تركيا | Turkey | ME0000003892SFDAA00016 | Under The Knee Varicose Sock (High Pressure) | Sock | Manufactured from high-quality, antibacterial and durable fibers
GENCO GRUP MEDIKAL IMALAT SANAYI TRCARET LIMITED SIRKETI | تركيا | Turkey | ME0000003890SFDAA00053 | 3/4 Length Orthotic Insole | Insole | Made of medical-grade silicone
GENCO GRUP MEDIKAL IMALAT SANAYI TRCARET LIMITED SIRKETI | تركيا | Turkey | ME0000003890SFDAA00045 | Post-Op Shoes Back Wedge | Shoe | Made of Soft cotton fabrics
GENCO GRUP MEDIKAL IMALAT SANAYI TRCARET LIMITED SIRKETI | تركيا | Turkey | ME0000003890SFDAA00033 | Dorsolumbar Corset | Brace | Manufactured of cotton fabric
GENCO GRUP MEDIKAL IMALAT SANAYI TRCARET LIMITED SIRKETI | تركيا | Turkey | ME0000003890SFDAA00060 | Shoes surgical (half boot) | Shoe | Made of Leather
GENCO GRUP MEDIKAL IMALAT SANAYI TRCARET LIMITED SIRKETI | تركيا | Turkey | ME0000003890SFDAA00059 | Orthopedic Shoes | Shoe | Made of original leather
GENCO GRUP MEDIKAL IMALAT SANAYI TRCARET LIMITED SIRKETI | تركيا | Turkey | ME0000003890SFDAA00085 | AK Foam Cover | Shoe | Made of Foam Material
GENCO GRUP MEDIKAL IMALAT SANAYI TRCARET LIMITED SIRKETI | تركيا | Turkey | ME0000003890SFDAA00040 | Ankle Support | Brace | Made of dual laminated neoprene fabrics
FTM AMBALAJ MEDİKAL İTHALAT İHRACAT SAN.ve TİC.LTD.ŞTİ | تركيا | Turkey | ME0000003375SFDAA00072 | FTM | Chemical Indicators | Chemical indicators use one or more chemicals that undergo either a physical or chemical change, that is visible to the human eye, after exposure to predetermined critical parameters such as time, temperature and sterilant. An example of a chemical indicator design that changes physically is a steam indicator strip where the chemical indicator uses a chemical pellet that changes from a solid phase to a liquid phase when it is exposed to steam. Once in a liquid state, the material wicks along a paper strip and is visible through the window in the chemical indicator. The second type of chemical indicator utilizes one or more chemical reactions to bring about a chemical change. The chemical present in the indicator ink reacts to one or more of the critical parameters of the sterilization process and undergoes a chemical reaction to alter and change the color of the indicator ink to its endpoint color. This physical or chemical change is observed and interpreted as a pass or fail result and can help Sterile Processing Staff and Surgical Technologists decide whether to release a set of instruments for use.
Necati Kaya Tibbi Cihazlar Ith. ve Ihr.San. ve Tic. Ltd. Sti. | تركيا | Turkey | ME0000009686SFDAA00001 | Bowie & Dick Test Packs | Bowie & Dick Test Packs | tests evaluate the performance of prevacuum sterilizers by confirming adequate air removal from the sterilizer chamber
Necati Kaya Tibbi Cihazlar Ith. ve Ihr.San. ve Tic. Ltd. Sti. | تركيا | Turkey | ME0000009686SFDAA00005 | TYPE 5 (Class 5) Integrator | TYPE 5 (Class 5) Integrator | Type 5 Laminated Integrator is designed to evaluate parameters of the sterilization process on the location and to give instant read-out
Necati Kaya Tibbi Cihazlar Ith. ve Ihr.San. ve Tic. Ltd. Sti. | تركيا | Turkey | ME0000009686SFDAA00009 | Ultrasonic Washer Test | Ultrasonic Washer Test | Ultrasonic Washer Tests consist of a clear vial filled with reactive green-colored solution and glass beads. The device monitors the cavitation capacity of the ultrasonic washer. When functioning correctly, vibration of glass pearls will trigger a color change to a yellow color.
Necati Kaya Tibbi Cihazlar Ith. ve Ihr.San. ve Tic. Ltd. Sti. | تركيا | Turkey | ME0000009686SFDAA00010 | Seal Test for Rotary Sealers | Seal Test for Rotary Sealers | Seal test; visibly show the sealing machine results and quality so that the sealing problems can be found quickly and can be used to ensure the sealing parameters, requirements and the quality.
Necati Kaya Tibbi Cihazlar Ith. ve Ihr.San. ve Tic. Ltd. Sti. | تركيا | Turkey | ME0000009686SFDAA00013 | Washer Tag with Washer Disinfector Cleaning Efficiency Test Soil | Cannulacheck & Cannulacheck Test Apparatus | With its closed stainless-steel system, the cleaning performance of washers can be tested whether their performance enough to reach inside of hollow instruments. After the washing cycle, the test must be visually clean. If it is not; the washing cycle must be repeated. Ready to use . Test is a single-use product and the tube is reusable. The test provides efficient and reliable results. It is easy to read and interpret.
Kordon Tip Saglik Arac Gerec. Muh. Prj. Ltd. Sti. | تركيا | Turkey | ME0000000055SFDAA00001 | AXIS RAPID READOUT BIOLOGICAL INCUBATOR | AXIS RAPID READOUT BIOLOGICAL INCUBATOR - AXIS AXRD-100 | The Axis AXRD-100 Rapid Readout Incubator is an automatic system for incubation and readout of Rapid and Super Biological Indicators of ETO, STEAM, PLASMA, and FORMALDEHYDE. This system allows simultaneously incubation of incubation of indicators with different incubation times. Furthermore, the remaining incubation time of each position is displyed on the 7" LCD touch screen.
Kordon Tip Saglik Arac Gerec. Muh. Prj. Ltd. Sti. | تركيا | Turkey | ME0000000055SFDAA00001 | AXIS RAPID READOUT BIOLOGICAL INCUBATOR | AXIS RAPID READOUT BIOLOGICAL INCUBATOR - AXIS AXRD-100 | The Axis AXRD-100 Rapid Readout Incubator is an automatic system for incubation and readout of Rapid and Super Biological Indicators of ETO, STEAM, PLASMA, and FORMALDEHYDE. This system allows simultaneously incubation of incubation of indicators with different incubation times. Furthermore, the remaining incubation time of each position is displyed on the 7" LCD touch screen.
Kordon Tip Saglik Arac Gerec. Muh. Prj. Ltd. Sti. | تركيا | Turkey | ME0000000359SFDAA00002 | AXIS RAPID READOUT BIOLOGICAL INCUBATOR | AXIS RAPID READOUT BIOLOGICAL INCUBATOR - AXIS AXRD-100 | The Axis AXRD-100 Rapid Readout Incubator is an automatic system for incubation and readout of Rapid and Super Biological Indicators of ETO, STEAM, PLASMA, and FORMALDEHYDE. This system allows simultaneously incubation of incubation of indicators with different incubation times. Furthermore, the remaining incubation time of each position is displyed on the 7" LCD touch screen.
DETRO HEALTHCARE KiMY A SANA Yi A.S | تركيا | Turkey | ME0000011246SFDAA00002 | DETRO MATIC A | DETRO MATIC A | MEDICAL ALKALI CLEANER FOR INSTRUMENT WASHER MACHINE
DETRO HEALTHCARE KiMY A SANA Yi A.S | تركيا | Turkey | ME0000011246SFDAA00004 | DETRO LUBE | DETRO LUBE | LUBRICANT MAINTENANCE PRODUCT FOR MEDICAL INSTRUMENTS
DETRO HEALTHCARE KiMY A SANA Yi A.S | تركيا | Turkey | ME0000011246SFDAA00003 | DETRO LUBE SPRAY | DETRO LUBE SPRAY | OILING SPRAY FOR SURGICAL INSTRUMENTS & AIR EXHAUSTERS
DETRO HEALTHCARE KiMY A SANA Yi A.S | تركيا | Turkey | ME0000011246SFDAA00001 | DETRO MATIC ENZYM | DETRO MATIC ENZYM | ENZYMATIC CLEANER FOR MEDICAL INSTRUMENT WASHER MACHINES & MANUAL USAGE
DETRO HEALTHCARE KIMYA SANAYI A.S | تركيا | Turkey | ME0000015410SFDAA00019 | DETRO MULTI CARE R | DETRO MULTI CARE R | READY TO USE SOLUTION FOR MEDICAL INSTRUMENT CARE
DETRO HEALTHCARE KiMY A SANA Yi A.S | تركيا | Turkey | ME0000011246SFDAA00005 | DETRO ENZYM FOAM | DETRO ENZYM FOAM | ENZYMATIC FOAM SPRAY CLEANER FOR MEDICAL INSTRUMENTS AND ENDOSCOPES
ÖNCÜ DENTAL TIBBİ MALZEME İNŞAAT TAAHHÜT ENERJİ SAN. VE DIŞ TİC.A.Ş. | تركيا | Turkey | ME0000018913SFDAA00001 | Dentac SMS Disposable Surgical Gowns | Disposable Surgical Body Protection Gowns | Dentac SMS Disposable Surgical Gown is made of high-quality 40gr/m2 SMS fabric and offers great comfort while using the products. Optionally, the product has with and without ribbon models.
ÖNCÜ DENTAL TIBBİ MALZEME İNŞAAT TAAHHÜT ENERJİ SAN. VE DIŞ TİC.A.Ş. | تركيا | Turkey | ME0000018898SFDAA00001 | Dentac T-Mask | Surgical Face Mask | Dentac T-Mask is a Surgical Face Mask that is easy to use and has a high filter performance. Provide exceptional comfort and total protection for staff. Available with Blue, Green and White colors.
Öncü Dental Tıbbi Malzeme Sanayi ve Dış Ticaret A.Ş. | تركيا | Turkey | ME0000018892SFDAA00001 | Dentac UltraFace Shield | Full Face Protection | UltraFace Shield, which is suitable for daily use, is quite light. It is an ideal shield for protecting the face, eyes and nose outside. It is suitable for use in all daily activities.
ÖNCÜ DENTAL TIBBİ MALZEME İNŞAAT TAAHHÜT ENERJİ SAN. VE DIŞ TİC.A.Ş. | تركيا | Turkey | ME0000018877SFDAA00002 | ANTICORE | Body Protective Gown | Anticore products cover the nose, face and mouth completely protect you up to waist level. While the non-woven fabric provides air permeability, it provides liquid sealing. It is suitable for daily use and use in hospitals.
ÖNCÜ DENTAL TIBBİ MALZEME İNŞAAT TAAHHÜT ENERJİ SAN. VE DIŞ TİC.A.Ş. | تركيا | Turkey | ME0000018883SFDAA00001 | Dentac BodySafe | Disposable Full Protective Coverall | Dentac BodySafe disposable coverall protects against infected agents, especially those that can be transmitted through droplets
FUTURE VISION COMPANY | تركيا | Turkey | ME0000015393SFDAA00001 | Rhinofresh | nasal douche kit | an applicator used for cleaning and hygiene of the nose | جهاز دوش الأنف
IMICRYL DIS MALZEMELERI SAN VE TIC A.S | تركيا | Turkey | ME0000014721SFDAA00002 | IMIPRINT | Prophylaxis Paste | Special kinds of harmless polishing agents
PMS TIBBİ CİHAZLAR TEKNOLOJİSİ SAN VE TİC A.Ş | تركيا | Turkey | ME0000004029SFDAA00001 | Sterilization Pouches Self-Seal Pouches KP | Sterilization Pouches
PMS TIBBİ CİHAZLAR TEKNOLOJİSİ SAN VE TİC A.Ş | تركيا | Turkey | ME0000004029SFDAA00002 | Sterilization Pouch Flat | Sterilization Pouch
PMS TIBBİ CİHAZLAR TEKNOLOJİSİ SAN VE TİC A.Ş | تركيا | Turkey | ME0000004029SFDAA00003 | Sterilization Roll Flat | Sterilization Roll
PMS TIBBİ CİHAZLAR TEKNOLOJİSİ SAN VE TİC A.Ş | تركيا | Turkey | ME0000004029SFDAA00004 | Tyvek Sterilization Pouch | Sterilization Pouch
PMS TIBBİ CİHAZLAR TEKNOLOJİSİ SAN VE TİC A.Ş | تركيا | Turkey | ME0000004029SFDAA00005 | Tyvek Sterilization Roll | Sterilization Roll
PMS TIBBİ CİHAZLAR TEKNOLOJİSİ SAN VE TİC A.Ş | تركيا | Turkey | ME0000004029SFDAA00006 | Sterilization Pouch Flat | Sterilization Pouch
Aygun Surgical Instruments Co. Inc | تركيا | Turkey | ME0000000241SFDAA00004 | CONTAINER | Sterilization Container System
Dolsan Medical Equipment Manufacturing Construction Food Marketing Industry and Trade Limited Company | تركيا | Turkey | ME0000005560SFDAA00001 | HOSPITAL BED | HOSPITAL BED
UZUMCU AS | تركيا | Turkey | ME0000005713SFDAA00001 | Examination Lamp | EXAMINATION LIGHT
UZUMCU AS | تركيا | Turkey | ME0000005713SFDAA00002 | Mayo Table Hydraulic | Mayo Stand
Dört-A Tıp Malzemeleri Sanayi İth. İhr. Tic. ltd. Sti | تركيا | Turkey | ME0000007857SFDAA00001 | POUCH | POUCH
BEYAZGRUP SAGLIK URUNLERI IMALAT SANAYI VE TICARET LIMITED SIRKETI | تركيا | Turkey | ME0000008942SFDAA00001 | ORTHOLAND T.L.S.O. CORSETS | Toracolumbosacral Spine Orthosis
BEYAZGRUP SAGLIK URUNLERI IMALAT SANAYI VE TICARET LIMITED SIRKETI | تركيا | Turkey | ME0000008942SFDAA00002 | ORTHOLAND VELPEAU BANDAGE | Velpeau Bandage
BEYAZGRUP SAGLIK URUNLERI IMALAT SANAYI VE TICARET LIMITED SIRKETI | تركيا | Turkey | ME0000008942SFDAA00003 | ORTHOLAND KNEE IMMOBILIZER | KNEE ORTHOSIS
BEYAZGRUP SAGLIK URUNLERI IMALAT SANAYI VE TICARET LIMITED SIRKETI | تركيا | Turkey | ME0000008942SFDAA00004 | ORTHOLAND EPICONDYLITIS BRACE ELBOW SUPPORT | ELBOW/WRIST/HAND ORTHOSIS
BEYAZGRUP SAGLIK URUNLERI IMALAT SANAYI VE TICARET LIMITED SIRKETI | تركيا | Turkey | ME0000008942SFDAA00005 | ORTHOLAND ANTI EMBOLISM COMPRESSION STOCKING SLAYT UP KNEE HIGH | COMPRESSION STOCKING
BEYAZGRUP SAGLIK URUNLERI IMALAT SANAYI VE TICARET LIMITED SIRKETI | تركيا | Turkey | ME0000008942SFDAA00006 | ORTHOLAND HAND AND WRIST SUPPORT SPLINT | HAND AND WRIST SUPPORT SPLINT
BEYAZGRUP SAGLIK URUNLERI IMALAT SANAYI VE TICARET LIMITED SIRKETI | تركيا | Turkey | ME0000008942SFDAA00007 | ORTHOLAND DENNIS BROWN ORTHOSIS | Dennis Brown Orthosis
BEYAZGRUP SAGLIK URUNLERI IMALAT SANAYI VE TICARET LIMITED SIRKETI | تركيا | Turkey | ME0000008942SFDAA00008 | ORTHOLAND ABDOMINAL CORSETS | Abdominal Corset
BEYAZGRUP SAGLIK URUNLERI IMALAT SANAYI VE TICARET LIMITED SIRKETI | تركيا | Turkey | ME0000008942SFDAA00009 | ORTHOLAND FINGER SPLINT | Finger Splint
BEYAZGRUP SAGLIK URUNLERI IMALAT SANAYI VE TICARET LIMITED SIRKETI | تركيا | Turkey | ME0000008942SFDAA00010 | ORTHOLAND HAND AND FINGER RESTING SPLINT | HAND AND FINGER RESTING SPLINT
BEYAZGRUP SAGLIK URUNLERI IMALAT SANAYI VE TICARET LIMITED SIRKETI | تركيا | Turkey | ME0000008942SFDAA00011 | ORTHOLAND NECK COLLARS | NECK SUPPORT
BEYAZGRUP SAGLIK URUNLERI IMALAT SANAYI VE TICARET LIMITED SIRKETI | تركيا | Turkey | ME0000008942SFDAA00012 | ORTHOLAND ANKLE SUPPORTS | ANKLE SUPPORTS
BEYAZGRUP SAGLIK URUNLERI IMALAT SANAYI VE TICARET LIMITED SIRKETI | تركيا | Turkey | ME0000008942SFDAA00013 | ORTHOLAND DISC ATOMISER CHAMBER | AEROCHAMBER
BEYAZGRUP SAGLIK URUNLERI IMALAT SANAYI VE TICARET LIMITED SIRKETI | تركيا | Turkey | ME0000008942SFDAA00014 | ORTHOLAND LUMBOSACRAL CORSET | CORSETS BELT
BEYAZGRUP SAGLIK URUNLERI IMALAT SANAYI VE TICARET LIMITED SIRKETI | تركيا | Turkey | ME0000008942SFDAA00015 | ORTHOLAND HALLUX VALGUS CORRECTION SPLINT | TOE CORRECTION SPLINT
BEYAZGRUP SAGLIK URUNLERI IMALAT SANAYI VE TICARET LIMITED SIRKETI | تركيا | Turkey | ME0000008942SFDAA00016 | ORTHOLAND MOBILITY AID | MOBILITY AID
BEYAZGRUP SAGLIK URUNLERI IMALAT SANAYI VE TICARET LIMITED SIRKETI | تركيا | Turkey | ME0000008942SFDAA00017 | ORTHOLAND THERMOJEL | THERMOJEL
BEYAZGRUP SAGLIK URUNLERI IMALAT SANAYI VE TICARET LIMITED SIRKETI | تركيا | Turkey | ME0000008942SFDAA00018 | VELPEAU BANDAGE | PRESSURE BANDAGE
BETASAN BANT SANAYA VE TIC A.S | تركيا | Turkey | ME0000008951SFDAA00001 | BETAIPEK | FIXATION SILK TAPE |  | شريط لاصق طبي حريري
BETASAN BANT SANAYA VE TIC A.S | تركيا | Turkey | ME0000008951SFDAA00002 | BITAFIX | HYPOALLERGENIC MEDICAL TAPE
BETASAN BANT SANAYA VE TIC A.S | تركيا | Turkey | ME0000008951SFDAA00003 | BETASILK | FIXATION SILK TAPE/HYPOALLERGENIC MEDICAL TAPE |  | شريط لاصق طبي حريري
BETASAN BANT SANAYI VE TIC A.Ş. | تركيا | Turkey | ME0000008954SFDAA00003 | BETABLAST | FIXATION FABRIC TAPE |  | لزقة طبية نسيج
BETASAN BANT SANAYA VE TIC A.S | تركيا | Turkey | ME0000008951SFDAA00004 | BITAFIX | HYPOALLERGENIC MEDICAL TAPE
BETASAN BANT SANAYA VE TIC A.S | تركيا | Turkey | ME0000008951SFDAA00005 | BETATRANS | perforated transparant plaster
BETASAN BANT SANAYA VE TIC A.S | تركيا | Turkey | ME0000008951SFDAA00006 | BETA-AID | INJECTION PLASTER
BETASAN BANT SANAYA VE TIC A.S | تركيا | Turkey | ME0000008951SFDAA00007 | SANITABANT | FIRST AID STRIP |  | شريط لاصق للاسعافات الاولية
Difasan Saglik Urunleri Imalat Sanayi ve Ticraret Ltd. Sti | تركيا | Turkey | ME0000009075SFDAA00001 | Difa Clean Wet Wipe With Barrier Cream | Wet Wipe With Barrier Cream |  | منشفة مبللة لتنظيف جسم المرضى ذوي الصعوبة بالحركة
Difasan Saglik Urunleri Imalat Sanayi ve Ticraret Ltd. Sti | تركيا | Turkey | ME0000009075SFDAA00002 | Difa Clean Gloves with Barrier Cream | Gloves with Barrier Cream |  | قفاز لتنظيف جسم المريض ذو الحركة المحدودة
Difasan Saglik Urunleri Imalat Sanayi ve Ticraret Ltd. Sti | تركيا | Turkey | ME0000009075SFDAA00003 | Difa Clean Perineal Wet Wipe With Barrier Cream | Perineal Wet Wipe With Barrier Cream |  | منشفة مبللة لتنظيف المنطقة الحساسة للمرضى ذوي الحركة المحدودة
MEDITEKS SAGLIK HIZMETLERI TIBBE MALZEMELERI TEKESTIL URUNLERI SANAYII VE DIS TIC.A.S...... | تركيا | Turkey | ME0000007205SFDAA00001 | Absorbent cotton | Absorbent cotton |  | تستخدم لوضع الأدوية على او امتصاص كميات صغيرة من سوائل الجسم من سطح جسم المريض
MEDITEKS SAGLIK HIZMETLERI TIBBE MALZEMELERI TEKESTIL URUNLERI SANAYII VE DIS TIC.A.S...... | تركيا | Turkey | ME0000007205SFDAA00002 | Crepe Elastic bandage | Crepe Elastic bandage |  | يستعمل في حالات دوالي الساقين و الصدمات الرياضية و تورم العضلات
KAF GRUP SAGLIK HIZMETLERI INSAAT SANAYI VE TICARET LIMITED SIRKETI | تركيا | Turkey | ME0000009102SFDAA00001 | ONECARE | WASH GLOVES WITH BARRIER CREAM
YASIR TEKER MEDOFFICE TIBBI MALZEME TEKSTILE KIMYA ITHALAT IHRACAT SANAYI VE TICARET | تركيا | Turkey | ME0000009184SFDAA00003 | MEDCOVER BODY CLEANSING WIPES WITH CLOROHEXIDINE | BARRIER CREAM CLOTH |  | مسحات تنظيف الجسم مع كلوروهيكسيدين
MEDISIN Health Products Ltd Co | تركيا | Turkey | ME0000009204SFDAA00001 | CanChamber | Inhalation therapy chamber |  | وعاء حفظ بصمام للاستخدام مع مستنشق معير الجرعة
HONNES SAGLIK VE ENDUSTRIYEL URUNLERI A S | تركيا | Turkey | ME0000009205SFDAA00004 | PHMCO PE FIRST AID STRIPS | ADHESIVE BANDAGE |  | يستخدم في حالة الجروح والكدمات والخدوش والقرح
Gokler Mobilya Medikal ve Saglik Hizmetleri AS | تركيا | Turkey | ME0000009231SFDAA00001 | Nitrocare | Wheel Chair
CINAR MEDIKAL SAGLIK HIZMETLERI SAN. VE TIC. LTD. STI. | تركيا | Turkey | ME0000009583SFDAA00001 | Knee Immobilizer | Knee Immobilizer
Alpaya Doğal ve Kozmetik Ürünleri San. ve Tic. A.Ş. | تركيا | Turkey | ME0000010142SFDAA00003 | FORSCAR SCAR RECOVERY GEL TESTER | FORSCAR SCAR RECOVERY GEL |  | فورسكار جل مجدد
Nurel Medikal SAN VE TIC AS | تركيا | Turkey | ME0000010165SFDAA00001 | Sterilization wrap | Sterilization wrap
Dört-A Tıp Malz. San. İth. İhr.Tic. Ltd. Şti | تركيا | Turkey | ME0000010182SFDAA00001 | 4a medical CLASS 6 STEAM INDICATOR 3,5 minutes | STEAM EMULATING INDICATOR
ISIGUN MEDiKAL MUH SAN VETIC A S | تركيا | Turkey | ME0000010723SFDAA00001 | PU Emergency STRETCHER | Emergency STRETCHER
Isigun Medikal Muh San Ve Tic AS | تركيا | Turkey | ME0000010724SFDAA00001 | Mattress with Visco Layer | Mattress with Visco Layer
Dort-A Tip Malzemeleri Sanayi ith.ihr. Tic. Ltd. Sti. | تركيا | Turkey | ME0000010726SFDAA00001 | Class 6 Steam Indicator | Class 6 Steam Indicator 4AC6SI
Dort-A Tip Malzemeleri Sanayi ith.ihr. Tic. Ltd. Sti. | تركيا | Turkey | ME0000010726SFDAA00002 | Bowie Dick Test Pace | Bowie Dick Test Pace 4ABD
Dort-A Tip Malzemeleri Sanayi ith.ihr. Tic. Ltd. Sti. | تركيا | Turkey | ME0000010726SFDAA00003 | Ethylene Oxide Indicator Card | Ethylene Oxide Indicator Card 4AEOI
Mespa Sağlık Malzemeleri Sanayi Ticaret Anonim Şirketi | تركيا | Turkey | ME0000010822SFDAA00001 | Functional Emergency Stretcher | Functional Emergency Stretcher
KENMAK HOSPITAL FURNITURE | تركيا | Turkey | ME0000010823SFDAA00001 | WHEELCHAIR | WHEELCHAIR
KENMAK HASTANE MALZEMELERI VE ELEKTROSTA TIK BOYA SANAYI VE TICARET ANONIM SIRKETI | تركيا | Turkey | ME0000010824SFDAA00001 | BLOOD DONATION CHAIR | BLOOD DONATION CHAIR
Tur-med Hastane Malzemeleri San Ve Tic Ltd Sti | تركيا | Turkey | ME0000010158SFDAA00001 | examination table | examination table
MES-KON Saglik Tekstil Urunleri San. ve Ticaret Ltd. Sti. | تركيا | Turkey | ME0000010830SFDAA00001 | MesChamber | MesChamber
DORT-A TIP MALZEMELERİ SANAYİ İTHALAT İHRACAT TİCARET LİMİTED ŞİRKETİ | تركيا | Turkey | ME0000010831SFDAA00001 | Class 6 emulating indicator | Class 6 emulating indicator | Class 6 emulating indicator
Sümer Uluslararası Sanayi ve Ticaret A.Ş. | تركيا | Turkey | ME0000010886SFDAA00001 | Warming Cabinet | Refrigerator and freezer
Ontex Tüketim Ürünleri San. ve Tic. A.Ş | تركيا | Turkey | ME0000011304SFDAA00001 | Canped Adult Diaper, Large | Canped Adult Diapers with Tape
Proma Medikal Ltd Sti. | تركيا | Turkey | ME0000009066SFDAA00002 | ELECTRONIC BLOOD TRANSFUSION CHAIR | ELECTRONIC BLOOD TRANSFUSION CHAIR
Proma Medikal Ltd Sti. | تركيا | Turkey | ME0000009066SFDAA00003 | SCHRODER | STACKABLE WHEEL CHAIR
Proma Medikal Ltd Sti. | تركيا | Turkey | ME0000009066SFDAA00004 | SCHRODER | ELECTRONIC ENT CHAIR
Proma Medikal Ltd Sti. | تركيا | Turkey | ME0000009066SFDAA00005 | SCHRODER | DIALYSIS AND CHEMOTERAPY CHAIR
Proma Medikal Ltd Sti. | تركيا | Turkey | ME0000009066SFDAA00006 | Examination Table | Examination Couch
Proma Medikal Ltd Sti. | تركيا | Turkey | ME0000009066SFDAA00007 | Functional Emergency Stretcher | Emergency stretcher
Proma Medikal Ltd Sti. | تركيا | Turkey | ME0000009066SFDAA00008 | Electronic Pediadric Beds, Two Motors | Electronic Pediatric Bed
Proma Medikal Ltd Sti. | تركيا | Turkey | ME0000009066SFDAA00009 | Delivery Bed | Electronic Delivery Bed
Proma Medikal Ltd Sti. | تركيا | Turkey | ME0000009066SFDAA00010 | schroder | PATIENT TRANSFER CHAIR
Proma Medikal Ltd Sti. | تركيا | Turkey | ME0000009066SFDAA00011 | schroder | DELIVERY AND GYNAECOLOGICAL CHAIR
Hayat Kimya | تركيا | Turkey | ME0000011702SFDAA00001 | ADULT DIAPERS (2X - LARGE) | ADULT DIAPERS |  | حفاضات لكبار السن
Hayat Kimya | تركيا | Turkey | ME0000011702SFDAA00002 | JOLY ADULT PANTS MEDIUM | ADULT PANTS MEDIUM |  | كلوت (حفاضات ) لكبار السن
Hayat Kimya | تركيا | Turkey | ME0000011702SFDAA00003 | JOLY ADULT PANTS LARGE | ADULT PANTS LARGE |  | كلوت (حفاضات ) لكبار السن
Hayat Kimya | تركيا | Turkey | ME0000011702SFDAA00004 | JOLY ADULT DIAPERS (MEDIUM) | ADULT DIAPERS |  | حفاضات لكبار السن
Hayat Kimya | تركيا | Turkey | ME0000011702SFDAA00005 | JOLY ADULT DIAPERS (LARGE) | ADULT DIAPERS |  | حفاضات لكبار السن
Hayat Kimya | تركيا | Turkey | ME0000011702SFDAA00006 | JOLY ADULT DIAPERS (X - Large) | ADULT DIAPERS |  | حفاضات لكبار السن
Hayat Kimya | تركيا | Turkey | ME0000011702SFDAA00007 | JOLY underpad | Bed Cover underpad |  | غطاء حامي للسرير لكبار السن
DORT-A TIP MALZEMELERI SAN. ITH. IHR. TIC. LTD. STI | تركيا | Turkey | ME0000012370SFDAA00001 | 4A Flat Sterilization Reels | Flat Sterilization Reels
BEYA MAKINE EKIPMANLARI TEKSTIL MEDIKAL GIDA ITH IHR SAN VE TIC LTD STI | تركيا | Turkey | ME0000012371SFDAA00001 | Bowie Dick Test pack | Bowie Dick Test pack
BEYA MAKINE EKIPMANLARI TEKSTIL MEDIKAL GIDA ITH IHR SAN VE TIC LTD STI | تركيا | Turkey | ME0000012371SFDAA00002 | Class 4 Steam Multi variable indicator | Steam indicator
BEYA MAKINE EKIPMANLARI TEKSTIL MEDIKAL GIDA ITH IHR SAN VE TIC LTD STI | تركيا | Turkey | ME0000012371SFDAA00003 | Class 5 Chemical Entegrator Strips | Chemical Indicators
BEYA MAKINE EKIPMANLARI TEKSTIL MEDIKAL GIDA ITH IHR SAN VE TIC LTD STI | تركيا | Turkey | ME0000012371SFDAA00004 | Class 6 steam emulating indicator | Steam Indicators
BEYA MAKINE EKIPMANLARI TEKSTIL MEDIKAL GIDA ITH IHR SAN VE TIC LTD STI | تركيا | Turkey | ME0000012371SFDAA00005 | Plasma Indicator | Plasma Indicator
BEYA MAKINE EKIPMANLARI TEKSTIL MEDIKAL GIDA ITH IHR SAN VE TIC LTD STI | تركيا | Turkey | ME0000012371SFDAA00006 | Steam Autoclave Tape | Steam Autoclave Tape
Mespa Sağlık Malzemeleri Sanayi Ticaret Anonim Şirketi | تركيا | Turkey | ME0000010822SFDAA00002 | Stackable Wheelchair | Wheelchair |  | يساعد الكرسي المتحرك المرضى والمعاقين على الحركة السهلة
Detro Healthcare Kimya Sanayi A.S. | تركيا | Turkey | ME0000012515SFDAA00001 | Detrox | Detro Enzym Foam
Detro Healthcare Kimya Sanayi A.S. | تركيا | Turkey | ME0000012515SFDAA00002 | Detrox | Detro Matic Enzym
Detro Healthcare Kimya Sanayi A.S. | تركيا | Turkey | ME0000012515SFDAA00003 | Detrox | Detro Enzym
Detro Healthcare Kimya Sanayi A.S. | تركيا | Turkey | ME0000012515SFDAA00004 | Detrox | Detro Lube
Detro Healthcare Kimya Sanayi A.S. | تركيا | Turkey | ME0000012515SFDAA00005 | Detrox | Detro Lube Spray
Dolsan Medical Equipment Manufacturing Construction Food Marketing Industry and Trade Limited Compan | تركيا | Turkey | ME0000012522SFDAA00001 | Dolsan | STRETCHER EMERGENCY
Dolsan Medical Equipment Manufacturing Construction Food Marketing Industry and Trade Limited Compan | تركيا | Turkey | ME0000012522SFDAA00002 | Dolsan | STRETCHER TRANSPORT
4A Medical | تركيا | Turkey | ME0000013148SFDAA00001 | Class 6 Steam Indicator | Class 6 Steam Indicator 4AC6SI
DORT A TIP MALZEMELERI SAN. ITH. IHR. TIC. LTD. STI. | تركيا | Turkey | ME0000013149SFDAA00001 | Formaldehyde Chemical Indicator | Formaldehyde Indicator 4AFOI
DORT A TIP MALZEMELERI SAN. ITH. IHR. TIC. LTD. STI. | تركيا | Turkey | ME0000013149SFDAA00002 | Plasma (Biological) Indicator Test Package | Plasma Indicator 4API
DORT A TIP MALZEMELERI SAN. ITH. IHR. TIC. LTD. STI. | تركيا | Turkey | ME0000013149SFDAA00003 | Bowie Dick Test Pace | Bowie Dick Test Pace 4ABD
DORT A TIP MALZEMELERI SAN. ITH. IHR. TIC. LTD. STI. | تركيا | Turkey | ME0000013149SFDAA00004 | Class 6 Steam Indicator | Class 6 Steam Indicator 4AC6SI
DORT A TIP MALZEMELERI SAN. ITH. IHR. TIC. LTD. STI. | تركيا | Turkey | ME0000013149SFDAA00005 | Ethylene Oxide Chemical Indicator | Ethylene Oxide Indicator Card 4AEOI
MESPA SAGLIK MALZ SAN VE TIC A.S | تركيا | Turkey | ME0000012663SFDAA00001 | FUNCTIONAL EMERGENCY STRETCHER | FUNCTIONAL EMERGENCY STRETCHER
MESPA SAGLIK MALZ SAN VE TIC A.S | تركيا | Turkey | ME0000012663SFDAA00002 | FUNCTIONAL EMERGENCY STRETCHER | EMERGENCY STRETCHER
MESPA SAGLIK MALZ SAN VE TIC A.S | تركيا | Turkey | ME0000012663SFDAA00003 | ELECTRONIC DELIVERY BED 3 MOTORS | DELIVERY BED
MESPA SAGLIK MALZ SAN VE TIC A.S | تركيا | Turkey | ME0000012663SFDAA00004 | BABY COTE | BABY COTE
MESPA SAGLIK MALZ SAN VE TIC A.S | تركيا | Turkey | ME0000012663SFDAA00005 | ATTENDANT COUCH | ATTENDANT COUCH
MESPA SAGLIK MALZ SAN VE TIC A.S | تركيا | Turkey | ME0000012663SFDAA00006 | STACKABLE WHEELCHAIR | WHEELCHAIR
MESPA SAGLIK MALZ SAN VE TIC A.S | تركيا | Turkey | ME0000012663SFDAA00007 | ELECTRONIC PEDIATRIC BED 3 MOTORS | ELECTRONIC PEDIATRIC BED 3 MOTORS
MESPA SAGLIK MALZ SAN VE TIC A.S | تركيا | Turkey | ME0000012663SFDAA00008 | MANUAL PEDIATRIC PATIENT BED, SINGLE ADJUSTMENT | MANUAL PEDIATRIC PATIENT BED, SINGLE ADJUSTMENT
Pergo Medikal ve ila~ Sanayi A.$. | تركيا | Turkey | ME0000013394SFDAA00002 | Suction liner 2000 ml | Suction liner 2000 ml
Pergo Medikal ve ila~ Sanayi A.$. | تركيا | Turkey | ME0000013394SFDAA00003 | Suction liner 2000 ml canister set | Suction liner 2000 ml canister set
Burda Bebek Urunleri San Ve Tic.Anonim Sirketi | تركيا | Turkey | ME0000013430SFDAA00001 | Wee baby Practical Manual Breast Pump | Wee baby Practical Manual Breast Pump |  | مضخة وي بيبي مضخة الثدي اليدوية العملية تحفز أنسجة الثدي وتدعم إنتاج الحليب. عندما لا تستطيع الأم القيام بالرضاعة الطبيعية يمكنها أن تمرض الحليب عليها بالزجاجة
Burda Bebek Urunleri San Ve Tic.Anonim Sirketi | تركيا | Turkey | ME0000013430SFDAA00002 | Wee baby pompasi tirle Breast pump | Wee baby pompasi tirle Breast pump |  | وي بيبي مضخة الحليب بشكل خاص علي ان يستعمل في جميع انواع الصدر بسهولة يساعد في حلب الحليب بعد الولادة وتقييم الحليب الزائد الذى لا يرضعة الطفل
PAKTEN SAGLIK URUNLERI SAN. VE TIC. A.S. | تركيا | Turkey | ME0000013443SFDAA00001 | HOLDER AD ECONOMIC | HOLDER AD ECONOMIC
TURKUAZ Saglik Hizmetleri, Medikal, Temizlik Kimyasal Urünler San. ve Tic. A.S. | تركيا | Turkey | ME0000005953SFDAA00006 | Laser and cavitation Gel | Konix
TURKUAZ SAGLIK HiZMETLERi MEDiKAL TEMiZUK KiMYASAL OrONLER SAN. VE TIC. A.§. | تركيا | Turkey | ME0000000347SFDAA00001 | Gyno Fresh | Cleaning Liquid |  | يتم استخدامه ل مضادة للبكتيريا مضاد للفطريات يمنع ، غير سارة رائحة الترطيب منعش العمل
TURKUAZ SAGLIK HiZMETLERi MEDiKAL TEMiZUK KiMYASAL OrONLER SAN. VE TIC. A.§. | تركيا | Turkey | ME0000000347SFDAA00002 | ECG Gel | Konix
TURKUAZ SAGLIK HiZMETLERi MEDiKAL TEMiZUK KiMYASAL OrONLER SAN. VE TIC. A.§. | تركيا | Turkey | ME0000000347SFDAA00003 | Ultrasound GEL | Konix
TURKUAZ SAGLIK HiZMETLERi MEDiKAL TEMiZUK KiMYASAL OrONLER SAN. VE TIC. A.§. | تركيا | Turkey | ME0000000347SFDAA00004 | Laser and cavitation Gel | Konix
TURKUAZ Saglik Hizmetleri, Medikal, Temizlik Kimyasal Urünler San. ve Tic. A.S. | تركيا | Turkey | ME0000005953SFDAA00007 | ECG Gel | Konix
TURKUAZ Saglik Hizmetleri, Medikal, Temizlik Kimyasal Urünler San. ve Tic. A.S. | تركيا | Turkey | ME0000005953SFDAA00008 | Ultrasound GEL | Konix
Varimed Medikal Sanayi ve Ticaret Limited Şirketi | تركيا | Turkey | ME0000000301SFDAA00436 | VARICASE | Anti-Embolism Stockings
AKTIF DIS TICARET INS. TURZ | تركيا | Turkey | ME0000000586SFDAA00002 | Protective Apron | Coat Apron
Yü-CE TIBBI GERECLER ITH IHR MUM SAN ve TIC A S | تركيا | Turkey | ME0000000614SFDAA00004 | Yü-CE Sterilization Roll | Yü-CE Sterilization Roll
Yü CE TIBBI EREÇLER ITH IHR MÜM CAN ve TIC A Ş | تركيا | Turkey | ME0000000615SFDAA00001 | Yü CE Sterilization Roll | Sterilization Roll
CANSIN Saglik Gerecleri San.ve Tic.A.S | تركيا | Turkey | ME0000000631SFDAA00536 | Strabant Cansmplast | First Aid Plaster |  | لتغطية الجروح الطفيفة
CANSIN Saglik Gerecleri San.ve Tic.A.S | تركيا | Turkey | ME0000000631SFDAA00537 | Cansmplast | Perforated Heat Plaster |  | لتسخين المنطقة المرادة
MARMARA HIJYEN URUNIERI San. ve Dis. Tic. Ltd. Sti | تركيا | Turkey | ME0000001104SFDAA00001 | Clean Ped | Adult Diaper
Pasksel Kim San. ve Tic. A.S. | تركيا | Turkey | ME0000001213SFDAA00001 | Selped Pant | adult pull ups
NORVAMED AS STERİLİZASYON SAĞLIK HİZ. İTH. İHR. SAN. TİC. LTD. ŞTİ | تركيا | Turkey | ME0000001668SFDAA00001 | Class 6 Steam Indicator | Class 6 Steam Indicator
NORVAMED AS STERİLİZASYON SAĞLIK HİZ. İTH. İHR. SAN. TİC. LTD. ŞTİ | تركيا | Turkey | ME0000001668SFDAA00002 | Class 4 Steam indicator | Class 4 Steam indicator
NORVAMED AS STERİLİZASYON SAĞLIK HİZ. İTH. İHR. SAN. TİC. LTD. ŞTİ | تركيا | Turkey | ME0000001668SFDAA00003 | Bowie&dick Test Pack | Bowie&dick Test Pack
NORVAMED AS STERİLİZASYON SAĞLIK HİZ. İTH. İHR. SAN. TİC. LTD. ŞTİ | تركيا | Turkey | ME0000001668SFDAA00004 | Class 5 Steam Integrator | Class 5 Steam Indicator
INAYA TURIZM SAGLIK ITH. IHR SAN. Ve TIC. LTD. STI. | تركيا | Turkey | ME0000015739SFDAA00001 | Cervical Orthosis Philadelphia (Open) | NECK COLLARS |  | في حالات الألم الناتج عن الاجهاد على طول النخاع الشوكي
INAYA TURIZM SAGLIK ITH. IHR SAN. Ve TIC. LTD. STI. | تركيا | Turkey | ME0000015739SFDAA00002 | Emergency Collars | NECK COLLARS |  | في حالات الإسعافات الاولية
INAYA TURIZM SAGLIK ITH. IHR SAN. Ve TIC. LTD. STI. | تركيا | Turkey | ME0000015739SFDAA00003 | Philadelphia Collar | NECK COLLARS |  | فتق وصدمات الرقبة
INAYA TURIZM SAGLIK ITH. IHR SAN. Ve TIC. LTD. STI. | تركيا | Turkey | ME0000015739SFDAA00004 | Sponge Collar | NECK COLLARS |  | فتق الرقبة وحالات تضرر او تشنج الرقبة
INAYA TURIZM SAGLIK ITH. IHR SAN. Ve TIC. LTD. STI. | تركيا | Turkey | ME0000015739SFDAA00005 | Minerva Orthosis CTO | NECK COLLARS |  | عند الصدمات الشديدة للرقبة، تقوم بدعم الجسم بعد العمليات الجراحية بتثبيت العمود الفقري مع منطقة الرقبة
INAYA TURIZM SAGLIK ITH. IHR SAN. Ve TIC. LTD. STI. | تركيا | Turkey | ME0000015739SFDAA00006 | Knee Immobilizer | Knee Support |  | إصابات أوتار الركبة
INAYA TURIZM SAGLIK ITH. IHR SAN. Ve TIC. LTD. STI. | تركيا | Turkey | ME0000015739SFDAA00007 | Knitted Ankle Support with Silicone Pads | Ankle Support |  | الدعم وزيادة الثبات
INAYA TURIZM SAGLIK ITH. IHR SAN. Ve TIC. LTD. STI. | تركيا | Turkey | ME0000015739SFDAA00008 | Hip Abduction Orthosis | Hip and Leg Support and Hernia Belt |  | إعادة التأهيل والثبات
INAYA TURIZM SAGLIK ITH. IHR SAN. Ve TIC. LTD. STI. | تركيا | Turkey | ME0000015739SFDAA00009 | Knitted Patella Supported Knee Support | Knee Support |  | تمتص الصدمات وتعطي الراحة
INAYA TURIZM SAGLIK ITH. IHR SAN. Ve TIC. LTD. STI. | تركيا | Turkey | ME0000015739SFDAA00010 | Knee Support Controlled Orthosis | Knee Support |  | حركة تدريجية مضبوطة للركبة
INAYA TURIZM SAGLIK ITH. IHR SAN. Ve TIC. LTD. STI. | تركيا | Turkey | ME0000015739SFDAA00011 | Thumb Splint | Hand Support |  | الالتواء والالتهاب
INAYA TURIZM SAGLIK ITH. IHR SAN. Ve TIC. LTD. STI. | تركيا | Turkey | ME0000015739SFDAA00012 | Wrist Splint (Short) | Hand Support |  | الحد من حركة المعصم وضمان ثباته واستقراره
INAYA TURIZM SAGLIK ITH. IHR SAN. Ve TIC. LTD. STI. | تركيا | Turkey | ME0000015739SFDAA00013 | Mallet Finger Splint | Hand Support |  | تشوه الإصبع المطرقي
INAYA TURIZM SAGLIK ITH. IHR SAN. Ve TIC. LTD. STI. | تركيا | Turkey | ME0000015739SFDAA00014 | Ankle Foot Orthosis ( AFO) Reflex | Ankle Support |  | ارتخاء القدم (القدم الهابطة( وضعف العضلات العصبي وعمليات علاج حاالت الوتر الأخيل. حاالت انكباب أو استلقاء القدم، قدم شاركو والإصابات العقبية، الروماتيزم وإلتهابات الأربطة والشلل التشنجي
INAYA TURIZM SAGLIK ITH. IHR SAN. Ve TIC. LTD. STI. | تركيا | Turkey | ME0000015739SFDAA00015 | Aluminium Rod | Walking Support |  | لا يحتاج
INAYA TURIZM SAGLIK ITH. IHR SAN. Ve TIC. LTD. STI. | تركيا | Turkey | ME0000015739SFDAA00016 | TLSO Corset | Corsets |  | الحداب، استئصال الصفيحة الفقرية، هشاشة العظام، الشلل النصف السفلي، بعد العمليات الجراحية، التضيق الشوكي، كسور أضلاع القفص الصدري، خلال فترة الاسترواح الصدري.
INAYA TURIZM SAGLIK ITH. IHR SAN. Ve TIC. LTD. STI. | تركيا | Turkey | ME0000015739SFDAA00017 | Humeral Brace Splint | SHOULDER SUPPORT |  | تقوم بضغط محيطي على الأنسجة الرخوة حول العضد
INAYA TURIZM SAGLIK ITH. IHR SAN. Ve TIC. LTD. STI. | تركيا | Turkey | ME0000015739SFDAA00018 | Plastic Shoulder Orthosis | SHOULDER SUPPORT |  | للمحافظة على ضغط محيطي على الأنسجة اللينة
INAYA TURIZM SAGLIK ITH. IHR SAN. Ve TIC. LTD. STI. | تركيا | Turkey | ME0000015739SFDAA00019 | Padded Arm Sling | SHOULDER SUPPORT |  | بعد العملية الجراحية لمتلازمة التنشب وتمزق الكفة المدورة .
INAYA TURIZM SAGLIK ITH. IHR SAN. Ve TIC. LTD. STI. | تركيا | Turkey | ME0000015739SFDAA00020 | Velpau Bandage | SHOULDER SUPPORT |  | التثبيت والاستقرار لأعلى الذراع والكتف
INAYA TURIZM SAGLIK ITH. IHR SAN. Ve TIC. LTD. STI. | تركيا | Turkey | ME0000015739SFDAA00021 | Arm Sling Gabardine | SHOULDER SUPPORT |  | يمسك الكتف والذراع ويثبتهما بالوضعية المطلوبة
FTM AMBALAJM MEDIKAL ITM. IHR. SAN.TIC.LTD.STI | تركيا | Turkey | ME0000016496SFDAA00001 | FTM STERIWAY | Class 5 EO Indicator
AYGUN SURGICAL INSTRUMENTS CO INC | تركيا | Turkey | ME0000001362SFDAA00001 | DENTAL BASKET WITH LID 274X180X42 MM | DENTAL BASKET WITH LID
AYGUN SURGICAL INSTRUMENTS CO INC | تركيا | Turkey | ME0000001362SFDAA00002 | SMALL FINE MESH BASKETS WITH LID 60X60X60 MM MESH 2 MM X 2 MM | SMALL FINE MESH BASKETS WITH LID
AYGUN SURGICAL INSTRUMENTS CO INC | تركيا | Turkey | ME0000001362SFDAA00003 | CONTAINER NON-PERFOTATED BOTTOM DENTAL 303X186X55 MM | CONTAINER NON-PERFOTATED BOTTOM DENTAL
AYGUN SURGICAL INSTRUMENTS CO INC | تركيا | Turkey | ME0000001362SFDAA00004 | LID NON-PERFORATED ALU. DENTAL 303X186X20 MM RED | LID NON-PERFORATED ALU. DENTAL RED
AYGÜN CERRAHİ ALETLER SANAYİ VE TİCARET A.Ş. | تركيا | Turkey | ME0000001403SFDAA00001 | Wire Basket Without Lid for 1/1 Containers | WIRE BASKET - WITHOUT LID
Troyka Med Tıbbi Sistemler A.Ş. | تركيا | Turkey | ME0000003303SFDAA00001 | MRI Compatible Laryngoscope | Rigid Laryngoscope
Sevincler Saglik Urunleri San ve Tic AS) | تركيا | Turkey | ME0000005530SFDAA00001 | GIGGLES | Adult Diapers |  | حفاظات للكبار
Medikal 2000 Tibbi Cihazlar Ve Ileri Teknoloji San.Tic.A.S | تركيا | Turkey | ME0000005708SFDAA00001 | Stretcher | Stretcher | Stretcher
Medikal 2000 Tibbi Cihazlar Ve Ileri Teknoloji San.Tic.A.S | تركيا | Turkey | ME0000005708SFDAA00002 | Examination Table | Examination Table | Examination Table
Uzumcu Tibbi Cihaz ve Medikal Gaz Sistemleri San Ve Tic AS | تركيا | Turkey | ME0000005709SFDAA00001 | Hydraulic Stretcher | Hydraulic Stretcher
Medikal 2000 Tibbi Cihazlar Ve Ileri Teknoloji San.Tic.A.S | تركيا | Turkey | ME0000005708SFDAA00003 | EXAMINATION CHAIR | EXAMINATION CHAIR | EXAMINATION CHAIR
Medikal2000 Tibbi Cihazlar Ve Ileri Teknoloji San Tic AS | تركيا | Turkey | ME0000005711SFDAA00001 | Overbed Table | Overbed Table
Medikal2000 Tibbi Cihazlar Ve Ileri Teknoloji San Tic AS | تركيا | Turkey | ME0000005711SFDAA00002 | Sofa Bed | Sofa Bed
Medikal 2000 Tibbi Cihazlar Ve Ileri Teknoloji San.Tic.A.S | تركيا | Turkey | ME0000005708SFDAA00004 | Electromechanical Pediatric Bed | Mechanic - Electromechanic Pediatric Hospital Bed
Medikal 2000 Tibbi Cihazlar Ve Ileri Teknoloji San.Tic.A.S | تركيا | Turkey | ME0000005708SFDAA00005 | Emergency Trolley | Emergency Trolley | Emergency Trolley
Medikal 2000 Tibbi Cihazlar Ve Ileri Teknoloji San.Tic.A.S | تركيا | Turkey | ME0000005708SFDAA00006 | Hospital Bed | Hospital Bed | Hospital Bed
Uzumcu Tibbi Cihaz ve Medikal Gaz Sistemleri San Ve Tic AS | تركيا | Turkey | ME0000005709SFDAA00004 | Equipment Trolley | Equipment Trolley
Uzumcu Tibbi Cihaz ve Medikal Gaz Sistemleri San Ve Tic AS | تركيا | Turkey | ME0000005709SFDAA00005 | Examination Lamp | Examination Light
Uzumcu Tibbi Cihaz ve Medikal Gaz Sistemleri San Ve Tic AS | تركيا | Turkey | ME0000005709SFDAA00006 | Foot Step | Foot Step
Uzumcu Tibbi Cihaz ve Medikal Gaz Sistemleri San Ve Tic AS | تركيا | Turkey | ME0000005709SFDAA00010 | Negatoscope | Negatoscope
Uzumcu Tibbi Cihaz ve Medikal Gaz Sistemleri San Ve Tic AS | تركيا | Turkey | ME0000005709SFDAA00011 | Cloth Trolley | Cloth Trolley
Uzumcu Tibbi Cihaz ve Medikal Gaz Sistemleri San Ve Tic AS | تركيا | Turkey | ME0000005709SFDAA00012 | Packaging Table | Packaging Table
Uzumcu Tibbi Cihaz ve Medikal Gaz Sistemleri San Ve Tic AS | تركيا | Turkey | ME0000005709SFDAA00013 | Scrub Sink | Scrub Sink
Uzumcu Tibbi Cihaz ve Medikal Gaz Sistemleri San Ve Tic AS | تركيا | Turkey | ME0000005709SFDAA00014 | Ultrasonic Cleaning Unit | Ultrasonic Cleaning Unit
Uzumcu Tibbi Cihaz ve Medikal Gaz Sistemleri San Ve Tic AS | تركيا | Turkey | ME0000005709SFDAA00015 | Waste Bin | Waste Bin
Medikal2000 Tibbi Cihazlar Ve Ileri Teknoloji San Tic AS | تركيا | Turkey | ME0000005711SFDAA00005 | Electrical Treatment Table | Electrical Treatment Table
Medikal2000 Tibbi Cihazlar Ve Ileri Teknoloji San Tic AS | تركيا | Turkey | ME0000005711SFDAA00006 | Gynecological Examination Table | Gynecological Examination Table
Medikal2000 Tibbi Cihazlar Ve Ileri Teknoloji San Tic AS | تركيا | Turkey | ME0000005711SFDAA00007 | Bed Side Cabinet with Overbed Table | Bed Side Cabinet with Overbed Table
Duman Celik Esya San. Ve Tic.A.S. | تركيا | Turkey | ME0000007819SFDAA00001 | Emergency Stretcher | Emergency Stretcher
Duman Celik Esya San. Ve Tic.A.S. | تركيا | Turkey | ME0000007819SFDAA00002 | Examinaiton Table | Examinaiton Table
Duman Celik Esya San. Ve Tic.A.S. | تركيا | Turkey | ME0000007819SFDAA00003 | Medication Cabinet | Medication Cabinet
Duman Celik Esya San. Ve Tic.A.S. | تركيا | Turkey | ME0000007819SFDAA00004 | Pediatric Bed | Pediatric Bed
Duman Celik Esya San. Ve Tic.A.S. | تركيا | Turkey | ME0000007819SFDAA00005 | Table | Table
Maksgrup Plastik Saglik Gerecleri San. Tic. Ltd. Sti | تركيا | Turkey | ME0000007998SFDAA00001 | Nasal Aspirator | Nasal Aspirator
Maksgrup Plastik Saglik Gerecleri San. Tic. Ltd. Sti | تركيا | Turkey | ME0000007998SFDAA00002 | Silicone Breast Protector | Silicone Breast Protector
Maksgrup Plastik Saglik Gerecleri San. Tic. Ltd. Sti | تركيا | Turkey | ME0000007998SFDAA00003 | Manual Breast Pump | Manual Breast Pump
BETASAN BANT SANAYI VE TIC A.Ş. | تركيا | Turkey | ME0000008954SFDAA00001 | BETALAST | Elastic Bandage |  | رباط ضاغط مرن
BETASAN BANT SANAYI VE TIC A.Ş. | تركيا | Turkey | ME0000008954SFDAA00002 | SANITAYAKI | CAPSICUM PLASTER |  | سانيتاياكي جايسجوم فلاستر
BETASAN BANT SANAYI VE TIC A.Ş. | تركيا | Turkey | ME0000008954SFDAA00004 | BETAGAUZE | Hydrophil Gas Swab- Gas Compress
KORDON TIP SAGLIK ARAC GERECLERI MUH. PRJ. ITH. LTD. STI | تركيا | Turkey | ME0000008965SFDAA00002 | AXIS Emulating indicator | Emulating indicator
KORDON TIP SAGLIK ARAC GERECLERI MUH. PRJ. ITH. LTD. STI | تركيا | Turkey | ME0000008965SFDAA00003 | BOWIE Dick Test Pack | BOWIE Dick Test Pack
KORDON TIP SAGLIK ARAC GERECLERI MUH. PRJ. ITH. LTD. STI | تركيا | Turkey | ME0000008965SFDAA00004 | Dual Incubator | Dual Incubator
Beren Medikal Paz. San.Tic. Ltd. Sti | تركيا | Turkey | ME0000009045SFDAA00001 | Thermal Paper for Video Printer | Thermal Paper for Video Printer
Proma Medikal Ltd Sti. | تركيا | Turkey | ME0000009066SFDAA00001 | Functional Emergency Stretcher | Functional Emergency Stretcher
MIXTA TIBBI CIHAZLAR VE DONANIMLARI TIC. SAN, A.S. | تركيا | Turkey | ME0000009067SFDAA00001 | MIXTA | MAYO TABLE
MIXTA TIBBI CIHAZLAR VE DONANIMLARI TIC. SAN, A.S. | تركيا | Turkey | ME0000009067SFDAA00002 | MIXTA | HAND WASH SCRUB UNIT
MIXTA TIBBI CIHAZLAR VE DONANIMLARI TIC. SAN, A.S. | تركيا | Turkey | ME0000009067SFDAA00003 | MIXTA | EYE WASHING SINK
MIXTA TIBBI CIHAZLAR VE DONANIMLARI TIC. SAN, A.S. | تركيا | Turkey | ME0000009067SFDAA00004 | MIXTA | EYE WASHING SINK
MIXTA TIBBI CIHAZLAR VE DONANIMLARI TIC. SAN, A.S. | تركيا | Turkey | ME0000009067SFDAA00005 | MIXTA | INSTRUMENT WASHING SINK
MIXTA TIBBI CIHAZLAR VE DONANIMLARI TIC. SAN, A.S. | تركيا | Turkey | ME0000009067SFDAA00006 | MIXTA | STERILIZED PRODUCT TROLLEY
lzmir Ortopedi Tibbi Korse Sanayi Ve Ticaret LTD STI | تركيا | Turkey | ME0000009086SFDAA00001 | Frejka Pillow | HIP ABDUCTION SPLINT
YASIR TEKER MEDOFFICE TIBBI MALZEME TEKSTILE KIMYA ITHALAT IHRACAT SANAYI VE TICARET | تركيا | Turkey | ME0000009184SFDAA00001 | MEDCOVER WASH GLOVES | WASHGLOVES WITH BARRIER CREAM |  | قفازات تنظيف الجسم
YASIR TEKER MEDOFFICE TIBBI MALZEME TEKSTILE KIMYA ITHALAT IHRACAT SANAYI VE TICARET | تركيا | Turkey | ME0000009184SFDAA00002 | MEDCOVER PERINEAL AREA CLEANSING WIPE | BARRIER CREAM PERINEAL WIPE |  | مناديل تنظيف المنطقة الحساسة
DORT A TIP MALZEMELERI SAN ITH IHR TIC LTD STI | تركيا | Turkey | ME0000009186SFDAA00001 | 4A MEDICAL STERILIZATION POUCHES | STERILIZATION POUCHES
DORT A TIP MALZEMELERI SAN ITH IHR TIC LTD STI | تركيا | Turkey | ME0000009186SFDAA00002 | STEAM AUTOCLAVE TAPE | STEAM AUTOCLAVE TAPE
HONNES SAGLIK VE ENDUSTRIYEL URUNLERI A S | تركيا | Turkey | ME0000009205SFDAA00001 | PHMCO COTTON SURGICAL TAPE | ADHESIVE BANDAGE
HONNES SAGLIK VE ENDUSTRIYEL URUNLERI A S | تركيا | Turkey | ME0000009205SFDAA00002 | PHMCO SILK SURGICAL TAPE | ADHESIVE BANDAGE
HONNES SAGLIK VE ENDUSTRIYEL URUNLERI A S | تركيا | Turkey | ME0000009205SFDAA00003 | PHMCO TRANSPARENT SURGICAL TAPE | ADHESIVE BANDAGE
HONNES SAGLIK VE ENDUSTRIYEL URUNLERI A S | تركيا | Turkey | ME0000009205SFDAA00005 | PHMCO PE FIRST AID STRIPS | ADHESIVE BANDAGE |  | يستخدم في حالة الجروح والخدوش والخ
VICTOREKS TIBBI SAGLIK URUNLERI IC VE DIS TIC SAN LTD STI | تركيا | Turkey | ME0000009208SFDAA00001 | Eagle Plaster | Adhesive Bandage |  | لصقة توضع على أماكن محددة من الجسم لتخفيف الألم
GOKLER A.S.MOB. MED. VE SAGLIK HIZM. GIDA MAD. INS. NAKL.IML.MONTAJ PAZ.ITH.IHR.SAN.TIC.A.S | تركيا | Turkey | ME0000009215SFDAA00001 | NitroCare | Gynecology Examination Coach / Delivery Bed
GOKLER A.S.MOB. MED. VE SAGLIK HIZM. GIDA MAD. INS. NAKL.IML.MONTAJ PAZ.ITH.IHR.SAN.TIC.A.S | تركيا | Turkey | ME0000009215SFDAA00002 | NitroCare | WHEEL CHAIR
GOKLER A.S.MOB. MED. VE SAGLIK HIZM. GIDA MAD. INS. NAKL.IML.MONTAJ PAZ.ITH.IHR.SAN.TIC.A.S | تركيا | Turkey | ME0000009215SFDAA00003 | NitroCare | STRETCHERS
GOKLER A.S.MOB. MED. VE SAGLIK HIZM. GIDA MAD. INS. NAKL.IML.MONTAJ PAZ.ITH.IHR.SAN.TIC.A.S | تركيا | Turkey | ME0000009215SFDAA00004 | NitroCare | MEDICINE & EMERGENCY CART
GOKLER A.S.MOB. MED. VE SAGLIK HIZM. GIDA MAD. INS. NAKL.IML.MONTAJ PAZ.ITH.IHR.SAN.TIC.A.S | تركيا | Turkey | ME0000009215SFDAA00005 | NitroCare | ELECTRICAL BED
GOKLER A.S.MOB. MED. VE SAGLIK HIZM. GIDA MAD. INS. NAKL.IML.MONTAJ PAZ.ITH.IHR.SAN.TIC.A.S | تركيا | Turkey | ME0000009215SFDAA00006 | NitroCare | CHEMOTHERAPY, DIALYSIS, BLOOD DONOR, ENT CHAIR
GOKLER A.S.MOB. MED. VE SAGLIK HIZM. GIDA MAD. INS. NAKL.IML.MONTAJ PAZ.ITH.IHR.SAN.TIC.A.S | تركيا | Turkey | ME0000009215SFDAA00007 | NitroCare | MANUAL BED
GOKLER A.S.MOB. MED. VE SAGLIK HIZM. GIDA MAD. INS. NAKL.IML.MONTAJ PAZ.ITH.IHR.SAN.TIC.A.S | تركيا | Turkey | ME0000009215SFDAA00008 | NitroCare | LIFTING
GOKLER A.S.MOB. MED. VE SAGLIK HIZM. GIDA MAD. INS. NAKL.IML.MONTAJ PAZ.ITH.IHR.SAN.TIC.A.S | تركيا | Turkey | ME0000009215SFDAA00009 | NitroCare | IV Pole
GOKLER A.S.MOB. MED. VE SAGLIK HIZM. GIDA MAD. INS. NAKL.IML.MONTAJ PAZ.ITH.IHR.SAN.TIC.A.S | تركيا | Turkey | ME0000009215SFDAA00010 | NitroCare | Baby Cots
GOKLER A.S.MOB. MED. VE SAGLIK HIZM. GIDA MAD. INS. NAKL.IML.MONTAJ PAZ.ITH.IHR.SAN.TIC.A.S | تركيا | Turkey | ME0000009215SFDAA00011 | NitroCare | Electrical Bed
GOKLER A.S.MOB. MED. VE SAGLIK HIZM. GIDA MAD. INS. NAKL.IML.MONTAJ PAZ.ITH.IHR.SAN.TIC.A.S | تركيا | Turkey | ME0000009215SFDAA00012 | NitroCare | Stretcher
GOKLER A.S.MOB. MED. VE SAGLIK HIZM. GIDA MAD. INS. NAKL.IML.MONTAJ PAZ.ITH.IHR.SAN.TIC.A.S | تركيا | Turkey | ME0000009215SFDAA00013 | NitroCare | MEDICINE AND EMERGENCY CARTS
DORT A TIP MALZEMELERI SAN ITH IHR TIC LTD STI | تركيا | Turkey | ME0000009186SFDAA00010 | 3ind 60gm Flat reel | FLAT STERILIZATION REELS, 3IND 60gm
DORT A TIP MALZEMELERI SAN ITH IHR TIC LTD STI | تركيا | Turkey | ME0000009186SFDAA00011 | STEAM TAPE | STEAM AUTOCLAVE TAPE
Dort A Tip Malzemelerl SAN. ITH. IHR. TIC. LTD. STI | تركيا | Turkey | ME0000010718SFDAA00001 | Tyvek Rulo | Tyvek Reel
Dort A Tip Malzemelerl SAN. ITH. IHR. TIC. LTD. STI | تركيا | Turkey | ME0000010718SFDAA00002 | Self Sealing Pouch | Self Sealing Pouch
Isigun Medikal Muh San Ve Tic AS | تركيا | Turkey | ME0000010724SFDAA00002 | Companion Chair | Companion Chair
Isigun Medikal Muh San Ve Tic AS | تركيا | Turkey | ME0000010724SFDAA00003 | Visco Layer Mattress | Visco Layer Mattress
Isigun Medikal Muh San Ve Tic AS | تركيا | Turkey | ME0000010724SFDAA00004 | Antidecubitic Mattress | Antidecubitic Mattress
Isigun Medikal Muh San Ve Tic AS | تركيا | Turkey | ME0000010724SFDAA00005 | Double Scrub Sink | Double Scrub Sink
Isigun Medikal Muh San Ve Tic AS | تركيا | Turkey | ME0000010724SFDAA00006 | Child Bed | Child Bed
Isigun Medikal Muh San Ve Tic AS | تركيا | Turkey | ME0000010724SFDAA00007 | Standard Baby Cot | Standard Baby Cot
Isigun Medikal Muh San Ve Tic AS | تركيا | Turkey | ME0000010724SFDAA00008 | Hydraulic Mayo Table | Hydraulic Mayo Table
Isigun Medikal Muh San Ve Tic AS | تركيا | Turkey | ME0000010724SFDAA00009 | Equipment Trolley | Equipment Trolley
Isigun Medikal Muh San Ve Tic AS | تركيا | Turkey | ME0000010724SFDAA00010 | Cabinet with Sliding Doors | Cabinet with Sliding Doors
Isigun Medikal Muh San Ve Tic AS | تركيا | Turkey | ME0000010724SFDAA00011 | Transfer Stretcher | Transfer Stretcher
Necati Kaya Tibbi CiH. iTH. ve iHR. SAN. ve TiC. Ltd. STi. | تركيا | Turkey | ME0000010868SFDAA00001 | Class 4 Dual Strips | Class 4 Dual Strips
Necati Kaya Tibbi CiH. iTH. ve iHR. SAN. ve TiC. Ltd. STi. | تركيا | Turkey | ME0000010868SFDAA00002 | Class 5 Integrator | Class 5 Integrator
Necati Kaya Tibbi Cihazlar Ithalat ve Ihracat San ve Tic Ltd Sti | تركيا | Turkey | ME0000010866SFDAA00001 | Class 6 Emulating Indicator | Class 6 Emulating Indicator
Necati Kaya Tibbi Cihazlar Ithalat ve Ihracat San ve Tic Ltd Sti | تركيا | Turkey | ME0000010866SFDAA00002 | Bowie Dick Test Pack | Bowie Dick Test Pack
SUMER ULUSLARARASI SANAYI VE TICARET A.S. | تركيا | Turkey | ME0000010887SFDAA00001 | SM Series Baby Food Bottle & Injector Heater | Baby Food Bottle & lnjector Heater
SUMER ULUSLARARASI SANAYI VE TICARET A.S. | تركيا | Turkey | ME0000010887SFDAA00002 | SUMER ENDOSCOPE DRYING CABINET | Endoscopy Drying Cabinets
SUMER ULUSLARARASI SANAYI VE TICARET A.S. | تركيا | Turkey | ME0000010887SFDAA00003 | SUMER Stainless Steel Hospital Equipments | Stainless Steel Hospital Equipments
ARSIMED MEDIKAL KOZM. BIL. ITH. IHR. PAZ. SANAYI VE TICARET | تركيا | Turkey | ME0000010987SFDAA00001 | PANAMERA DIALYSIS AND CHEMOTHERAPY CHAIR | DIALYSIS AND CHEMOTHERAPY CHAIR
MERPOL SUNGER TEKSTİL SAN VE TİC LTD ŞTİ | تركيا | Turkey | ME0000011681SFDAA00001 | FOAM MATTRESS | FOAM MATTRESS
Mat Med Medikal San. ve Tic. Ltd. Sti | تركيا | Turkey | ME0000011682SFDAA00001 | Cervical Collar (Sponge) | Cervical Collar
Mat Med Medikal San. ve Tic. Ltd. Sti | تركيا | Turkey | ME0000011682SFDAA00002 | Arm Sling (Airtex) | Arm Sling
Mat Med Medikal San. ve Tic. Ltd. Sti | تركيا | Turkey | ME0000011682SFDAA00003 | Wrist Splint (Long) | Wrist Splint
Mat Med Medikal San. ve Tic. Ltd. Sti | تركيا | Turkey | ME0000011682SFDAA00004 | Lumbosacral Corset (32cm) | Lumbosacral Corset
Mat Med Medikal San. ve Tic. Ltd. Sti | تركيا | Turkey | ME0000011682SFDAA00005 | Open Patella Knee Support | Knee Support
Mat Med Medikal San. ve Tic. Ltd. Sti | تركيا | Turkey | ME0000011682SFDAA00006 | Ankle Support | Ankle Support
Mat Med Medikal San. ve Tic. Ltd. Sti | تركيا | Turkey | ME0000011682SFDAA00007 | Compression Stocking Below the Knee | Compression Stocking
PAKSEL KIMYA SAN VE TIC AS | تركيا | Turkey | ME0000012062SFDAA00001 | BED SHEET | BED SHEET |  | شراشف السرير
MIXTA TIBBI CIHAZLAR VE DONANIMLARI TIC. SAN. A.S. | تركيا | Turkey | ME0000012521SFDAA00001 | MIXTA | Surgical Bowl
SPM Sunger Plastik Ve Materyalleri San ve Tic Ltd Sti | تركيا | Turkey | ME0000013107SFDAA00001 | Polyurethane Foam Mattress | SPM Basic
Medster Tibbi Cihaz Ve Saglik Hizmetleri Ltd Sti | تركيا | Turkey | ME0000013109SFDAA00001 | Steam Indicator Strip | Steam Indicator Strip
Medster Tibbi Cihaz Ve Saglik Hizmetleri Ltd Sti | تركيا | Turkey | ME0000013109SFDAA00002 | Bowie Dick Test Pack | Bowie Dick Test Pack
Pergo Medikal ve ila~ Sanayi A.$. | تركيا | Turkey | ME0000013394SFDAA00001 | Eye Safety Tape Adult Eye Safety Tape Pediatric | Eye Safety Tape Adult Eye Safety Tape Pediatric
3Teks Tekstil Gida Ithalat Ihracat Sanayi Ve Ticaret Limited Sirketi | تركيا | Turkey | ME0000000298SFDAA00002 | Box Gown | Disposable non Sterile Box Gown
3Teks Tekstil Gida Ithalat Ihracat Sanayi Ve Ticaret Limited Sirketi | تركيا | Turkey | ME0000000298SFDAA00003 | Scrub Suits | Disposable non Sterile Scrub Suits
3Teks Tekstil Gida Ithalat Ihracat Sanayi Ve Ticaret Limited Sirketi | تركيا | Turkey | ME0000000298SFDAA00004 | Isolation Cover-All | Disposable non Sterile Isolation Cover-All
3Teks Tekstil Gida Ithalat Ihracat Sanayi Ve Ticaret Limited Sirketi | تركيا | Turkey | ME0000000298SFDAA00005 | Face Mask | Disposable non Sterile Face Mask
3Teks Tekstil Gida Ithalat Ihracat Sanayi Ve Ticaret Limited Sirketi | تركيا | Turkey | ME0000000298SFDAA00006 | Bonnet Head Cover | Disposable non Sterile Bonnet Head Cover
3Teks Tekstil Gida Ithalat Ihracat Sanayi Ve Ticaret Limited Sirketi | تركيا | Turkey | ME0000000298SFDAA00007 | Chemotherapy Drape | Disposable non Sterile Chemotherapy Drape
3Teks Tekstil Gida Ithalat Ihracat Sanayi Ve Ticaret Limited Sirketi | تركيا | Turkey | ME0000000298SFDAA00008 | Oversleeve | Disposable non Sterile Oversleeve
3Teks Tekstil Gida Ithalat Ihracat Sanayi Ve Ticaret Limited Sirketi | تركيا | Turkey | ME0000000298SFDAA00009 | Colonoscopy Pants | Disposable non Sterile Colonoscopy Pants
3Teks Tekstil Gida Ithalat Ihracat Sanayi Ve Ticaret Limited Sirketi | تركيا | Turkey | ME0000000298SFDAA00010 | Isolation Gown | Disposable non Sterile Isolation Gown
3Teks Tekstil Gida Ithalat Ihracat Sanayi Ve Ticaret Limited Sirketi | تركيا | Turkey | ME0000000298SFDAA00011 | Corpse Bag | Disposable non Sterile Corpse Bag
BIOAKTIF ORTOPEDIK SAGLIK HIZM. VE TEKSTIL SAN.TIC.A.S. | تركيا | Turkey | ME0000000330SFDAA00051 | Orthopedic Soft Product | BIOAKTIF
BIOAKTIF ORTOPEDIK SAGLIK HIZM. VE TEKSTIL SAN.TIC.A.S. | تركيا | Turkey | ME0000000330SFDAA00052 | Orthopedic Soft Product | BIOAKTIF
Victoreks Tıbbi Sağlık Ürünleri İç ve Dış Tic.San.Ltd.Şti. | تركيا | Turkey | ME0000015988SFDAA00001 | AIDSTRIPS | Adhesive Bandage |  | للجروح الصغيرة والخدوش
MIXTA Tibbi Cihazlar AS | تركيا | Turkey | ME0000001402SFDAA00001 | DOUBLE SCRUB UNIT | Stainless Steel Hospital Equipment
Uzumcu Tibbi Cihaz ve Medikal Gaz Sistemleri San Ve Tic AS | تركيا | Turkey | ME0000005709SFDAA00002 | OPERATING LIGHT | OPERATING LIGHT | OPERATING LIGHT
Uzumcu Tibbi Cihaz ve Medikal Gaz Sistemleri San Ve Tic AS | تركيا | Turkey | ME0000005709SFDAA00003 | Operating Table | Operating Table | Operating Table
Uzumcu Tibbi Cihaz ve Medikal Gaz Sistemleri San Ve Tic AS | تركيا | Turkey | ME0000005709SFDAA00007 | Instrument Trolley | Instrument Trolley | Instrument Trolley
Uzumcu Tibbi Cihaz ve Medikal Gaz Sistemleri San Ve Tic AS | تركيا | Turkey | ME0000005709SFDAA00008 | IV Stand | IV Stand | IV Stand
Uzumcu Tibbi Cihaz ve Medikal Gaz Sistemleri San Ve Tic AS | تركيا | Turkey | ME0000005709SFDAA00009 | Mayo Table | Mayo Table | Mayo Table
Medikal2000 Tibbi Cihazlar Ve Ileri Teknoloji San Tic AS | تركيا | Turkey | ME0000005711SFDAA00003 | Delivery Bed | Delivery Bed | Delivery Bed
Medikal2000 Tibbi Cihazlar Ve Ileri Teknoloji San Tic AS | تركيا | Turkey | ME0000005711SFDAA00004 | Patient Transfer Chair | Patient Transfer Chair | Patient Transfer Chair
Softomed Medikal San. Tic. A.,S. | تركيا | Turkey | ME0000007741SFDAA00001 | Softocart | Mobile Equipment Cart | Medical Equipment Cart
KORDON TIP SAGLIK ARAC GERECLERI MUH. PRJ. ITH. LTD. STI | تركيا | Turkey | ME0000008965SFDAA00001 | Biological indicator | Biological Indicator | biological indicator
KORDON TIP SAGLIK ARAC GERECLERI MUH. PRJ. ITH. LTD. STI | تركيا | Turkey | ME0000008965SFDAA00001 | Biological indicator | Biological Indicator | biological indicator
KORDON TIP SAGLIK ARAC GERECLERI MUH. PRJ. ITH. LTD. STI | تركيا | Turkey | ME0000008965SFDAA00001 | Biological indicator | Biological Indicator | biological indicator
DORT A TIP MALZEMELERI SAN ITH IHR TIC LTD STI | تركيا | Turkey | ME0000009186SFDAA00003 | Bowie Dick Test Pack | Bowie Dick Test Pack | Bowie Dick Test Pack
DORT A TIP MALZEMELERI SAN ITH IHR TIC LTD STI | تركيا | Turkey | ME0000009186SFDAA00003 | Bowie Dick Test Pack | Bowie Dick Test Pack | Bowie Dick Test Pack
DORT A TIP MALZEMELERI SAN ITH IHR TIC LTD STI | تركيا | Turkey | ME0000009186SFDAA00004 | Class 5 Integrator | Class 5 Integrator | Class 5 steam chemical Integrator
DORT A TIP MALZEMELERI SAN ITH IHR TIC LTD STI | تركيا | Turkey | ME0000009186SFDAA00004 | Class 5 Integrator | Class 5 Integrator | Class 5 steam chemical Integrator
DORT A TIP MALZEMELERI SAN ITH IHR TIC LTD STI | تركيا | Turkey | ME0000009186SFDAA00005 | Sterilization pouches | Sterilization pouches | sterilization bags
DORT A TIP MALZEMELERI SAN ITH IHR TIC LTD STI | تركيا | Turkey | ME0000009186SFDAA00005 | Sterilization pouches | Sterilization pouches | sterilization bags
DORT A TIP MALZEMELERI SAN ITH IHR TIC LTD STI | تركيا | Turkey | ME0000009186SFDAA00008 | Class 6 Steam Indicator | Class 6 Steam Indicator | Class 6 Steam Indicator
DORT A TIP MALZEMELERI SAN ITH IHR TIC LTD STI | تركيا | Turkey | ME0000009186SFDAA00008 | Class 6 Steam Indicator | Class 6 Steam Indicator | Class 6 Steam Indicator
DORT A TIP MALZEMELERI SAN ITH IHR TIC LTD STI | تركيا | Turkey | ME0000009186SFDAA00009 | Class 4 Steam Indicator | Class 4 Steam Indicator | Class 4 Steam Indicator
DORT A TIP MALZEMELERI SAN ITH IHR TIC LTD STI | تركيا | Turkey | ME0000009186SFDAA00009 | Class 4 Steam Indicator | Class 4 Steam Indicator | Class 4 Steam Indicator
MIXTA TIBBI CIHAZLAR VE DONANIMLARI TIC. SAN, A.S. | تركيا | Turkey | ME0000009067SFDAA00007 | MIXTA / Sterilized Product Trolley | Sterilized Product Trolley | Sterilized Product and Basket Trolley
DORT-A TIP MALZEMELERİ SANAYİ İTHALAT İHRACAT TİCARET LİMİTED ŞİRKETİ | تركيا | Turkey | ME0000010831SFDAA00002 | Bowie & Dick Autoclave Test Pack | Bowie & Dick Autoclave Test Pack | Bowie & Dick Autoclave Test Pack
KONFORT ÖZEL SAĞLIK HİZMETLERİ TIBBİ MALZEMELER SANAYİ VE TİCARET LİMİTED ŞİRKETİ | تركيا | Turkey | ME0000010832SFDAA00001 | CONFORT | CONFORT | CONFORT
Paksel Kimya Sanayi Ve Ticaret A.S. | تركيا | Turkey | ME0000012353SFDAA00001 | Incoped Adult Diapers | Incoped Adult Diapers | Diapers for Adults | حفاضات الكبار
Paksel Kimya Sanayi Ve Ticaret A.S. | تركيا | Turkey | ME0000012353SFDAA00001 | Incoped Adult Diapers | Incoped Adult Diapers | Diapers for Adults | حفاضات الكبار
Mat Med Medikal San. ve Tic. Ltd. Sti | تركيا | Turkey | ME0000011682SFDAA00009 | Knee Support | Knee Support | Support for the knees
Mat Med Medikal San. ve Tic. Ltd. Sti | تركيا | Turkey | ME0000011682SFDAA00013 | Wrist Splint | Wrist Splint | Wrist Support
Mat Med Medikal San. ve Tic. Ltd. Sti | تركيا | Turkey | ME0000011682SFDAA00014 | Ankle Support | Ankle Support | Support for the Ankle
Mat Med Medikal San. ve Tic. Ltd. Sti | تركيا | Turkey | ME0000011682SFDAA00012 | Arm Sling | Arm Sling | Arm Support
Mat Med Medikal San. ve Tic. Ltd. Sti | تركيا | Turkey | ME0000011682SFDAA00011 | Cervical Collar | Cervical Collar | Neck Support
Ersamed Medikal Orthopedi San Tic Ltd Sti | تركيا | Turkey | ME0000013429SFDAA00001 | Finger Hand and Elbow Supports Products | OrthoPoint | Support for for fingers and hands
Ersamed Medikal Orthopedi San Tic Ltd Sti | تركيا | Turkey | ME0000013429SFDAA00002 | Corsets | OrthoPoint | Corsets for core support
Ersamed Medikal Orthopedi San Tic Ltd Sti | تركيا | Turkey | ME0000013429SFDAA00003 | Knee Supports | OrthoPoint | Support for the knee
Ersamed Medikal Orthopedi San Tic Ltd Sti | تركيا | Turkey | ME0000013429SFDAA00004 | Foot Health Products | OrthoPoint | Joint Support
Ersamed Medikal Orthopedi San Tic Ltd Sti | تركيا | Turkey | ME0000013429SFDAA00005 | Hand and Wrist Bandages | OrthoPoint | Hand and Wrist Bandages for support
Ersamed Medikal Orthopedi San Tic Ltd Sti | تركيا | Turkey | ME0000013429SFDAA00006 | Arm Shoulder Supports Products | OrthoPoint | Support for the arm and shoulders
PROMA MEDIKAL LTD. STI | تركيا | Turkey | ME0000000152SFDAA00009 | SHRODER | PATIENT TRANSPORT CHAIR | PATIENT TRANSPORT CHAIR
Mat Med Medikal San. ve Tic. Ltd. Sti | تركيا | Turkey | ME0000011682SFDAA00008 | Corset | Corset | Support for the Core
PROMA MEDIKAL LTD. STI | تركيا | Turkey | ME0000000156SFDAA00039 | SHRODER | EXAMINATION TABLE | EXAMINATION TABLE
PROMA MEDIKAL LTD. STI | تركيا | Turkey | ME0000000138SFDAA00002 | SHRODER | DIALYSIS AND CHEMOTERAPY CHAIR | positioning and support for patients during a Dıalysıs or Chemotherapy operation conducted by qualified medical professionals
PROMA MEDIKAL LTD. STI | تركيا | Turkey | ME0000000015SFDAA00003 | SHRODER | Blood Donation Chair | provides positioning and support for patients during a blood transfusion operation
PROMA MEDIKAL LTD. STI | تركيا | Turkey | ME0000000155SFDAA00004 | SHRODER | WOODEN EXAMINATION TABLE | EXAMINATION TABLE
PROMA MEDIKAL LTD. STI | تركيا | Turkey | ME0000000154SFDAA00012 | SHRODER | STACKABLE WHEEL CHAIR | carrying patients
Pergo Medikal ve ila~ Sanayi A.$. | تركيا | Turkey | ME0000013394SFDAA00004 | pergo Suction Liner HF | Suctuin Liner System | Suction Liner HF
Pergo Medikal ve ila~ Sanayi A.$. | تركيا | Turkey | ME0000013394SFDAA00005 | Pergo Suction Liner Canister HF | Suction Liner System | Suction Liner Canister HF
PROMA MEDIKAL LTD. STI | تركيا | Turkey | ME0000000140SFDAA00010 | SHRODER | ELECTRONIC BLOOD TRANSFUSION CHAIR | provides positioning and support for patients during a blood transfusion operation
PROMA MEDIKAL LTD. STI | تركيا | Turkey | ME0000000141SFDAA00004 | SHRODER | ELECTRONIC WARD BED -3 MOTORS | ELECTRONIC BED WITH 3 MOTORS
PROMA MEDIKAL LTD. STI | تركيا | Turkey | ME0000000149SFDAA00011 | SHRODER | FUNCTIONAL EMERGENCY STRETCHER | used in emergency service
PROMA MEDIKAL LTD. STI | تركيا | Turkey | ME0000000153SFDAA00002 | SHRODER | PEDIATRIC EXAMINATION TABLE | EXAMINATION TABLE
PROMA MEDIKAL LTD. STI | تركيا | Turkey | ME0000000152SFDAA00010 | SHRODER | ANESTESIA CART | Anestesia cart
PROMA MEDIKAL LTD. STI | تركيا | Turkey | ME0000000152SFDAA00013 | SHRODER | PEDIADRIC BED WITH MATRESS | ELECTRONIC PEDIATRIC BED
Duman Celik Esya San. Ve Tic.A.S. | تركيا | Turkey | ME0000007819SFDAA00007 | Foot Step | Foot Step | Steps
PROMA MEDIKAL LTD. STI | تركيا | Turkey | ME0000000152SFDAA00012 | SHRODER | EMERGENCY CART | Emergency cart
Dolsan Medical Equipment Manufacturing Construction Food Marketing Industry and Trade Limited Company | تركيا | Turkey | ME0000005560SFDAA00004 | TROLLEY | TROLLEY | Trolley is easy cleanable, strong ABS plastic upper platform and shelf for preparing medicine.
HONNES SAGLIK VE ENDUSTRIYEL URUNLERI A S | تركيا | Turkey | ME0000009205SFDAA00006 | Eagle Capsicum Plaster | Adhesive Bandage | Plaster to aid with pain in certain areas | لصقة توضع على أماكن محددة من الجسم لتخفيف الألم
CMC Consumer Medical Care Pamuk Ambalaj Sanayi ve Ticaret Limited Sirketi | تركيا | Turkey | ME0000000310SFDAA00039 | Nahdi Extra Soft Breast Pads | Breast Pads | A breastfeeding accessory that absorbs excess milk, so nipples can stay clean and dry. It prevents friction and wetness. | أغطية ثدي لامتصاص الحليب الزائد من الثدي
Paksel Kimya Sanayi Ve Ticaret A.S. | تركيا | Turkey | ME0000012351SFDAA00001 | Selped | Bed Sheet | Hospital Bed Sheets
AQUA MEDİKAL TIBBİ ARAÇ VE GEREÇLER İNŞ. SAN.DIŞ TİC. LTD. ŞTİ. | تركيا | Turkey | ME0000000334SFDAA00001 | AQUA | ULTRASOUND GEL | ECG ULTRASOUND GEL
Mat Med Medikal San. ve Tic. Ltd. Sti | تركيا | Turkey | ME0000012347SFDAA00001 | Foot Care | Foot Care | Product for foot care
Mat Med Medikal San. ve Tic. Ltd. Sti | تركيا | Turkey | ME0000011682SFDAA00010 | Pillows | Pillows | Pillows for support and cushions
AQUA MEDİKAL TIBBİ ARAÇ VE GEREÇLER İNŞ. SAN.DIŞ TİC. LTD. ŞTİ. | تركيا | Turkey | ME0000000334SFDAA00003 | AQUA ENZYMATIC | AQUA ENZYMATIC | surgical instruments for cleaning of endoscopes
Dolsan Medical Equipment Manufacturing Construction Food Marketing Industry and Trade Limited Company | تركيا | Turkey | ME0000005560SFDAA00011 | SCREEN | SCREEN | Screen for hospitals, clinics and health facilities
Dolsan Medical Equipment Manufacturing Construction Food Marketing Industry and Trade Limited Company | تركيا | Turkey | ME0000005560SFDAA00010 | BEDS | BEDS | Beds for children and baby departments
AQUA MEDİKAL TIBBİ ARAÇ VE GEREÇLER İNŞ. SAN.DIŞ TİC. LTD. ŞTİ. | تركيا | Turkey | ME0000000334SFDAA00008 | AQUA DEX 28 Concentrated | AQUA DEX 28 Concentrated | AQUA DEX DISINFECTANT
YASIR TEKER MEDOFFICE TIBBI MALZEME TEKSTIL KIMYA ITH. IHR. SAN.VE TIC. | تركيا | Turkey | ME0000005204SFDAA00001 | MEDCOVER WASH CAP | MEDCOVER WASH CAP | Wash Cap designed for cleaning and care hair and head area of Inpatient, bedridden patients and patients who require special care such as intensive care patients.
AQUA MEDİKAL TIBBİ ARAÇ VE GEREÇLER İNŞ. SAN.DIŞ TİC. LTD. ŞTİ. | تركيا | Turkey | ME0000000334SFDAA00007 | AQUA ENZYMATIC | AQUA ENZYMATIC | enzymatic cleaner
FTM AMBALAJ MEDIKAL IHRACAT SANAYI VE TICARET LIMITED SIRKETI | تركيا | Turkey | ME0000000466SFDAA00002 | BOWIE DICK TEST PACK | BOWIE DICK TEST PACK | The Bowie-Dick Test is a standard operational test by which hospitals and laboratories can demonstrate proper air removal from their pre-vacuum autoclave chamber. It is primarily useful for testing pre-vacuum cycles that are sterilizing wrapped goods or packs. | كابايان باودك
FTM AMBALAJ MEDIKAL IHRACAT SANAYI VE TICARET LIMITED SIRKETI | تركيا | Turkey | ME0000000466SFDAA00002 | BOWIE DICK TEST PACK | BOWIE DICK TEST PACK | The Bowie-Dick Test is a standard operational test by which hospitals and laboratories can demonstrate proper air removal from their pre-vacuum autoclave chamber. It is primarily useful for testing pre-vacuum cycles that are sterilizing wrapped goods or packs. | كابايان باودك
CANSIN SAGLIK GERECLERI SANAYi VE Tl'CARET A.S | تركيا | Turkey | ME0000007204SFDAA00001 | Dragon | Perforated Heat Plaster | To physically warm the application area | لزقة حرارية لتسخين الجزء المراد من الجسم
M.I.K.S.T.A PASLANMAZ CELIK HASTANE DONANIMLARI MUTFAK MAKINE MEDIKAL CIHAZLAR IMALAT INSAAT SANAYI VE TICARET LTD.STI. | تركيا | Turkey | ME0000001102SFDAA00001 | IV Stand | IV Stand | IV Stand
Proma Medikal Ltd. Sti. (SCHRODER) | تركيا | Turkey | ME0000000158SFDAA00068 | Crash Cart (Emergency Cart) | Crash Cart (Emergency Cart) | Crash Cart
Dolsan Medical Equipment Manufacturing Construction Food Marketing Industry and Trade Limited Company | تركيا | Turkey | ME0000005560SFDAA00012 | Patient Handling Lift | Patient Handling Lift | Patient Handling Lift
M.I.K.S.T.A PASLANMAZ CELIK HASTANE DONANIMLARI MUTFAK MAKINE MEDIKAL CIHAZLAR IMALAT INSAAT SANAYI VE TICARET LTD.STI. | تركيا | Turkey | ME0000001102SFDAA00004 | Surgical Double Bowl with Stand | Stainless Steel Hospital Equipment | Designed for holding liquids in the operating room
M.I.K.S.T.A PASLANMAZ CELIK HASTANE DONANIMLARI MUTFAK MAKINE MEDIKAL CIHAZLAR IMALAT INSAAT SANAYI VE TICARET LTD.STI. | تركيا | Turkey | ME0000001102SFDAA00003 | Surgical Single Bowl with Stand | Stainless Steel Hospital Equipment | Designed for holding liquids in the operating room
Pergo Medikal ve ila~ Sanayi A.$. | تركيا | Turkey | ME0000013394SFDAA00009 | Pergo Clear vision | clear vision | medical protective eye glasses
Ersamed Medikal Orthopedi San Tic Ltd Sti | تركيا | Turkey | ME0000013429SFDAA00007 | OrthoPoint Visco and Polyurathane | Visco and Polyurathane | Foam Pillows
Medical 2000 Tibbi Cihazlar Ve Ileri Tek. San. Tic. | تركيا | Turkey | ME0000010807SFDAA00001 | IV POLE | IV POLE | Stainless steel equipment
Ceylan Tıbbi Konteyner Aletleri Mak.İç ve Dış Tic. San.Ltd.Şti | تركيا | Turkey | ME0000016142SFDAA00001 | Wire Basket | Wire Basket with LID | Wire Basket
Pergo Medikal ve ila~ Sanayi A.$. | تركيا | Turkey | ME0000013394SFDAA00010 | clear vision comfort face shiled | clear vision comfort face Shield | face shield
KORDON | تركيا | Turkey | ME0000015572SFDAA00001 | AXIS | AXIS | Rapid Readout biological incubator
Aktif Dış Ticaret | تركيا | Turkey | ME0000016537SFDAA00001 | Radiation Protection Mobile Barrier | Radiation Protective | Radiation Protective
RC Kozmetik Interaktif Sanayi Ve Ticaret Limited Sirketi | تركيا | Turkey | ME0000016880SFDAA00001 | Protective Face Mask | Face Mask | Face Mask
VICTOREKS TIBBI SAGLIK URUNLERI IC VE DIS TIC SAN LTD STI | تركيا | Turkey | ME0000009208SFDAA00004 | PHMCO PE FIRST AID STRIPS | ADHESIVE BANDAGE | This plastic strip adhesive bandage is the most common bandage found in most first aid kits | يستخدم في حالة الجروح والخدوش والخ
Victoreks Tıbbi Sağlık Ürünleri İç ve Dış Tic.San.Ltd.Şti. | تركيا | Turkey | ME0000015988SFDAA00005 | PHMCO SILK SURGICAL TAPE | BANDAGE & TAPE | Transparent Surgical Tape. Heavy-duty medical dressing, made of high-backing woven silk-like cloth | لصقة للاسعافات الاوليه للجروح والكدمات والخدوش والقرح
Victoreks Tıbbi Sağlık Ürünleri İç ve Dış Tic.San.Ltd.Şti. | تركيا | Turkey | ME0000015988SFDAA00002 | PHMCO COTTON SURGICAL TAPE | TAPE & BANDAGE | COTTON SURGICAL TAPE used for wound dressing and in hospitals for proper caring of patients. | لصقة للاسعافات الاوليه للجروح والكدمات والخدوش والقرح
GUVEN DENTAL DIS MALZEMELERI MEDIKAL INS, SANAYI VE TIC. LTD. STI | تركيا | Turkey | ME0000017391SFDAA00002 | GD Face Mask | Disposable Face Mask | Medical Device used to cover the face or a part of face for protection from infection.
MONE MEDIKAL TICARET VE SANAYI A.S. | تركيا | Turkey | ME0000006127SFDAA00003 | Transfer and General Purpose Examination Chair | Examination Chair | GENERAL PURPOSE MEDICAL CHAIR - 4M
Pergo Medikal ve ila~ Sanayi A.$. | تركيا | Turkey | ME0000013394SFDAA00012 | Face mask | Face Mask- 3ply | Disposable medical device made from fabric or other materials placed over the mouth or nose
Mat Med Medikal San. ve Tic. Ltd. Sti | تركيا | Turkey | ME0000011682SFDAA00015 | Compression Stocking | Compression Stocking Below the Knee | Lower Knee Support
Yalcin Okat Steri Sigma Medical | تركيا | Turkey | ME0000017886SFDAA00003 | Aposterosi | BOWIE DICK | CSSD PRODUCTS providing quality patient care
TALI MEDIKAL MED. REK. ORG. SAN. TIC. LTD. STI. | تركيا | Turkey | ME0000017991SFDAA00003 | Patient Transfer Chair | Patient Transfer Chair | Patient Transfer Chair
Yalcin Okat Steri Sigma Medical | تركيا | Turkey | ME0000017883SFDAA00003 | Aposterosi | TYPE 6 STEAM | CSSD PRODUCTS providing quality patient care
M.I.K.S.T.A PASLANMAZ CELIK HASTANE DONANIMLARI MUTFAK MAKINE MEDIKAL CIHAZLAR IMALAT INSAAT SANAYI VE TICARET LTD.STI. | تركيا | Turkey | ME0000001102SFDAA00008 | IV Stand | IV Stand | IV stands are tools used to hold bags of fluid or medicine that is being given to a patient at a steady flow.
AQUA MEDİKAL TIBBİ ARAÇ VE GEREÇLER İNŞ. SAN.DIŞ TİC. LTD. ŞTİ. | تركيا | Turkey | ME0000013991SFDAA00003 | Instrument Cleaner | Instrument Cleaner | Disinfectant Device
KORDON TIP SAGLIK ARAC GERECLERI MUH. PRJ. ITH. LTD. STI | تركيا | Turkey | ME0000008965SFDAA00008 | AXIS CLEANING INDICATOR | CLEANING INDICATOR | Axis Cleaning Efficiency Indicator enables you to verify the cleaning efficacy of washer-disinfectors during routine operation check
TSD SAGLIK URUNLERI SANAYI VE TICARET A.S. | تركيا | Turkey | ME0000018297SFDAA00003 | Aurafix | NOSE GUARD | NOSE GUARD
AH ZEE TEKSTIL SAN IC VE DIS TIC LTD STI | تركيا | Turkey | ME0000018329SFDAA00003 | AH ZEE FACE MASK | Face mask | To protect people safe from Virus, dust
MIXTA stainless steel hospital equipment | تركيا | Turkey | ME0000018239SFDAA00001 | cart | Dressing cart | Used for dividing and storage of medicine and drug
Betasan Bant Sanayi ve Tic. A.S. | تركيا | Turkey | ME0000007149SFDAA00001 | BETAPLAST SURGICAL ZINCOXIDE TAPE | SURGICAL ZINCOXIDE TAPE | A SURGICAL ADHESIVE TAPE MADE OF SKIN COLOURED TEXTILE FABRIC,.
Betasan Bant Sanayi ve Ticaret A.S | تركيا | Turkey | ME0000007156SFDAA00002 | SANITABANT FIRST AID STRIP | SANITABANT FIRST AID STRIP | IT IS HIGH PERFORMANCE FIRST AID STRIP ,HYPOALLERGENIC ADHESIVE PROVIDES STRONG FIXATION. | شريط لاصق للأسعافات الأولية
LUXOR SAĞLIK ÜRÜNLERİ SAN. ve TİC. A.Ş. | تركيا | Turkey | ME0000001337SFDAA00029 | LUXPLAST | Adhesive Plaster | LUXPLAST | لاصقة كورن وفقاغات القدم
Betasan Bant Sanayi ve Tic. A.S. | تركيا | Turkey | ME0000007149SFDAA00002 | BETAGAUZE ELASTIC GAUZE BANDAGE | BANDAGE | NON-ADHESIVE DEVICE RETENTION BANDAGE.
Betasan Bant Sanayi ve Tic. A.S. | تركيا | Turkey | ME0000007149SFDAA00004 | BETASILK SURGICAL SILK TAPE | SURGICAL SILK TAPE | SURGICAL SILK TAPE. | شريط لاصق طبي حريري
TSD SAGLIK URUNLERI SANAYI VE TICARET A.S. | تركيا | Turkey | ME0000018297SFDAA00004 | AURAFIX FREJKA ORTHOSIS | FREJKA ORTHOSIS | FREJKA ORTHOSIS
Betasan Bant Sanayi ve Tic. A.S. | تركيا | Turkey | ME0000007149SFDAA00003 | BETATRANS PERFORATED TRANSPARENT SURGICAL TAPE | PERFORATED TRANSPARENT SURGICAL TAPE | PERFORATED TRANSPARENT SURGICAL TAPE | شريط جراحي لاصق مثقب شفاف
Medster Tibbi Cihaz ve Saglik Hizmetleri Ltd. Sti. | تركيا | Turkey | ME0000012729SFDAA00001 | Plasma/VH2O2 Indicator Strip | Plasma/VH2O2 Indicator Strip | Indicator Strip
TSD SAGLIK URUNLERI SANAYI VE TICARET A.S. | تركيا | Turkey | ME0000018297SFDAA00005 | AURAFIX-THERMOPLASTIC DYNAMIC HAND FINGER SPLINT | THERMOPLASTIC DYNAMIC HAND FINGER SPLINT | THERMOPLASTIC DYNAMIC HAND FINGER SPLINT
Betasan Bant Sanayi ve Tic. A.S. | تركيا | Turkey | ME0000007149SFDAA00006 | Betafix Hypoallergenic Elastic Fixation Tape | Hypoallergenic Elastic Fixation Tape | Hypoallergenic Elastic Fixation Tape | شريط لاصق ضد الحساسية
TSD SAGLIK URUNLERI SANAYI VE TICARET A.S. | تركيا | Turkey | ME0000018297SFDAA00007 | aurafix-foot guard | foot guard | FOOT GUARD
LUXOR SAĞLIK ÜRÜNLERİ SAN. ve TİC. A.Ş. | تركيا | Turkey | ME0000001337SFDAA00032 | LUXOR Knitted patella & Ligament Assisted Knee Support | knee suppoer | LUXOR Knitted patella & Ligament Assisted Knee Support | لوكسر دعامة أربطة الركبة
LUXOR SAĞLIK ÜRÜNLERİ SAN. ve TİC. A.Ş. | تركيا | Turkey | ME0000001337SFDAA00033 | LUXOR Silicon products | Silicon foot support | LUXOR Silicon Perforated Insole LUXOR Silicon Heel Cups | دعامة قدم سيليكون
ATA ALCI SANAYI VE TICARET A.S. | تركيا | Turkey | ME0000001853SFDAA00001 | DESTON DENTAL STONE | DENTAL GYPSUM PRODUCTS | Designed for crown, bridges and similar uses
ATA ALCI SANAYI VE TICARET A.S. | تركيا | Turkey | ME0000001853SFDAA00001 | DESTON DENTAL STONE | DENTAL GYPSUM PRODUCTS | Designed for crown, bridges and similar uses
Hayat Kimya SAN. A.S | تركيا | Turkey | ME0000012125SFDAA00004 | GoodCare underpad | underpad | underpad for bed | وسادة سريرية لامتصاص السوائل
Victoreks Tıbbi Sağlık Ürünleri İç ve Dış Tic.San.Ltd.Şti. | تركيا | Turkey | ME0000015988SFDAA00019 | aidplast | Adhesive Bandage | First aid Plaster | للجروح الصغيرة والخدوش
TSD SAGLIK URUNLERI SANAYI VE TICARET A.S. | تركيا | Turkey | ME0000018297SFDAA00006 | AURAFIX-HALLUX VALGUS NIGHT SPLINT | HALLUX VALGUS NIGHT SPLINT | HALLUX VALGUS NIGHT SPLINT
TROYKA MED TIBBI SISTEMLER DANISMANLIK SAGLIK TURIZM ELEKTRONIK A.S. | تركيا | Turkey | ME0000019652SFDAA00001 | MRI Compatible Stretcher | Stretchers | A stretcher for moving patients to MRI room.
TROYKA MED TIBBI SISTEMLER DANISMANLIK SAGLIK TURIZM ELEKTRONIK A.S. | تركيا | Turkey | ME0000019652SFDAA00001 | MRI Compatible Stretcher | Stretchers | A stretcher for moving patients to MRI room.
TROYKA MED TIBBI SISTEMLER DANISMANLIK SAGLIK TURIZM ELEKTRONIK A.S. | تركيا | Turkey | ME0000019652SFDAA00001 | MRI Compatible Stretcher | Stretchers | A stretcher for moving patients to MRI room.
TROYKA MED TIBBI SISTEMLER DANISMANLIK SAGLIK TURIZM ELEKTRONIK A.S. | تركيا | Turkey | ME0000019652SFDAA00001 | MRI Compatible Stretcher | Stretchers | A stretcher for moving patients to MRI room.
CANSIN SAGLIK GERECLERI SANAYi VE Tl'CARET A.S | تركيا | Turkey | ME0000007204SFDAA00012 | Perforated Heat Plaster | Perforated Heat Plaster | Medicated plaster. | جص طبي
DUMAN CELIK ESYA SAN. VE TIC. A.S | تركيا | Turkey | ME0000017025SFDAA00006 | Hospital Patient Bed | Hospital Patient Bed | Medical Bed for Patient | يستحدم سرير تنويم المرضى في غرف المستشفيات
SPM Sunger Plastik Ve Materyalleri San ve Tic Ltd Sti | تركيا | Turkey | ME0000013107SFDAA00002 | Medical Mattresses | Medical Mattresses | Medical Mattresses
Dort A Tip Malzemelerl SAN. ITH. IHR. TIC. LTD. STI | تركيا | Turkey | ME0000010718SFDAA00005 | 4A CHEMICAL INDICATOR STRIPS | CHEMICAL INDICATOR STRIPS | Class 6 Chemical Indicators are the products that are put into each sterilization pouches and that indicate success of the sterilization
LUXOR SAĞLIK ÜRÜNLERİ SAN. ve TİC. A.Ş. | تركيا | Turkey | ME0000001337SFDAA00034 | LUXOR Neck Collar | Neck Support | LUXOR Neck Collar Foam LUXOR Neck Collar Nelson Type LUXOR Neck Collar Philedlphia Type | دعامة الرقبة
LUXOR SAĞLIK ÜRÜNLERİ SAN. ve TİC. A.Ş. | تركيا | Turkey | ME0000001337SFDAA00031 | LUXOR Ankle Support | Ankle Support | LUXOR Ankle Support | لوكسر دعامة الكاحل
Dort A Tip Malzemelerl SAN. ITH. IHR. TIC. LTD. STI | تركيا | Turkey | ME0000010718SFDAA00004 | 4A FLAT STERILIZATION REELS | FLAT STERILIZATION REELS | Sterilization reels provide sterile storage in packages and keep package as sterile during its shelf life and do not permit to enter microorganisms inside the package after sterilization cycle
Inspital Medikal Teknoloji A.S | تركيا | Turkey | ME0000020711SFDAA00001 | Equipment Trolley | Equipment Trolley | Equipment Trolley
Inspital Medikal Teknoloji A.S | تركيا | Turkey | ME0000020710SFDAA00001 | Scrub Sink | Scrub Sink | Scrub Sink
MABEL MAKINA MEDIKAL SANAYI VE TICARET ANONIM SIRKET | تركيا | Turkey | ME0000001062SFDAA00011 | OPHTHALMIC UNIT HITIT | OPHTHALMIC EXAMINATION UNIT | UNIT USE FOR OPHTHALMIC EXAMINATION | وحدة كشف للعيون
Enka Hijyen Ürünleri San. ve Tic AS | تركيا | Turkey | ME0000019889SFDAA00001 | Paddlers | paddlers Adult Diapers | Adult diapers | حفاظات كبار السن
MONOTİME MOBİLYA SANAYİ VE TİCARET ANONİM ŞİRKETİ | تركيا | Turkey | ME0000020048SFDAA00002 | HEMODIALYSIS AND BLOOD TRANSFUSION CHAIR | HEMODIALYSIS AND BLOOD TRANSFUSION CHAIR | HEMODIALYSIS AND BLOOD TRANSFUSION CHAIR
DUMAN CELIK ESYA SAN. VE TIC. A.S | تركيا | Turkey | ME0000017025SFDAA00005 | Medical Mattress | Medical Mattress | Medical Mattresses use for Patient Bed | تستخدم مرتبة على الاسرة الطبية في غرف المستشفيات
Lupus Medical | تركيا | Turkey | ME0000016563SFDAA00004 | ENDOSCOPE TRANSPORT TROLLEY | ENDOSCOPE TRANSPORT TROLLEY | ENDOSCOPE TRANSPORT TROLLEY
TROYKA MED TIBBI SISTEMLER DANISMANLIK SAGLIK TURIZM ELEKTRONIK A.S. | تركيا | Turkey | ME0000020000SFDAA00001 | Troyka Med | Troyka Med | Height Adjustable Patient Trolley
OPTIUM MEDIKAL LTD.STI | تركيا | Turkey | ME0000021247SFDAA00001 | EMERGUM Functional Emergency Stretcher | Functional Emergency Stretcher | Emergency Stretcher for patient comfort and safety.
OPTIUM MEDIKAL LTD.STI | تركيا | Turkey | ME0000021262SFDAA00001 | Electronic Patient Care Bed | Electronic Patient Bed | Electrically operated hospital bed.
OPTIUM MEDIKAL LTD.STI | تركيا | Turkey | ME0000021266SFDAA00001 | Instrument Trolley | Instrument Trolley | An emergency furniture in hospital carries medical supplies.
TROYKA MED TIBBI SISTEMLER DANISMANLIK SAGLIK TURIZM ELEKTRONIK A.S. | تركيا | Turkey | ME0000020000SFDAA00002 | Troyka Med | Manual Wheelchair | Medical Manual Wheelchair
Dort A Tip Malzemelerl SAN. ITH. IHR. TIC. LTD. STI | تركيا | Turkey | ME0000010718SFDAA00003 | 4A Medical Bowie Dick Test | Bowie Dick Test Pack | 4A Bowie Dick Test Packs are the testing packages that should be used before starting daily machine sterilization process for Steam Sterilization Devices
OPTIUM MEDIKAL LTD.STI | تركيا | Turkey | ME0000021257SFDAA00001 | UNICART EMERGENCY | EMERGENCY CART | EMERGENCY CART FOR USE IN HOSPITALS
CANSIN SAGLIK GERECLERI SANAYi VE Tl'CARET A.S | تركيا | Turkey | ME0000007204SFDAA00020 | Sports Plaster | Sports Plaster | Plaster carrier of Zinc Oxide Adhesive. | حامل جص لاصق أكسيد الزنك
OPTIUM MEDIKAL LTD.STI | تركيا | Turkey | ME0000021267SFDAA00001 | Mayo Trolley , Hydraulic Operated | Mayo Trolley , Hydraulic Operated | Portable instrument stands with a tray on top .
OPTIUM MEDIKAL LTD.STI | تركيا | Turkey | ME0000021261SFDAA00001 | Beside Cabinet,ABS TOP | Beside Cabinet | A CABINET USED BESIDE DOCTORS AND NURSES TO CARRY MEDICAL SUPPLIES.
CANSIN SAGLIK GERECLERI SANAYi VE Tl'CARET A.S | تركيا | Turkey | ME0000007204SFDAA00017 | Abdominal Corset | Abdominal Corset | A wide compression belt that encircles your abdomen | يوفر الحزام دعمًا ثانويًا لأسفل الظهر.
CANSIN SAGLIK GERECLERI SANAYi VE Tl'CARET A.S | تركيا | Turkey | ME0000007204SFDAA00019 | Sports Tape Cotton | Sports Tape Cotton | Strip fabric carrier of Zinc Oxide Adhesive. | هو أنسب شريط على جلد الإنسان لحماية الجروح
TROYKA MED TIBBI SISTEMLER DANISMANLIK SAGLIK TURIZM ELEKTRONIK A.S. | تركيا | Turkey | ME0000020000SFDAA00003 | Troyka Med | General Use Crash Cart | EMERGENCY CART
TROYKA MED TIBBI SISTEMLER DANISMANLIK SAGLIK TURIZM ELEKTRONIK A.S. | تركيا | Turkey | ME0000020000SFDAA00006 | Troyka Med | MRI Compatible Wheelchair | Wheelchair
TROYKA MED TIBBI SISTEMLER DANISMANLIK SAGLIK TURIZM ELEKTRONIK A.S. | تركيا | Turkey | ME0000020000SFDAA00006 | Troyka Med | MRI Compatible Wheelchair | Wheelchair
TROYKA MED TIBBI SISTEMLER DANISMANLIK SAGLIK TURIZM ELEKTRONIK A.S. | تركيا | Turkey | ME0000020000SFDAA00007 | General Use Crash Cart | General Use Crash Cart | General Use Crash Cart
CANSIN SAGLIK GERECLERI SANAYi VE Tl'CARET A.S | تركيا | Turkey | ME0000007204SFDAA00018 | Cohesive Elastic Bandage | Cohesive Elastic Bandage | Strip of Elastic Adhesive Plaster. | لتثبيت الأدوات ، القسطرة ، الشاش ، الضمادات على أجزاء الجسم التي يتم تحريكها بشكل متكرر
TROYKA MED TIBBI SISTEMLER DANISMANLIK SAGLIK TURIZM ELEKTRONIK A.S. | تركيا | Turkey | ME0000020000SFDAA00005 | IV Pole | IV Pole | IV Pole
KORDON TIP SAGLIK ARAC GERECLERI MUH. PRJ. ITH. LTD. STI | تركيا | Turkey | ME0000008965SFDAA00006 | Ultrasonic Cleaning Test | Axis Ultrasonic Cleaning Test | Axis Ultrasonic Cleaning Test is designed for routine control and monitoring ultrasonic cavitation effectiveness of ultrasonic washing machines operating at frequencies equal or greater than 35 kHz, at temperatures ranging from 18°C to 70°C
HONNES SAGLIK VE ENDUSTRIYEL URUNLERI A.S. | تركيا | Turkey | ME0000021902SFDAA00001 | Clivex PERFORATED TRANSPARENT SURGICAL TAPE | TRANSPARENT SURGICAL TAPE | PERFORATED TRANSPARENT SURGICAL TAPE | شريط لاصق شفاف جراحي لايسبب الحساسية
HONNES SAGLIK VE ENDUSTRIYEL URUNLER | تركيا | Turkey | ME0000012987SFDAA00008 | Clivex ROLL TRANSPARENT FILM (PU) | TRANSPARENT FILM (PU) | ROLL TRANSPARENT FILM (PU) | يستخدم لتغطية الجروح
Medster Tibbi Cihaz ve Saglik Hizmetleri Ltd. Sti. | تركيا | Turkey | ME0000012729SFDAA00002 | MEDSTER Bowie&Dick Test Pack | Bowie&Dick Test Pack wrap type | The Medster Bowie-Dick Test pack consists of a series of steam penetration (air removal) barriers in the center of which is a chemical indicator sheet. The test pack is placed directly into an empty steam sterilizer chamber, with no retaining devices required. During processing, the cycle must remove or displace the air from the barrier material and replace it with steam throughout the pack. A uniform change from pink to black indicates adequate steam penetration. The special ink formulation detects problems with steam quality, and is free of lead and other heavy metals.
PROMA MEDICAL LTD.STI (SHRODER) | تركيا | Turkey | ME0000011664SFDAA00001 | Electronic ENT Chair | Electronic ENT Chair | Electronic ENT Chair
HONNES SAGLIK VE ENDUSTRIYEL URUNLER | تركيا | Turkey | ME0000012987SFDAA00015 | Clivex SILK ZINC OXIDE SURGICAL TAPE | Non-sterile SURGICAL TAPE | Non-sterile surgical tape | بلاستر حريري جراحي
HONNES SAGLIK VE ENDUSTRIYEL URUNLER | تركيا | Turkey | ME0000012987SFDAA00014 | Clivex ELASTIC FIXATION TAPE | FIXATION TAPE | Non-sterile fixation tape | بلاستر مرن طبي مضاد للحساسية
OPTIUM MEDIKAL LTD.STI | تركيا | Turkey | ME0000021265SFDAA00001 | Dressing and Medical Treatment Trolley | Dressing and Medical Treatment Trolley | Dressing and Medical Treatment Trolley
OPTIUM MEDIKAL LTD.STI | تركيا | Turkey | ME0000021259SFDAA00001 | UNICART ANESTHSIA | Anaesthesia Cart | A cart used to store tools that are necessary for aid during procedures that require administration of anesthesia .
OPTIUM MEDIKAL LTD.STI | تركيا | Turkey | ME0000021264SFDAA00001 | Medication Trolley | Medication Trolley | A drug trolley moves that makes care taken easily .
TSD SAGLIK URUNLERI SANAYI VE TICARET A.S. | تركيا | Turkey | ME0000018297SFDAA00012 | Neopren De Quervain Splint | Orthosis for hand and thumb | Orthosis for hand and thumb
TSD SAGLIK URUNLERI SANAYI VE TICARET A.S. | تركيا | Turkey | ME0000018297SFDAA00015 | Dorsolumbar Corset | Orthosis for back | Orthosis for back
TSD SAGLIK URUNLERI SANAYI VE TICARET A.S. | تركيا | Turkey | ME0000018297SFDAA00021 | CLAVICLE BANDAGE CHILD | Orthosis for neck | Orthosis for neck
TSD SAGLIK URUNLERI SANAYI VE TICARET A.S. | تركيا | Turkey | ME0000018297SFDAA00011 | Cubital Tunnel Elbow Support | Orthosis for elbow | Orthosis for elbow
TSD SAGLIK URUNLERI SANAYI VE TICARET A.S. | تركيا | Turkey | ME0000018297SFDAA00022 | Pavlic Harness | Orthosis for hip | Orthosis for hip
TSD SAGLIK URUNLERI SANAYI VE TICARET A.S. | تركيا | Turkey | ME0000018297SFDAA00008 | HUMERUS BRACE | Orthosis for upper arm | Orthosis for upper arm
TSD SAGLIK URUNLERI SANAYI VE TICARET A.S. | تركيا | Turkey | ME0000018297SFDAA00019 | Hip Abduction Cushion | Hip Abduction Orthosis | Hip Abduction Orthosis
TSD SAGLIK URUNLERI SANAYI VE TICARET A.S. | تركيا | Turkey | ME0000018297SFDAA00023 | Denis Browne Splint | Hip abduction orthosis | Hip abduction orthosis
TSD SAGLIK URUNLERI SANAYI VE TICARET A.S. | تركيا | Turkey | ME0000018297SFDAA00017 | Orthosis for ankle | Woven Achilles Tendon Ankle Support | Orthosis for ankle
TSD SAGLIK URUNLERI SANAYI VE TICARET A.S. | تركيا | Turkey | ME0000018297SFDAA00010 | Epicondylitis Splint | Orthosis for arm and wrist | Orthosis for arm and wrist
TSD SAGLIK URUNLERI SANAYI VE TICARET A.S. | تركيا | Turkey | ME0000018297SFDAA00013 | THERMOPLASTIC ANTI SPASTICITY HAND SPLINT | Orthosis for hand and wrist | Orthosis for hand and wrist
TSD SAGLIK URUNLERI SANAYI VE TICARET A.S. | تركيا | Turkey | ME0000018297SFDAA00016 | T.L.S.O. Corset | Orthosis for back | Orthosis for back
TSD SAGLIK URUNLERI SANAYI VE TICARET A.S. | تركيا | Turkey | ME0000018297SFDAA00009 | ARM SLING | Orthosis for arm | Orthosis for arm
TSD SAGLIK URUNLERI SANAYI VE TICARET A.S. | تركيا | Turkey | ME0000018297SFDAA00018 | Hip Brace | Hip abduction orthosis | Hip abduction orthosis
Abc Tıp Sağlık Spor Malz. Tekstil Tur. İnş. San. Tic. Ltd. Şti | تركيا | Turkey | ME0000013883SFDAA00007 | VISCO U-TRAVEL NECK PILLOW | Elastic Active Support for comfort | Elastic Active Support for comfort | دعم نشط مرن للراحة
Abc Tıp Sağlık Spor Malz. Tekstil Tur. İnş. San. Tic. Ltd. Şti | تركيا | Turkey | ME0000013883SFDAA00009 | Cold & Hot PACK | Elastic Active Support for comfort | Elastic Active Support for comfort | Elastic Active Support for comfort
Abc Tıp Sağlık Spor Malz. Tekstil Tur. İnş. San. Tic. Ltd. Şti | تركيا | Turkey | ME0000013883SFDAA00004 | Neck Support Pillow | Orthopedic pillow | Orthopedic pillow | وسادة العظام
Abc Tıp Sağlık Spor Malz. Tekstil Tur. İnş. San. Tic. Ltd. Şti | تركيا | Turkey | ME0000013883SFDAA00008 | Visco Half Roll Pillow | Elastic Active Support for comfort | Elastic Active Support for comfort | دعم نشط مرن للراحة
Abc Tıp Sağlık Spor Malz. Tekstil Tur. İnş. San. Tic. Ltd. Şti | تركيا | Turkey | ME0000013883SFDAA00005 | Sitting Cushion | Elastic Active Support for comfort | Elastic Active Support for comfort | دعم نشط مرن للراحة
TSD SAGLIK URUNLERI SANAYI VE TICARET A.S. | تركيا | Turkey | ME0000018297SFDAA00014 | MALLET FINGER SPLINT | Orthosis for finger | Orthosis for finger | الجبيرة للإصبع
DORT A TIP MALZEMELERI SAN ITH IHR TIC LTD STI | تركيا | Turkey | ME0000009186SFDAA00012 | Flat Sterilization reels | Flat Sterilization reels | Flat Sterilization reels
Medster Tibbi Cihaz ve Saglik Hizmetleri Ltd. Sti. | تركيا | Turkey | ME0000012729SFDAA00004 | SONISAFE,Ultra CleanCheck | Ultrasonic Bath Cleaning Performance Test | Ultrasonic washers should be monitored daily and weekly… SoniSafe tests the performance and cavitation effectiveness of ultrasonic washing devices working at 35kHz or higher frequencies.. SoniSafe placed on ultrasonic washing devices indicates that the device is working correctly if the indicator color changes in the bottle.
TSD SAGLIK URUNLERI SANAYI VE TICARET A.S. | تركيا | Turkey | ME0000018297SFDAA00026 | Neoprene Wrist Splint | Orthosis for wrist | Orthosis for wrist
TSD SAGLIK URUNLERI SANAYI VE TICARET A.S. | تركيا | Turkey | ME0000018297SFDAA00031 | Thermoplastic Wrist Immobilization Splint | Orthosis for wrist | Orthosis for wrist
TSD SAGLIK URUNLERI SANAYI VE TICARET A.S. | تركيا | Turkey | ME0000018297SFDAA00027 | Knee Support with Pad | Orthosis for knee | Orthosis for knee
TSD SAGLIK URUNLERI SANAYI VE TICARET A.S. | تركيا | Turkey | ME0000018297SFDAA00030 | Lumbostad Corset (26 cm) with Strap | Orthosis for back | Orthosis for back
Abc Tıp Sağlık Spor Malz. Tekstil Tur. İnş. San. Tic. Ltd. Şti | تركيا | Turkey | ME0000013883SFDAA00006 | Back-Neck Pillow Set for car | Elastic Active Support for comfort | Elastic Active Support for comfort | دعم نشط مرن للراحة
LUXOR SAĞLIK ÜRÜNLERİ SAN. ve TİC. A.Ş. | تركيا | Turkey | ME0000001343SFDAA00001 | Luxor | Ankle Support | Cross Strap Ankle Support | دعامة الكاحل مع رباط
LUXOR SAĞLIK ÜRÜNLERİ SAN. ve TİC. A.Ş. | تركيا | Turkey | ME0000001334SFDAA00005 | Luxor | Ankle Support | Knitted Ankle support with silicone pad | دعامة الكاحل مع حشوة السیلكون
LUXOR SAĞLIK ÜRÜNLERİ SAN. ve TİC. A.Ş. | تركيا | Turkey | ME0000001352SFDAA00004 | Luxor | Ankle Support | Ligament Assisted Ankle Support | دعامة أربطة الكاحل
LUXOR SAĞLIK ÜRÜNLERİ SAN. VE TİC. A.Ş | تركيا | Turkey | ME0000021429SFDAA00001 | Luxor | Knee Support | Knee patella & ligament assisted knee support | عامة أربطة الركبة
LUXOR SAĞLIK ÜRÜNLERİ SAN. ve TİC. A.Ş. | تركيا | Turkey | ME0000001340SFDAA00003 | Luxor | Wrist Support | Thumb assisted wrist support | جبیرة الإبھام
LUXOR SAĞLIK ÜRÜNLERİ SAN. ve TİC. A.Ş. | تركيا | Turkey | ME0000001337SFDAA00003 | Luxor | Elbow Support | Knitted Elbow Support with Silicone Pad | دعامة المرفق مع حشوة السیلكون
TSD SAGLIK URUNLERI SANAYI VE TICARET A.S. | تركيا | Turkey | ME0000018297SFDAA00029 | Cervical Collar with chin support | Orthosis for neck | Orthosis for neck
TSD SAGLIK URUNLERI SANAYI VE TICARET A.S. | تركيا | Turkey | ME0000018297SFDAA00028 | Cross Strap Ankle Support | Orthosis for ankle | Orthosis for ankle | جبيرة للكاحل
DORT A TIP MALZEMELERI SAN ITH IHR TIC LTD STI | تركيا | Turkey | ME0000009186SFDAA00013 | Steam Autoclave Tape | Steam Autoclave Tape | Steam Autoclave Tape
LUXOR SAĞLIK ÜRÜNLERİ SAN. ve TİC. A.Ş. | تركيا | Turkey | ME0000001337SFDAA00005 | LUXOR | Back support | Lumbostad Corset | دعامة فقرات الظهر القطنية
Fonksiyonel Tekstil LTD STI | تركيا | Turkey | ME0000000179SFDAA00003 | Natura Silver Diabetic socks | Natura Silver Diabetic socks | Medical Diabetic socks | الجوارب لمرضي السكري
Fonksiyonel Tekstil LTD STI | تركيا | Turkey | ME0000000179SFDAA00004 | Eco silver Diabetic socks | Eco silver Diabetic socks | Eco silver Diabetic socks | الجوارب لمرضي السكري
LUXOR SAĞLIK ÜRÜNLERİ SAN. ve TİC. A.Ş. | تركيا | Turkey | ME0000001337SFDAA00008 | LUXOR | Abdomen support | Abdominal support corset | دعامة البطن
LUXOR SAĞLIK ÜRÜNLERİ SAN. ve TİC. A.Ş. | تركيا | Turkey | ME0000001337SFDAA00011 | LUXOR | Wrist Support | Hand-Wrist Splint | جبيرة معصم اليد
LUXOR SAĞLIK ÜRÜNLERİ SAN. ve TİC. A.Ş. | تركيا | Turkey | ME0000001337SFDAA00007 | LUXOR | Neck Support | Foam Neck Collar | دعامة الرقبة
LUXOR SAĞLIK ÜRÜNLERİ SAN. ve TİC. A.Ş. | تركيا | Turkey | ME0000001337SFDAA00006 | LUXOR | Arm Support | Kids Arm Sling | حامل ذراع للأطفال
LUXOR SAĞLIK ÜRÜNLERİ SAN. ve TİC. A.Ş. | تركيا | Turkey | ME0000001337SFDAA00010 | LUXOR | Wrist Support | Thumb assisted hand-wrist splint | جبيرة المعصم والإبهام
LUXOR SAĞLIK ÜRÜNLERİ SAN. ve TİC. A.Ş. | تركيا | Turkey | ME0000001337SFDAA00009 | LUXOR | Arm Support | Arm Sling with mesh | حامل ذراع
TURKUAZ Saglik Hizmetleri, Medikal, Temizlik Kimyasal Urünler San. ve Tic. A.S. | تركيا | Turkey | ME0000005953SFDAA00013 | Joydrops strawberry Lubricant Gel | Lubricant Gel | Lubricant Gel | جل مزلق
LUXOR SAĞLIK ÜRÜNLERİ SAN. ve TİC. A.Ş. | تركيا | Turkey | ME0000001337SFDAA00039 | LUXOR Kids Arm Sling | Arm support | LUXOR Kids Arm Sling - LUXOR Kids Velpeau Bandage | لوكسر حامل ذراع للأطفال
LUXOR SAĞLIK ÜRÜNLERİ SAN. ve TİC. A.Ş. | تركيا | Turkey | ME0000001337SFDAA00038 | LUXOR Arm Sling | Arm support | LUXOR Arm sling with mesh - Luxor Arm sling Luxury - LUXOR Padded Arm Sling - Luxor Velpeau Bandage | لوكسر حامل ذراع
Medster Tibbi Cihaz ve Saglik Hizmetleri Ltd. Sti. | تركيا | Turkey | ME0000012729SFDAA00005 | washer disinfector cleaning indicator Tossicheck ,clean check | Washer Disinfector Cleaning Indicator and protein residue test | Cleaning performance test for surgical instrument
Variteks Ortopedi Sanayi A.Ş. | تركيا | Turkey | ME0000003602SFDAA00002 | Variteks Liposuction Garments | Variteks Liposuction Garments | Garments | مشدات وكورسيهات تنحيف خارجية للجسم
OLEY TIBBİ URUNLER | تركيا | Turkey | ME0000003887SFDAA00001 | IXXIR OLEY TIBBI | Front Apron, Double Sided Apron, Vest and Skirt Apron, Dental Apron, Panoramic Apron, Children Apron, Patient Apron | PPE Products, Protecting Clothing apron.
LUXOR SAĞLIK ÜRÜNLERİ SAN. ve TİC. A.Ş. | تركيا | Turkey | ME0000001337SFDAA00042 | LUXOR Lumber Support | Back Support | LUXOR Lumbar Support - LUXOR Lumbo-Sacral Support - LUXOR Dorsolumbr Support | دعامة فقرات الظهر
LUXOR SAĞLIK ÜRÜNLERİ SAN. ve TİC. A.Ş. | تركيا | Turkey | ME0000001337SFDAA00035 | Luxor Hand -Wrist Splint | Wrist Support | LUXOR Hand-Wrist Splint - LUXOR Thumb Assisted Hand Wrist Splint - LUXOR Hand -Wrist Bandage - LUXOR Thumb Assisted Wrist Support . | جبيرة المعصم والإبهام
LUXOR SAĞLIK ÜRÜNLERİ SAN. ve TİC. A.Ş. | تركيا | Turkey | ME0000001337SFDAA00013 | LUXOR Anti-Embolism stockings | Leg Support | Anti-Embolism stockings | جوارب مضادة لأنسداد الأوعية الدموية
LUXOR SAĞLIK ÜRÜNLERİ SAN. ve TİC. A.Ş. | تركيا | Turkey | ME0000001337SFDAA00013 | LUXOR Anti-Embolism stockings | Leg Support | Anti-Embolism stockings | جوارب مضادة لأنسداد الأوعية الدموية
LUXOR SAĞLIK ÜRÜNLERİ SAN. ve TİC. A.Ş. | تركيا | Turkey | ME0000001337SFDAA00015 | LUXOR | knee support | Anterior cruciate ligament knee support | دعامة الركبة والرباط الصليبي الأمامي
LUXOR SAĞLIK ÜRÜNLERİ SAN. ve TİC. A.Ş. | تركيا | Turkey | ME0000001337SFDAA00016 | LUXOR | Elbow support | Epicondylitis Bandage | دعامة إلتهاب المرفق
LUXOR SAĞLIK ÜRÜNLERİ SAN. ve TİC. A.Ş. | تركيا | Turkey | ME0000001337SFDAA00014 | LUXOR | knee support | Knee Support | دعامة مرنة للركبة
LUXOR SAĞLIK ÜRÜNLERİ SAN. ve TİC. A.Ş. | تركيا | Turkey | ME0000001337SFDAA00019 | LUXOR | ANKLE SUPPORT | Ankle support | دعامة مرنة للكاحل
LUXOR SAĞLIK ÜRÜNLERİ SAN. ve TİC. A.Ş. | تركيا | Turkey | ME0000001337SFDAA00017 | Lumbar-Sacral Corset | Back support | lumbar - Sacral Corset | دعامات فقرات الظهر القطنية العجزية
LUXOR SAĞLIK ÜRÜNLERİ SAN. ve TİC. A.Ş. | تركيا | Turkey | ME0000001337SFDAA00018 | Patella Assisted knee support | knee support | Patella Assisted knee support | دعامة الركبة
LUXOR SAĞLIK ÜRÜNLERİ SAN. ve TİC. A.Ş. | تركيا | Turkey | ME0000001337SFDAA00025 | LUXOR Finger Splint | FINGER SUPPORT | LUXOR Finger Splint | جبيرة الإصبع
LUXOR SAĞLIK ÜRÜNLERİ SAN. ve TİC. A.Ş. | تركيا | Turkey | ME0000001337SFDAA00025 | LUXOR Finger Splint | FINGER SUPPORT | LUXOR Finger Splint | جبيرة الإصبع
LUXOR SAĞLIK ÜRÜNLERİ SAN. ve TİC. A.Ş. | تركيا | Turkey | ME0000001337SFDAA00026 | Luxor Patella & Ligament Assisted Knee Support | knee support | LUXOR Patella & Ligament Assisted Knee Support | دعامة أربطة الركبة
LUXOR SAĞLIK ÜRÜNLERİ SAN. ve TİC. A.Ş. | تركيا | Turkey | ME0000001337SFDAA00027 | Luxor Hand -Wrist Splint | Wrist Support | Luxor Hand -Wrist Splint -One Size | جبيرة معصم اليد
LUXOR SAĞLIK ÜRÜNLERİ SAN. ve TİC. A.Ş. | تركيا | Turkey | ME0000001337SFDAA00037 | LUXOR Knee Support | knee suppoer | LUXOR Patella Assisted Knee Support - LUXOR Patella & Ligament Assisted Knee Support - LUXOR Hinged Knee Brace - LUXOR Knee Extension Brace - LUXOR Angle Knee Brace | لوكسر دعامة الركبة
Victoreks Tıbbi Sağlık Ürünleri İç ve Dış Tic.San.Ltd.Şti. | تركيا | Turkey | ME0000015988SFDAA00048 | Aidplast Migraine Patch | Migraine Patch | Aidplast Migraine Patch
FTM AMBALAJ MEDIKAL ITH. IHR. SAN.TIC.LTD.STI. | تركيا | Turkey | ME0000005834SFDAA00001 | Steam Indicator Strips | EMULATING INDICATOR | Sterilization Indicator are designed to control in steam sterilizers operating
Variteks Ortopedi Sanayi A.Ş. | تركيا | Turkey | ME0000003602SFDAA00004 | Variteks Compression stockings | Variteks Compression stockings | شرابات متنوعة ومتدرجة في الضغط | شرابات ضغط
Victoreks Tıbbi Sağlık Ürünleri İç ve Dış Tic.San.Ltd.Şti. | تركيا | Turkey | ME0000015988SFDAA00031 | Aidplast Surgical Tape | Adhesive Plaster | Aidplast Surgical Silk Tape - Aidplast Surgical Transparent Tape - Aidplast Surgical Fabric Tape - Aidplast Surgical paper Tape - Aidplast Surgical Elastic Fixation Tape
Victoreks Tıbbi Sağlık Ürünleri İç ve Dış Tic.San.Ltd.Şti. | تركيا | Turkey | ME0000015988SFDAA00031 | Aidplast Surgical Tape | Adhesive Plaster | Aidplast Surgical Silk Tape - Aidplast Surgical Transparent Tape - Aidplast Surgical Fabric Tape - Aidplast Surgical paper Tape - Aidplast Surgical Elastic Fixation Tape
Victoreks Tıbbi Sağlık Ürünleri İç ve Dış Tic.San.Ltd.Şti. | تركيا | Turkey | ME0000015988SFDAA00032 | Aidplast First Aid Plasters | Adhesive Plaster | Aidplast First Aid Plasters
Victoreks Tıbbi Sağlık Ürünleri İç ve Dış Tic.San.Ltd.Şti. | تركيا | Turkey | ME0000015988SFDAA00034 | Aidplast Surgical Transparent Tape | Adhesive Plaster | Aidplast Surgical Transparent Tape
TSD SAGLIK URUNLERI SANAYI VE TICARET A.S. | تركيا | Turkey | ME0000018297SFDAA00032 | Minerva orthosis | Orthosis for cervical and upper thoracal area | Orthosis for cervical and upper thoracal area
Victoreks Tıbbi Sağlık Ürünleri İç ve Dış Tic.San.Ltd.Şti. | تركيا | Turkey | ME0000015988SFDAA00033 | Aidplast Heat Patch | Heat patch | Aidplast Heat Patch
Victoreks Tıbbi Sağlık Ürünleri İç ve Dış Tic.San.Ltd.Şti. | تركيا | Turkey | ME0000015988SFDAA00038 | Aidplast Surgical Fabric Tape | Adhesive Plaster | Aidplast Surgical Fabric Tape
Victoreks Tıbbi Sağlık Ürünleri İç ve Dış Tic.San.Ltd.Şti. | تركيا | Turkey | ME0000015988SFDAA00042 | Aidplast Cooling Gel Patch | Cooling patch | Aidplast Cooling Gel Patch
Victoreks Tıbbi Sağlık Ürünleri İç ve Dış Tic.San.Ltd.Şti. | تركيا | Turkey | ME0000015988SFDAA00042 | Aidplast Cooling Gel Patch | Cooling patch | Aidplast Cooling Gel Patch
Victoreks Tıbbi Sağlık Ürünleri İç ve Dış Tic.San.Ltd.Şti. | تركيا | Turkey | ME0000015988SFDAA00043 | Aidplast Perforated Heat Plaster | Adhesive Plaster | Aidplast Perforated Heat Plaster | لاصقة حرارية
Victoreks Tıbbi Sağlık Ürünleri İç ve Dış Tic.San.Ltd.Şti. | تركيا | Turkey | ME0000015988SFDAA00045 | Aidplast Bandages | bandage | Aidplast Bandages
Victoreks Tıbbi Sağlık Ürünleri İç ve Dış Tic.San.Ltd.Şti. | تركيا | Turkey | ME0000015988SFDAA00045 | Aidplast Bandages | bandage | Aidplast Bandages
Victoreks Tıbbi Sağlık Ürünleri İç ve Dış Tic.San.Ltd.Şti. | تركيا | Turkey | ME0000015988SFDAA00046 | Aidplast Cohesive Bandage | bandage | Aidplast Cohesive Bandage
LUXOR SAĞLIK ÜRÜNLERİ SAN. ve TİC. A.Ş. | تركيا | Turkey | ME0000001337SFDAA00040 | LUXOR Epicondylitis Bandage | Elbow Support | LUXOR Epicondylitis Bandage | دعامة إلتهاب المرفق
ÖNCÜ DENTAL TIBBİ MALZEME İNŞAAT TAAHHÜT ENERJİ SAN. VE DIŞ TİC.A.Ş. | تركيا | Turkey | ME0000018913SFDAA00002 | dentac | ENDODONTIC HAND INSTRUMENTS | Stainless Steel Endodontic hand use files
LUXOR SAĞLIK ÜRÜNLERİ SAN. ve TİC. A.Ş. | تركيا | Turkey | ME0000001337SFDAA00036 | LUXOR Compression Stockings | leg support | LUXOR Compression Stockings | جوارب الدوالي الطبية
IZMIR ORTHOPAEDIC SOFT GOODS INC. | تركيا | Turkey | ME0000000736SFDAA00004 | FREJKA PILLOW | HIP ABDUCTION SPLINT | MEDICAL
CIFTCILER BIRLIK KAGITCILIK ANONIM SIRKETI | تركيا | Turkey | ME0000000088SFDAA00001 | Santavik | Santavik | First Aid strip | لصق جروح
Future Vision for Import and Export of Medical and Pharmaceutical Products Limited | تركيا | Turkey | ME0000000187SFDAA00001 | Nasal Aspirator | Nasal Aspirator | Nasal Aspirator with ultra soft tip | شفاط للانف يستخدم لازالة السوائل المخاطية للاطفال الرضع
S.G.M.S Sagik Gerecleri Makina Sanay Ve Ticaret Ltd. Sti | تركيا | Turkey | ME0000000035SFDAA00002 | Power Wheelchair | Power Wheelchair | Vehicle for People for Reduce Mobility | كرسي متحرك بالكهرباء
Medikokim Tıbbi ve Kimyevi Malzeme Sanayi ve Ticaret Limited Şirketi | تركيا | Turkey | ME0000001992SFDAA00010 | Fixer Board | Arm Board for wrist support | Arm Board for Fixation
LUXOR SAĞLIK ÜRÜNLERİ SAN. ve TİC. A.Ş. | تركيا | Turkey | ME0000001337SFDAA00046 | LUXOR Ankle Support | Ankle Support | LUXOR Elastic Ankle Support | دعامة مرنة للكاحل
LUXOR SAĞLIK ÜRÜNLERİ SAN. ve TİC. A.Ş. | تركيا | Turkey | ME0000001337SFDAA00045 | LUXOR Abdominal Support | Abdomen support | LUXOR Abdominal Support | لوكسر دعامة البطن
LUXOR SAĞLIK ÜRÜNLERİ SAN. ve TİC. A.Ş. | تركيا | Turkey | ME0000001337SFDAA00047 | LUXOR Hallux Valgus | Foot support | LUXOR Hallux Valgus Night Strap - LUXOR Hallux Valgus Day Strap | دعامة اصبع القدم
LUXOR SAĞLIK ÜRÜNLERİ SAN. ve TİC. A.Ş. | تركيا | Turkey | ME0000001337SFDAA00044 | LUXOR Knee Support | knee suppoer | LUXOR Elastic Knee Support- LUXOR Wool Knee Support (Beige) - LUXOR Wool Knee Support (Brown ) | دعامة الركبة
Hayat Kimya SAN. A.S | تركيا | Turkey | ME0000012125SFDAA00008 | Joly Underpad | Underpads | Underpads | غطاء حامي للسرير
Hayat Kimya SAN. A.S | تركيا | Turkey | ME0000012125SFDAA00006 | JOLY ADULT Diapers (Medium Large XLarge) | ADULT Diapers | Adult diapers | حفاضات كبار السن
Hayat Kimya SAN. A.S | تركيا | Turkey | ME0000012125SFDAA00007 | Joly Adult Diapers Pants (Medium large XLarge) | ADULT Diapers | ADULT DIAPERS | حفاضات كبار السن
Etkin Tibbi CihazlarSan.veTic. A.§. | تركيا | Turkey | ME0000002834SFDAA00003 | ELITE | Surgical Light | Medical device to provide medical illumination in the operating theater and examination rooms or to ensure that the surgical operations can be carried out smoothly and in a healthy way.
ARŞİMED MEDİKAL KOZMETIK BILISIM ITH. IHR. PAZ. SAN. Ve TİC. LTD. ŞTİ. | تركيا | Turkey | ME0000002613SFDAA00001 | ARCHIMED Skin Care Chair | Couch for Skincare Care Treatment | Couch for Skincare Care Treatment
PLASTI-MED | تركيا | Turkey | ME0000009827SFDAA00001 | FLURABSORB ACCESSORY KiT | NA | The FlurAbsorb accessory kit consists of the line and connector that can be used to connect the FlurAbsorb to the ventilator and gas monitor.
Victoreks Tıbbi Sağlık Ürünleri İç ve Dış Tic.San.Ltd.Şti. | تركيا | Turkey | ME0000015988SFDAA00050 | Aidplast First Aid Plaster | Adhesive Plaster | Aidplast First Aid Plaster
MORSA MEDIKAL ORTOPEDI. | تركيا | Turkey | ME0000003589SFDAA00004 | Morsa Cyberg | Cross Strap Ankle Support | Elastic Woven Ankle Support
GOKLER A.S. | تركيا | Turkey | ME0000015359SFDAA00002 | STRETCHER | NITROCARE | transfer stretchers
SEVINCLER SAGLIK URUNLERI SAN VE TIC AS | تركيا | Turkey | ME0000003570SFDAA00002 | Adult Diaper | Giggles | production of Baby Diaper Adult Diaper | حفائض لكبار السن
TEKNOPOR IC VE DIS TIC LTD STI | تركيا | Turkey | ME0000005779SFDAA00008 | Power Wheelchair | Wheelchair | Air Clinic Power Wheelchair *Motors - 450W*2 *Joystick - Pg Wr2 70A * Battery - 75 Ah *Charging Period - 8 hours if it is charged with the 10W Charger Device *Speed - 6 km *Carrying Capacity - 250 kg and more *Frame - Steel 22Mm, Thickness 3Mm * Fabric - Anti-Bacterial, Non Flame Fabric
GOKLER A.S. | تركيا | Turkey | ME0000015359SFDAA00001 | MEDICINE AND TREATMENT CART | NITROCARE | MEDICINE AND TREATMENT CART
KOSEMED ORTOPEDİ SAN. VE TİC. İTH. İHR. A.Ş. | تركيا | Turkey | ME0000003739SFDAA00028 | NOUVETA Anti-Embolism Stockings | Anti-Embolism Stockings | Anti-Embolism Stockings a garment in the form of a sock or stocking made of elastic material (e.g., circular knit nylon/Spandex yarns) and may be referred to as a flight sock; it does not include antimicrobial features. It is intended for use in the home or a clinical setting. This is a reusable device.
LUXOR SAĞLIK ÜRÜNLERİ SAN. ve TİC. A.Ş. | تركيا | Turkey | ME0000001337SFDAA00048 | LUXOR Elbow Crutches | Elbow Crutches | LUXOR Elbow Crutches
GÖKLER A.Ş. | تركيا | Turkey | ME0000015254SFDAA00001 | NITROCARE | HOSPITAL BED | ELECTRIC PATIENT BED
NITROCARE | تركيا | Turkey | ME0000003828SFDAA00005 | BABY COT | BABY COT | Baby code designed for babies to be transported and slept in the hospital
BIOAKTIF TIBBI URUNLER VE TEKNIK TEKSTIL SANAYI TICARET LIMITED SIRKETI | تركيا | Turkey | ME0000003819SFDAA00002 | Bodyflex | Compression Garments | Compression Garments
NITROCARE | تركيا | Turkey | ME0000003829SFDAA00003 | STRETCHER | STRETCHER | They are electric and manual emergency intervention , patient wash and transfer stretcher designed for adults, pediatric and bariatric patients.
MEDIKOKIM TIBBI VE KIMYEVI MALZEME SAN. VE TIC. LTD. STI. | تركيا | Turkey | ME0000004044SFDAA00002 | SCHUTZERMED | Phototherapy Eye Protector Band | Phototherapy Eye Protector Band
Uzumcu Tibbi Cihaz ve Medikal Gaz Sistemleri San Ve Tic AS | تركيا | Turkey | ME0000005709SFDAA00016 | Gynecological Table | Gynecological Table | Gynecological Table
Uzumcu Tibbi Cihaz ve Medikal Gaz Sistemleri San Ve Tic AS | تركيا | Turkey | ME0000005709SFDAA00017 | Lift for Morgue | Lift for Morgue | Lift for Morgue
PROMIDA DIS MALZEMELERI SANAYI TICARET LIMITED SIRKETI | تركيا | Turkey | ME0000004104SFDAA00004 | Promida | Edta Cream | Edta Cream
Paksel Kimya Sanayi Ve Ticaret A.S. | تركيا | Turkey | ME0000012353SFDAA00003 | Selpad Bed Sheet | Selpad Bed Sheet | Selpad Bed Sheet | ملاءة سرير Selpad
Paksel Kimya Sanayi Ve Ticaret A.S. | تركيا | Turkey | ME0000012353SFDAA00002 | Incoped Pant | Incoped Pant | Incoped Pant | سراويل ماصة للبالغين
GÖKLER MOBİLYA MEDİKAL VE SAĞLIK HİZ. GIDA MAD. İNŞ. NAK. İML. MONTAJ PAZ. İTH. İHR. SAN. TİC. A.Ş. | تركيا | Turkey | ME0000004244SFDAA00003 | NITROCARE | DIALYSIS AND CHEMOTHERAPY CHAIRS | It is a flexible, solidly built and multifunctional chair used for keeping patients seated comfortably during extended treatments
ARSIMED MEDIKAL KOZM. BIL. ITH. IHR. PAZ. SANAYI VE TICARET | تركيا | Turkey | ME0000010987SFDAA00004 | Archimed Examination couch | Examination couch | Examination couch
TSD SAGLIK URUNLERI SANAYI VE TICARET A.S. | تركيا | Turkey | ME0000004098SFDAA00001 | KIDS VELPAU BANDAGE | Body Brace | They are used to cradle your shoulder and arms in the abducted position allowing your shoulder to recover from a dislocation or fracture.
ARSIMED MEDIKAL KOZM. BIL. ITH. IHR. PAZ. SANAYI VE TICARET | تركيا | Turkey | ME0000010987SFDAA00003 | Archimed Bedside Cabinet | Bedside Cabinet | Bedside Cabinet
TSD SAGLIK URUNLERI SANAYI VE TICARET A.S. | تركيا | Turkey | ME0000004608SFDAA00015 | SPLINT | Body Braces | Body Braces
TSD SAGLIK URUNLERI SANAYI VE TICARET A.S. | تركيا | Turkey | ME0000004603SFDAA00103 | SHOULDER SUPP | Body Braces | Body Braces
ARSIMED MEDIKAL KOZM. BIL. ITH. IHR. PAZ. SANAYI VE TICARET | تركيا | Turkey | ME0000010987SFDAA00009 | Archimed Pediatric Examination Table | Pediatric Examination Table | Pediatric Examination Table
FTM AMBALAJ MEDIKAL IHRACAT SANAYI VE TICARET LIMITED SIRKETI | تركيا | Turkey | ME0000013654SFDAA00002 | autoclave tape Steam | Indicator Tape for Steam Sterilization | Indicator Tape for Steam Sterilization
TSD SAGLIK URUNLERI SANAYI VE TICARET A.S. | تركيا | Turkey | ME0000004100SFDAA00008 | STARFLEX INSOLE | Body Brace | it is is a soft pad which you place inside your shoes to provide support, cushioning and even warmth for your feet.
TSD SAGLIK URUNLERI SANAYI VE TICARET A.S. | تركيا | Turkey | ME0000004605SFDAA00049 | ABDOMINAL CORSET | Body Braces | Body Braces
Abc Tıp Sağlık Spor Malz. Tekstil Tur. İnş. San. Tic. Ltd. Şti | تركيا | Turkey | ME0000004365SFDAA00001 | Cervical Collar | Cervical Collar | Sponge Neck Support
Abc Tıp Sağlık Spor Malz. Tekstil Tur. İnş. San. Tic. Ltd. Şti | تركيا | Turkey | ME0000004348SFDAA00002 | Silicone Heel Cushions | Silicone Heel Cushions | Silicone Heel Cushions
TSD SAGLIK URUNLERI SANAYI VE TICARET A.S. | تركيا | Turkey | ME0000004094SFDAA00001 | WOVEN MALLEOL ANKLE SUPP. | Body Brace | They are used to immobilize the joint while providing heat and compression to the bones.
Abc Tıp Sağlık Spor Malz. Tekstil Tur. İnş. San. Tic. Ltd. Şti | تركيا | Turkey | ME0000004364SFDAA00001 | Wrist Splint | Wrist Splint | Wrist Splint
TSD SAGLIK URUNLERI SANAYI VE TICARET A.S. | تركيا | Turkey | ME0000004093SFDAA00001 | MALLET FINGER SPLINT | Body Brace | Finger splints are used to keep these vulnerable extremities in place while you heal from a finger sprain or break, or to help increase a limited range of motion from a chronic condition.
TSD SAGLIK URUNLERI SANAYI VE TICARET A.S. | تركيا | Turkey | ME0000004103SFDAA00015 | UCBL INSOLE | Body Braces | They are used to support, distribute pressure and help maintain proper alignment of the foot, specifically targeting the heel and arch.
TSD SAGLIK URUNLERI SANAYI VE TICARET A.S. | تركيا | Turkey | ME0000004606SFDAA00015 | KNEE SUPP. | Body Braces | Body Braces
Mat Med Medikal San. ve Tic. Ltd. Sti | تركيا | Turkey | ME0000011682SFDAA00018 | Liposuction Corset | Liposuction Corset | Intended to be used to provide support for the core
INAYA TURIZM SAGLIK ITH. IHR SAN. Ve TIC. LTD. STI. | تركيا | Turkey | ME0000015739SFDAA00024 | ELBOW SUPPORTS | ELBOW SUPPORTS | Give support and reduce elbow pain and swelling.
INAYA TURIZM SAGLIK ITH. IHR SAN. Ve TIC. LTD. STI. | تركيا | Turkey | ME0000015739SFDAA00030 | ANKLE BRACES | ANKLE BRACES | pressure on the ankle to support the ligaments and restrict abnormal motion,.
ARSIMED MEDIKAL KOZM. BIL. ITH. IHR. PAZ. SANAYI VE TICARET | تركيا | Turkey | ME0000010987SFDAA00008 | Archimed Gamma Patient Transport Chair | Patient Transport Chair | Patient Transport Chair
ARSIMED MEDIKAL KOZM. BIL. ITH. IHR. PAZ. SANAYI VE TICARET | تركيا | Turkey | ME0000010987SFDAA00006 | Archimed Patient Bed | Patient Bed | Patient Bed
INAYA TURIZM SAGLIK ITH. IHR SAN. Ve TIC. LTD. STI. | تركيا | Turkey | ME0000015739SFDAA00034 | Rehabilitation products | Rehabilitation products | aid in ambulation, by transferring body weight
Mat Med Medikal San. ve Tic. Ltd. Sti | تركيا | Turkey | ME0000011682SFDAA00019 | Corset | Corset | Support for the Core
Paksel Kimya Sanayi Ve Ticaret A.S. | تركيا | Turkey | ME0000012353SFDAA00004 | Selpad Adult Diaper | Selpad Adult Diaper | Selpad Adult Diaper | حفاضات كبار
Paksel Kimya Sanayi Ve Ticaret A.S. | تركيا | Turkey | ME0000012353SFDAA00005 | Selpad Pant | Selpad Pant | Selpad Pant | سراويل ماصة للبالغين
ARSIMED MEDIKAL KOZM. BIL. ITH. IHR. PAZ. SANAYI VE TICARET | تركيا | Turkey | ME0000010987SFDAA00007 | Archimed Patient Stretcher | Patient Stretcher | Patient Stretcher
GENCO GRUP MEDIKAL IMALAT SANAYI TRCARET LIMITED SIRKETI | تركيا | Turkey | ME0000003890SFDAA00030 | Plastic Collar | Brace | Made from plastic material
GENCO GRUP MEDIKAL IMALAT SANAYI TRCARET LIMITED SIRKETI | تركيا | Turkey | ME0000003890SFDAA00020 | Single Axis Knee Joint with Manual Lock | Prosthesis | Made of Stainless Steel material
GENCO GRUP MEDIKAL IMALAT SANAYI TRCARET LIMITED SIRKETI | تركيا | Turkey | ME0000003890SFDAA00015 | SACH Foot | Prosthesis | Made of Polyurethane and Wood
GENCO GRUP MEDIKAL IMALAT SANAYI TRCARET LIMITED SIRKETI | تركيا | Turkey | ME0000003890SFDAA00008 | Ankle Foot Orthosis (AFO) | Splint | Splint Made of high-endurance and flexible polypropylene with different thicknesses
TSD SAGLIK URUNLERI SANAYI VE TICARET A.S. | تركيا | Turkey | ME0000004601SFDAA00015 | WALKING BOOT | Body Braces | Body Braces
TSD SAGLIK URUNLERI SANAYI VE TICARET A.S. | تركيا | Turkey | ME0000004607SFDAA00082 | ELASTIC ELBOW SUPP | Body Braces | Body Braces
KORDON TIP SAGLIK ARAC GERECLERI MUHENDISLIK PROJE ITHALAT LTD .STI. | تركيا | Turkey | ME0000004531SFDAA00001 | AXIS | Steam& Plasma biological indicator ,Chemical indicator ,Rapid Readout Biological incubator | Steam& Plasma biological indicator ,Chemical indicator ,Rapid Readout Biological incubator
IMICRYL DIS MALZEMELERI SAN VE TIC A.S | تركيا | Turkey | ME0000014721SFDAA00001 | POLIMO APF | Fluoride gel | 1.23% acidulated phosphate fluoride flavor
INAYA TURIZM SAGLIK ITH. IHR SAN. Ve TIC. LTD. STI. | تركيا | Turkey | ME0000015739SFDAA00029 | KNEE BRACES & SUPPORTS | KNEE BRACES & SUPPORTS | Reduce knee instability following injury to the anterior cruciate ligament (ACL) and to decrease additional injuries during athletic activities
INAYA TURIZM SAGLIK ITH. IHR SAN. Ve TIC. LTD. STI. | تركيا | Turkey | ME0000015739SFDAA00023 | ARM-SHOULDER SUPPORTS | ARM-SHOULDER SUPPORTS | Give support for Arm and Shoulder and quick process of healing for shoulder and arm injuries
GENCO GRUP MEDIKAL IMALAT SANAYI TRCARET LIMITED SIRKETI | تركيا | Turkey | ME0000003890SFDAA00042 | Protective Helmet Splint For Children | Splint | Helmet for children with difference size
INAYA TURIZM SAGLIK ITH. IHR SAN. Ve TIC. LTD. STI. | تركيا | Turkey | ME0000015739SFDAA00022 | NECK COLLARS | NECK COLLARS | support spinal cord and head. These collars are a common treatment option for neck injuries, neck surgeries, and some instances of neck pain.
Mat Med Medikal San. ve Tic. Ltd. Sti | تركيا | Turkey | ME0000011682SFDAA00017 | Pillows (Sleeping Pillow) | Pillows (Sleeping Pillow) | Used to help the patients sleep
Mat Med Medikal San. ve Tic. Ltd. Sti | تركيا | Turkey | ME0000012347SFDAA00005 | Foot Care | Foot Care | Product for foot care
Mat Med Medikal San. ve Tic. Ltd. Sti | تركيا | Turkey | ME0000011682SFDAA00020 | Wrist Splint (Long) | Wrist Splint | Intended to be used to provide support for the wrist
Mat Med Medikal San. ve Tic. Ltd. Sti | تركيا | Turkey | ME0000012347SFDAA00002 | Breast Support | Breast Support | Used to replace the breast after breast removal surgeries
INAYA TURIZM SAGLIK ITH. IHR SAN. Ve TIC. LTD. STI. | تركيا | Turkey | ME0000015739SFDAA00028 | HIP SUPPORTS and leg support | HIP SUPPORTS and leg support | Give support for hip and leg and make give compression to help alleviate pain and discomfort stemming from a hip and leg injury
INAYA TURIZM SAGLIK ITH. IHR SAN. Ve TIC. LTD. STI. | تركيا | Turkey | ME0000015739SFDAA00032 | VARICOSE STOCKINGS | VARICOSE STOCKINGS | provide support for foot arch and fingers to keep the foot in a neutral position, prevent excessive pronation and align the foot and body. Manufactured from high quality durable fibers with excellent knitting. provide graduated compression to promote better blood circulation and help to prevent form of varicose veins
Lansinoh Laboratories | تركيا | Turkey | ME0000004715SFDAA00002 | Lasinoh Compact Single Electric Breast pump | Lasinoh Compact Single Electric Breast pump | Lasinoh Compact Single Electric Breast pump
PAKTEN SAGLIK URUNLERI SAN. VE TIC. A.S. | تركيا | Turkey | ME0000013443SFDAA00006 | Holder Adult Diapers | Holder Adult Diapers | Holder Adult Diapers | حفاضات كبار
PAKTEN SAGLIK URUNLERI SAN. VE TIC. A.S. | تركيا | Turkey | ME0000013443SFDAA00007 | Holder Bed Sheet | Holder Bed Sheet | Holder Bed Sheet | غطاء السرير
PAKTEN SAGLIK URUNLERI SAN. VE TIC. A.S. | تركيا | Turkey | ME0000013443SFDAA00008 | Holder Adult Pants | Holder Adult Pants | Holder Adult Pants
PAKTEN SAGLIK URUNLERI SAN. VE TIC. A.S. | تركيا | Turkey | ME0000013443SFDAA00005 | Onlem | Adult Diaper | Dispsable Products
Mat Med Medikal San. ve Tic. Ltd. Sti | تركيا | Turkey | ME0000011682SFDAA00021 | Ankle Support | Ankle Support | Support for the Ankle
Mat Med Medikal San. ve Tic. Ltd. Sti | تركيا | Turkey | ME0000011682SFDAA00016 | Patient Aid (Aluminum Walker) | Patient Aid (Aluminum Walker) | Used to help the patients walk
Mat Med Medikal San. ve Tic. Ltd. Sti | تركيا | Turkey | ME0000011682SFDAA00022 | Arm Sling (Airtex) | Arm Sling | Intended to be used to provide support for the arms during the healing process
KORDON TIP SAGLIK ARAC GERECLERI MUHENDISLIK PROJE ITHALAT LTD .STI. | تركيا | Turkey | ME0000004532SFDAA00010 | AXIS | Steam &plasma biological indicator ,chemical indicator | Steam &plasma biological indicator ,chemical indicator
INAYA TURIZM SAGLIK ITH. IHR SAN. Ve TIC. LTD. STI. | تركيا | Turkey | ME0000015739SFDAA00025 | ARMS, FINGERS & WRIST SUPPORT | ARMS, FINGERS & WRIST SUPPORT | gives a higher level of support for a hand and restricts the wrist movement and ensures stability
INAYA TURIZM SAGLIK ITH. IHR SAN. Ve TIC. LTD. STI. | تركيا | Turkey | ME0000015739SFDAA00031 | FOOTS HEALTH PRODUCTS & medical SILICONE | FOOTS HEALTH PRODUCTS & medical SILICONE | provide support for foot arch and fingers to keep the foot in a neutral position, prevent excessive pronation and align the foot and body
INAYA TURIZM SAGLIK ITH. IHR SAN. Ve TIC. LTD. STI. | تركيا | Turkey | ME0000015739SFDAA00027 | CORSETS | CORSETS | Give support for the back Help of body from various diseases, including radiculitis, scoliosis, various types of hernia, mild fractures
Mat Med Medikal San. ve Tic. Ltd. Sti | تركيا | Turkey | ME0000012347SFDAA00004 | Head Support (Plastic Collar) | Head Support (Plastic Collar) | Used to Support the Neck
Mat Med Medikal San. ve Tic. Ltd. Sti | تركيا | Turkey | ME0000011682SFDAA00023 | Knee Support | Knee Support | Support for the knees
Medster Tıbbi Cihaz ve Sağlık Hizmetleri LTD. ŞTİ. | تركيا | Turkey | ME0000004647SFDAA00027 | MEDSTER | Chemical Indicator | Chemical Indicator
Mat Med Medikal San. ve Tic. Ltd. Sti | تركيا | Turkey | ME0000012347SFDAA00003 | Breathing Exercise Support | Breathing Exercise Support | Used to help exercise breathing
Abc Tıp Sağlık Spor Malz. Tekstil Tur. İnş. San. Tic. Ltd. Şti | تركيا | Turkey | ME0000004457SFDAA00002 | Foot Support | Foot Support | Ankle Rotation Orthosis (Footguard)
Lansinoh Laboratories | تركيا | Turkey | ME0000004714SFDAA00003 | Lasinoh 2 in 1 Electric Breast Pump | Lasinoh 2 in 1 Electric Breast Pump | Lasinoh 2 in 1 Electric Breast Pump
AYGÜN CERRAHİ ALETLER SANAYİ VE TİCARET ANİNİM SİRKETİ | تركيا | Turkey | ME0000003742SFDAA00003 | LID PERFORATED | LID PERFORATED | Sterilization Container System is a system which provides sterile packaging of the packaging of surgical products. The system, which is suitable for re-usage and which has various dimensions and configurations, provides an effective packaging method for sterilization, storage and transportation of the surgical instruments by users in surgical area
Mat Med Medikal San. ve Tic. Ltd. Sti | تركيا | Turkey | ME0000011682SFDAA00024 | Compression Stocking Below the Knee | Compression Stocking | Intended to be used to provide support below the knee
INAYA TURIZM SAGLIK ITH. IHR SAN. Ve TIC. LTD. STI. | تركيا | Turkey | ME0000015739SFDAA00033 | pillows | pillows | Comfort pillow for the body
DORT-A TIP MALZEMELERİ SANAYİ İTHALAT İHRACAT TİCARET LİMİTED ŞİRKETİ | تركيا | Turkey | ME0000013148SFDAA00002 | Steam (autoclave) sterilization Tape | Steam Tape 4ASAT | The steam autoclave tapes with steam indicators tars thereon are use to detect if the crepe wrapped products have been sterilized
DORT A TIP MALZEMELERI SAN. ITH. IHR. TIC. LTD. STI. | تركيا | Turkey | ME0000013149SFDAA00007 | Flat Pouch | Flat Pouch 4AFP | sterilization pouches are the products involving ready cut rolls
DORT A TIP MALZEMELERI SAN. ITH. IHR. TIC. LTD. STI. | تركيا | Turkey | ME0000013149SFDAA00010 | Wrape Paper | Wrape Paper 4AWP | Wrapping papers are packing covers used in the sterilization along with the plasma sterilization they can be manufactured with different lengths and weights upon demand by the users
NECATI KAYA TIBBI CIHAZLAR ITH VE IHR | تركيا | Turkey | ME0000005997SFDAA00001 | Class 6 Emulator Sterilization Indicator | Class 6 Emulator Sterilization Indicator | The indicator color change from green to dark when exposed to proper steam sterilization cycle
Sevincler Saglik Urunleri San ve Tic AS) | تركيا | Turkey | ME0000005530SFDAA00002 | Dr Comfort | Adult Diapers | Disposable adult diapers | حفاظات للكبار
GENCO GRUP MEDIKAL IMALAT SANAYI TRCARET LIMITED SIRKETI | تركيا | Turkey | ME0000003890SFDAA00021 | Shuttle Lock BK | Prosthesis | Made of Stainless Steel and Aluminium
GENCO GRUP MEDIKAL IMALAT SANAYI TRCARET LIMITED SIRKETI | تركيا | Turkey | ME0000003890SFDAA00025 | Aluminum Crutches | Assistive devices | Made of ALIMINIUM
GENCO GRUP MEDIKAL IMALAT SANAYI TRCARET LIMITED SIRKETI | تركيا | Turkey | ME0000003890SFDAA00028 | Sponge Collar | Brace | Manufactured of sponge that is 2.5 cm in thickness and density of 45, with a cotton cover which is removable.
GENCO GRUP MEDIKAL IMALAT SANAYI TRCARET LIMITED SIRKETI | تركيا | Turkey | ME0000003890SFDAA00009 | DAFO | Splint | Manufactured of two piece from high-endurance and flexible polypropylene.
GENCO GRUP MEDIKAL IMALAT SANAYI TRCARET LIMITED SIRKETI | تركيا | Turkey | ME0000003890SFDAA00016 | Single Axis Foot | Prosthesis | Made of Polyurethane
GENCO GRUP MEDIKAL IMALAT SANAYI TRCARET LIMITED SIRKETI | تركيا | Turkey | ME0000003890SFDAA00019 | Diabetic leather shoes | Shoe | Made of healthy materials.
GENCO GRUP MEDIKAL IMALAT SANAYI TRCARET LIMITED SIRKETI | تركيا | Turkey | ME0000003890SFDAA00024 | Wheelchair | Assistive devices | Made of Aluminum and Synthetic Leather
GENCO GRUP MEDIKAL IMALAT SANAYI TRCARET LIMITED SIRKETI | تركيا | Turkey | ME0000003890SFDAA00026 | Aluminum Walker | Assistive devices | Made of Aluminium material
GENCO GRUP MEDIKAL IMALAT SANAYI TRCARET LIMITED SIRKETI | تركيا | Turkey | ME0000003892SFDAA00021 | Bandage Roll | Bandage | Made of Cotton Spandex
GENCO GRUP MEDIKAL IMALAT SANAYI TRCARET LIMITED SIRKETI | تركيا | Turkey | ME0000003892SFDAA00019 | Child Arm Sling | Brace | Made of gabardine fabric with specially pretty printing for children
GENCO GRUP MEDIKAL IMALAT SANAYI TRCARET LIMITED SIRKETI | تركيا | Turkey | ME0000003892SFDAA00018 | Varicose socks-panty (High Pressure) | Sock | Manufactured from high quality, antibacterial and durable fibers
GENCO GRUP MEDIKAL IMALAT SANAYI TRCARET LIMITED SIRKETI | تركيا | Turkey | ME0000003890SFDAA00080 | Above the Knee Varicose Sock (Protector) | Sock | Manufactured from high quality, antibacterial and durable fibers with excellent knitting
GENCO GRUP MEDIKAL IMALAT SANAYI TRCARET LIMITED SIRKETI | تركيا | Turkey | ME0000003890SFDAA00079 | Under the Knee Varicose Sock (Protector) | Sock | Manufactured from high quality, antibacterial and durable fibers with excellent knitting.
GENCO GRUP MEDIKAL IMALAT SANAYI TRCARET LIMITED SIRKETI | تركيا | Turkey | ME0000003892SFDAA00007 | Wrist-Under-Shoulder Lymphedema Arm Sleeves (Low Pressure) | Brace | Manufactured from high-quality %100 cotton
GENCO GRUP MEDIKAL IMALAT SANAYI TRCARET LIMITED SIRKETI | تركيا | Turkey | ME0000003890SFDAA00065 | Pectus Carinatum Brace | Brace | breast corrector with size adjuster
GENCO TIBBİ CİHAZLAR SANAYİ TİCARET LİMİTED ŞİRKETİ | تركيا | Turkey | ME0000009044SFDAA00005 | 2-Straps Diabetic Shoes | shoe | Manufactured of healthy cotton with soft sponge
GENCO GRUP MEDIKAL IMALAT SANAYI TRCARET LIMITED SIRKETI | تركيا | Turkey | ME0000003890SFDAA00075 | Dynamic Finger Splint | Splint | Made from foam laminated aluminum plate
GENCO GRUP MEDIKAL IMALAT SANAYI TRCARET LIMITED SIRKETI | تركيا | Turkey | ME0000003890SFDAA00072 | Dynamic Hand Splint | Splint | Made of special material and stainless steel splints
GENCO GRUP MEDIKAL IMALAT SANAYI TRCARET LIMITED SIRKETI | تركيا | Turkey | ME0000003890SFDAA00055 | Silicone Insole | Insole | Made of High-quality medical grade silicone
GENCO GRUP MEDIKAL IMALAT SANAYI TRCARET LIMITED SIRKETI | تركيا | Turkey | ME0000003890SFDAA00051 | Hallux Valgus Splint | Splint | Manufactured from terry cloth fabric
GENCO GRUP MEDIKAL IMALAT SANAYI TRCARET LIMITED SIRKETI | تركيا | Turkey | ME0000003890SFDAA00047 | Diabetic Socks | Socks | Special Sock for diabetics
GENCO GRUP MEDIKAL IMALAT SANAYI TRCARET LIMITED SIRKETI | تركيا | Turkey | ME0000003890SFDAA00043 | Post-Op Shoes | Shoe | Made of Soft cotton fabrics,
GENCO GRUP MEDIKAL IMALAT SANAYI TRCARET LIMITED SIRKETI | تركيا | Turkey | ME0000003890SFDAA00038 | Static Hand Splint | Splint | Made of light weight thermoplastic with an inner terry towelling coating.
GENCO GRUP MEDIKAL IMALAT SANAYI TRCARET LIMITED SIRKETI | تركيا | Turkey | ME0000003890SFDAA00036 | Elbow Contracture Orthosis | Splint | Light weight and soft to provide patient compliance
GENCO GRUP MEDIKAL IMALAT SANAYI TRCARET LIMITED SIRKETI | تركيا | Turkey | ME0000003890SFDAA00031 | Knee Support | Brace | Made of fabric provides firm
GENCO GRUP MEDIKAL IMALAT SANAYI TRCARET LIMITED SIRKETI | تركيا | Turkey | ME0000003890SFDAA00011 | Single Axis Foot Adapter | Prosthesis | made of Stainless Steel material
GENCO GRUP MEDIKAL IMALAT SANAYI TRCARET LIMITED SIRKETI | تركيا | Turkey | ME0000003890SFDAA00027 | Commode Chair | Assistive devices | Made of Aluminium and plastic
GENCO GRUP MEDIKAL IMALAT SANAYI TRCARET LIMITED SIRKETI | تركيا | Turkey | ME0000003890SFDAA00022 | Shuttle Lock AK | Prosthesis | Made of Stainless Steel and Aluminium
GENCO GRUP MEDIKAL IMALAT SANAYI TRCARET LIMITED SIRKETI | تركيا | Turkey | ME0000003890SFDAA00017 | 3-Prong Socket Adapter | Prosthesis | Made of Stainless Steel
GENCO GRUP MEDIKAL IMALAT SANAYI TRCARET LIMITED SIRKETI | تركيا | Turkey | ME0000003890SFDAA00084 | BK Foam Cover | Shoe | Made of Foam Material
GENCO GRUP MEDIKAL IMALAT SANAYI TRCARET LIMITED SIRKETI | تركيا | Turkey | ME0000003890SFDAA00088 | Child Clavicle bandage | Brace | Made from high quality fabric sponge
GENCO GRUP MEDIKAL IMALAT SANAYI TRCARET LIMITED SIRKETI | تركيا | Turkey | ME0000003890SFDAA00086 | Silicone Breast Forms | Cosmetic Compensation | Manufactured from anti-bacterial and antiallergic silicone material.
GENCO GRUP MEDIKAL IMALAT SANAYI TRCARET LIMITED SIRKETI | تركيا | Turkey | ME0000003890SFDAA00081 | Varicose socks-panty (Protector) | Sock | Manufactured from high quality, antibacterial and durable fibers with excellent knitting
GENCO GRUP MEDIKAL IMALAT SANAYI TRCARET LIMITED SIRKETI | تركيا | Turkey | ME0000003890SFDAA00083 | Varicose socks-panty (Medium Pressure) | Sock | Manufactured from high-quality, antibacterial and durable fibers with excellent knitting
GENCO GRUP MEDIKAL IMALAT SANAYI TRCARET LIMITED SIRKETI | تركيا | Turkey | ME0000003890SFDAA00058 | Dennis Brown Shoes | Shoe | Made of original leather
GENCO GRUP MEDIKAL IMALAT SANAYI TRCARET LIMITED SIRKETI | تركيا | Turkey | ME0000003890SFDAA00068 | Shoulder Support | Brace | Manufactured of neoprene material
Necati Kaya Tibbi Cihazlar Ith. ve Ihr.San. ve Tic. Ltd. Sti. | تركيا | Turkey | ME0000009686SFDAA00006 | TYPE 6 (Class 6) Emulating Indicator | TYPE 6 (Class 6) Emulating Indicator | Type 6 Emulating Indicators are part of an effective quality assurance program. It helps identify possible sterilization process failures that may result from improper packaging, improper loading or improper operation of the sterilizer.
GENCO GRUP MEDIKAL IMALAT SANAYI TRCARET LIMITED SIRKETI | تركيا | Turkey | ME0000003890SFDAA00035 | Humeral Splint | Splint | Manufacture from lightweight and durable polyethylene.
GENCO GRUP MEDIKAL IMALAT SANAYI TRCARET LIMITED SIRKETI | تركيا | Turkey | ME0000003890SFDAA00037 | Thump Splint | Splint | Splint made of polyethylene sheet
GENCO GRUP MEDIKAL IMALAT SANAYI TRCARET LIMITED SIRKETI | تركيا | Turkey | ME0000003890SFDAA00041 | Dynamic Hip Brace | Brace | Made of light thermoplastic and terry cloth tissue laminated with sponge.
GENCO GRUP MEDIKAL IMALAT SANAYI TRCARET LIMITED SIRKETI | تركيا | Turkey | ME0000003890SFDAA00046 | Pyramid Adapter | Prosthesis | Made of Stainless Steel material
GENCO GRUP MEDIKAL IMALAT SANAYI TRCARET LIMITED SIRKETI | تركيا | Turkey | ME0000003890SFDAA00050 | S.W.A.S.H | Splint | Splint with difference size
GENCO GRUP MEDIKAL IMALAT SANAYI TRCARET LIMITED SIRKETI | تركيا | Turkey | ME0000003890SFDAA00054 | Heel Orthotic | Insole | Made from non-compressible medical grade silicone.
Necati Kaya Tibbi Cihazlar Ith. ve Ihr.San. ve Tic. Ltd. Sti. | تركيا | Turkey | ME0000009686SFDAA00002 | TYPE 4 (Class 4) Dual Strips | TYPE 4 (Class 4) Dual Strips | The Dual Strips designed for use in all steam sterilizers. Long stripe of chemical indicator ink printed on perforated-style strip allows full- or half-length use for different pack sizes.
Necati Kaya Tibbi Cihazlar Ith. ve Ihr.San. ve Tic. Ltd. Sti. | تركيا | Turkey | ME0000009686SFDAA00016 | H2O2 Plasma Indicator Strips Indicator | H2O2 Plasma Test | The test can be used in every pouch or pack and will assure sufficient hydrogen peroxide gas penetration into the packs with a uniform color change from red to yellow.
GENCO GRUP MEDIKAL IMALAT SANAYI TRCARET LIMITED SIRKETI | تركيا | Turkey | ME0000003890SFDAA00057 | Opened Diabetic Shoes | Shoe | Made of Soft cotton fabrics
GENCO GRUP MEDIKAL IMALAT SANAYI TRCARET LIMITED SIRKETI | تركيا | Turkey | ME0000003890SFDAA00044 | Post-Op Shoes Front Wedge | Shoe | Made of Soft cotton fabrics.
GENCO GRUP MEDIKAL IMALAT SANAYI TRCARET LIMITED SIRKETI | تركيا | Turkey | ME0000003890SFDAA00048 | Reverse Last Shoes | shoe | Made of original leather
GENCO GRUP MEDIKAL IMALAT SANAYI TRCARET LIMITED SIRKETI | تركيا | Turkey | ME0000003890SFDAA00052 | Special Cerebral palsy aid walker | Assistive devices | Sturdy metal frame
GENCO GRUP MEDIKAL IMALAT SANAYI TRCARET LIMITED SIRKETI | تركيا | Turkey | ME0000003890SFDAA00056 | Open Orthopedic (AFO) Boots | Shoe | Made of original leather
Necati Kaya Tibbi Cihazlar Ith. ve Ihr.San. ve Tic. Ltd. Sti. | تركيا | Turkey | ME0000009686SFDAA00004 | TYPE 5 (Class 5) Extender | TYPE 5 (Class 5) Extender | Type 5 Steam Integrator with Extender can be used inside each load to monitor time, temperature and steam exposure conditions and can provide the necessary sterilization assurance.
Medikal2000 Tibbi Cihazlar Ve Ileri Teknoloji San Tic AS | تركيا | Turkey | ME0000005711SFDAA00017 | BABY COT | BABY COT | BABY COT
GENCO GRUP MEDIKAL IMALAT SANAYI TRCARET LIMITED SIRKETI | تركيا | Turkey | ME0000003890SFDAA00070 | Padded Elbow Support | Brace | Made of 3mm Neoprene fabric
GENCO GRUP MEDIKAL IMALAT SANAYI TRCARET LIMITED SIRKETI | تركيا | Turkey | ME0000003892SFDAA00015 | Lymphedema glove (High Pressure) | Brace | Manufactured from high-quality %100 cotton
GENCO GRUP MEDIKAL IMALAT SANAYI TRCARET LIMITED SIRKETI | تركيا | Turkey | ME0000003890SFDAA00073 | Mallet Finger Splint | Splint | manufactured of special plastic material,
GENCO GRUP MEDIKAL IMALAT SANAYI TRCARET LIMITED SIRKETI | تركيا | Turkey | ME0000003892SFDAA00011 | Wrist-Under-Shoulder Lymphedema Arm Sleeves (Medium Pressure) | Brace | Manufactured from high-quality %100 cotton
GENCO GRUP MEDIKAL IMALAT SANAYI TRCARET LIMITED SIRKETI | تركيا | Turkey | ME0000003890SFDAA00023 | Silicone Liner | Prosthesis | Made of Silicone and Textile Material
GENCO GRUP MEDIKAL IMALAT SANAYI TRCARET LIMITED SIRKETI | تركيا | Turkey | ME0000003890SFDAA00014 | Tube Clamp Adapter | Prosthesis | Made of Stainless Steel material
GENCO GRUP MEDIKAL IMALAT SANAYI TRCARET LIMITED SIRKETI | تركيا | Turkey | ME0000003890SFDAA00029 | Philadelphia Collar | Brace | Made of polyethylene material
GENCO GRUP MEDIKAL IMALAT SANAYI TRCARET LIMITED SIRKETI | تركيا | Turkey | ME0000003890SFDAA00012 | SACH Foot Adapter | Prosthesis | Made of Stainless Steel material
Necati Kaya Tibbi Cihazlar Ith. ve Ihr.San. ve Tic. Ltd. Sti. | تركيا | Turkey | ME0000009686SFDAA00012 | Washer Disinfector Efficiency and Ultrasonic Efficiency Control Test | Washer Disinfector Efficiency and Ultrasonic Efficiency Control Test | Stainless Steel Frame can be used for both of them as a holder. Ready to use (single-use product). The test provides efficient and reliable results. It is easy to read and interpret.
GENCO GRUP MEDIKAL IMALAT SANAYI TRCARET LIMITED SIRKETI | تركيا | Turkey | ME0000003890SFDAA00013 | Tube Adapter | Prosthesis | Made of Stainless Steel and ALIMINIUM
GENCO GRUP MEDIKAL IMALAT SANAYI TRCARET LIMITED SIRKETI | تركيا | Turkey | ME0000003890SFDAA00018 | Screw Adapter | Prosthesis | Made of Stainless Steel
GENCO GRUP MEDIKAL IMALAT SANAYI TRCARET LIMITED SIRKETI | تركيا | Turkey | ME0000003890SFDAA00032 | Lumbosacral Corset | Brace | Made of neoprene fabric
GENCO GRUP MEDIKAL IMALAT SANAYI TRCARET LIMITED SIRKETI | تركيا | Turkey | ME0000003890SFDAA00034 | Hyperextension Corset | Splint | Made of aluminum structure and synthetic leather padding
GENCO GRUP MEDIKAL IMALAT SANAYI TRCARET LIMITED SIRKETI | تركيا | Turkey | ME0000003890SFDAA00039 | Dynamic hand Splint | Splint | Made of light weight thermoplastic
GENCO GRUP MEDIKAL IMALAT SANAYI TRCARET LIMITED SIRKETI | تركيا | Turkey | ME0000003890SFDAA00069 | Tennis Elbow Support | Brace | Made of neoprene fabric
GENCO GRUP MEDIKAL IMALAT SANAYI TRCARET LIMITED SIRKETI | تركيا | Turkey | ME0000003892SFDAA00010 | Shoulder-half hand lymphedema Arm sleeves (Medium Pressure) | Brace | Manufactured from high-quality %100 cotton
GENCO GRUP MEDIKAL IMALAT SANAYI TRCARET LIMITED SIRKETI | تركيا | Turkey | ME0000003892SFDAA00014 | Shoulder-half hand lymphedema Arm sleeves (High Pressure) | Brace | Manufactured from high-quality %100 cotton
GENCO GRUP MEDIKAL IMALAT SANAYI TRCARET LIMITED SIRKETI | تركيا | Turkey | ME0000003892SFDAA00013 | Wrist-Shoulder strap lymphedema Arm sleeves (High Pressure) | Brace | Manufactured from high-quality %100 cotton
GENCO GRUP MEDIKAL IMALAT SANAYI TRCARET LIMITED SIRKETI | تركيا | Turkey | ME0000003890SFDAA00077 | Hernia Support Double | Brace | Manufactured of elastic, friendly for skin material which allows breathing and absorbs humidity.
GENCO GRUP MEDIKAL IMALAT SANAYI TRCARET LIMITED SIRKETI | تركيا | Turkey | ME0000003890SFDAA00066 | Wrist-Shoulder strap lymphedema Arm sleeves (Low Pressure) | Brace | Manufactured from high-quality %100 cotton
GENCO GRUP MEDIKAL IMALAT SANAYI TRCARET LIMITED SIRKETI | تركيا | Turkey | ME0000003890SFDAA00062 | Supported Sponge Collar | Brace | Made of compressed Sponge witch is covered by cotton fabric.
GENCO GRUP MEDIKAL IMALAT SANAYI TRCARET LIMITED SIRKETI | تركيا | Turkey | ME0000003890SFDAA00061 | Covered Diabetic Shoes | Shoe | Made of Soft cotton fabrics.
GENCO GRUP MEDIKAL IMALAT SANAYI TRCARET LIMITED SIRKETI | تركيا | Turkey | ME0000003890SFDAA00064 | Thoraco Lumbo Sacral Orthosis (TLSO) | Splint | Made as a two piece clamshell from light- weight and ridge polypropylene plastic and customized
GENCO GRUP MEDIKAL IMALAT SANAYI TRCARET LIMITED SIRKETI | تركيا | Turkey | ME0000003890SFDAA00067 | Minerva Orthosis CTO | Splint | made of polyethylene
GENCO GRUP MEDIKAL IMALAT SANAYI TRCARET LIMITED SIRKETI | تركيا | Turkey | ME0000003890SFDAA00078 | Adjustable Articulated Knee Orthosis | Splint | Made of light aluminum bar
GENCO GRUP MEDIKAL IMALAT SANAYI TRCARET LIMITED SIRKETI | تركيا | Turkey | ME0000003890SFDAA00082 | Above The Knee Varicose Sock (Medium Pressure) | Sock | Manufactured from high-quality, antibacterial and durable fibers with excellent knitting
GENCO GRUP MEDIKAL IMALAT SANAYI TRCARET LIMITED SIRKETI | تركيا | Turkey | ME0000003892SFDAA00017 | Above The Knee Varicose Sock (High Pressure) | Sock | Manufactured from high quality, antibacterial and durable fibers
GENCO GRUP MEDIKAL IMALAT SANAYI TRCARET LIMITED SIRKETI | تركيا | Turkey | ME0000003892SFDAA00020 | Burn Garment | Garment | Made of Soer fabric for easy donning and silicone on the scar area
Necati Kaya Tibbi Cihazlar Ith. ve Ihr.San. ve Tic. Ltd. Sti. | تركيا | Turkey | ME0000009686SFDAA00014 | Washer Tag with Washer Disinfector Cleaning Efficiency Test Soil | Washer Tag with Washer Disinfector Cleaning Efficiency Test Soil | used as a tag to identify if the tray is washed or not. Ready to use (single-use product). The test provides efficient and reliable results. It is easy to read and interpret. Suitable for archiving. An important advantage is that information about which set is in it can be read without mixing the tray.
Necati Kaya Tibbi Cihazlar Ith. ve Ihr.San. ve Tic. Ltd. Sti. | تركيا | Turkey | ME0000009686SFDAA00003 | TYPE 5 (Class 5) Steam Integrator | TYPE 5 (Class 5) Steam Integrator | parameters for proper steam sterilization: time, temprature, steam and very closely mimic biological indicators without requiring incubation.
Necati Kaya Tibbi Cihazlar Ith. ve Ihr.San. ve Tic. Ltd. Sti. | تركيا | Turkey | ME0000009686SFDAA00011 | Washer Disinfector Cleaning Efficiency Test | Washer Disinfector Cleaning Efficiency Test | The routine use of this test will help ensure that your washer is performing at a consistent level, enhancing the routine visual inspection of instruments. If unfavorable results do occur, users must check quality / quantity of detergent, cleaning time, temperature as well as the general condition of the washer.
Necati Kaya Tibbi Cihazlar Ith. ve Ihr.San. ve Tic. Ltd. Sti. | تركيا | Turkey | ME0000009686SFDAA00007 | Container Labels | Container Labels | Sterilization container labels are designed to be used in the pocket of the containers
Necati Kaya Tibbi Cihazlar Ith. ve Ihr.San. ve Tic. Ltd. Sti. | تركيا | Turkey | ME0000009686SFDAA00008 | Container Filter | Container Filter | The used materials are mechanically strong to withstand the vacuum and steam pulse movements and are an effective biological barrier.
Promedics Orthopaedic Ltd | ثروة اسكتلندا المشتركة | Common wealth of Scotland | ME0000008555SFDAA00001 | Lumbarform Belt with Stays | Belt |  | تستخدم للمحافظه على امن للفقرات القطنيه بالعمود الفقري
The Mentholatum Company Limited | ثروة اسكتلندا المشتركة | Common wealth of Scotland | ME0000000358SFDAA00004 | Deep Freeze Pain Relief Cold Patch | Deep Freeze Pain Relief Cold Patch | lasting cooling relief. | الرقعه البارده لتخفيف الالم
Aseptium Limited | ثروة اسكتلندا المشتركة | Common wealth of Scotland | ME0000000050SFDAA00009 | Aseptium VeriTest | Process Challenge Device | Process Challenge Device
LINET spol. s r.o. | جمهوريةالتشيك | Czech Republic | ME0000002690SFDAA00001 | Multicare | N/A | Hospital bed with patient weighing system
LINET spol. s r.o. | جمهوريةالتشيك | Czech Republic | ME0000002690SFDAA00001 | Multicare | N/A | Hospital bed with patient weighing system
LINET spol. s r.o. | جمهوريةالتشيك | Czech Republic | ME0000002690SFDAA00002 | Eleganza 3XC | N/A | Hospital bed with patient weighing system
LINET spol. s r.o. | جمهوريةالتشيك | Czech Republic | ME0000002690SFDAA00002 | Eleganza 3XC | N/A | Hospital bed with patient weighing system
Borcad Medical a s | جمهوريةالتشيك | Czech Republic | ME0000004037SFDAA00001 | AVE 2 | Birthing Bed | Birthing Bed Ave 2
LINET spol. s r.o. | جمهوريةالتشيك | Czech Republic | ME0000002690SFDAA00003 | Latera | Latera | universal hospital bed
LINET spol. s r.o. | جمهوريةالتشيك | Czech Republic | ME0000002690SFDAA00005 | Sprint 100 | Sprint 100 | universal mechanical transfer bed
LINET spol. s r.o. | جمهوريةالتشيك | Czech Republic | ME0000002690SFDAA00006 | Hospital bed Eleganza3 | Hospital bed Eleganza3 | Positionable hospital bed for acute care | سرير طبي كهربائي للإستخدام المستشفيات
LINET spol. s r.o. | جمهوريةالتشيك | Czech Republic | ME0000002690SFDAA00010 | Eleganza1 | Eleganza1 | Hospital bed for standard care
LINET spol. s r.o. | جمهوريةالتشيك | Czech Republic | ME0000002690SFDAA00012 | Virtuoso | Virtuoso | MATTRESS REPLACEMENT SYSTEM
LINET spol. s r.o. | جمهوريةالتشيك | Czech Republic | ME0000002690SFDAA00014 | Image 3 | Image 3 | Universal hospital bed
STERIMED s.r.o | جمهوريةالتشيك | Czech Republic | ME0000009609SFDAA00001 | sterisheet 160 crepe green | sterisheet 160 crepe green | Sterisheet Wrap TM and Sterisheet SMS TM by Sterisheet are a complete range of sterilization wraps for use in sterilization centres and other healthcare facilities where a sterilization process takes place and for all packaging uses
BORCAD Medical a.s. | جمهوريةالتشيك | Czech Republic | ME0000002218SFDAA00004 | SELLA | Multi-functional Chair | Multi-functional Chair Sella
LINET spol. s r.o. | جمهوريةالتشيك | Czech Republic | ME0000002690SFDAA00017 | Opticare | Opticare | Integrated mattress replacement system
Linet, .s r. o. | جمهوريةالتشيك | Czech Republic | ME0000002570SFDAA00001 | Eleganza 4 without scales | Eleganza 4 without scales | Positionable hospital bed for Intensive care
LINET spol. s.r.o. | جمهوريةالتشيك | Czech Republic | ME0000015921SFDAA00015 | TOM 2 | TOM 2 | Paediatric hospital bed
LINET spol. s.r.o. | جمهوريةالتشيك | Czech Republic | ME0000015921SFDAA00019 | Precioso | Precioso | Mattress Replacement or Overlay System
LINET spol. s.r.o. | جمهوريةالتشيك | Czech Republic | ME0000015921SFDAA00014 | Eleganza 3 | Eleganza 3 | Hospital bed for acute care
LINET spol. s.r.o. | جمهوريةالتشيك | Czech Republic | ME0000015921SFDAA00016 | Praktika 1 | Praktika 1 | Positionable hospital bed
Linet, .s r. o. | جمهوريةالتشيك | Czech Republic | ME0000002570SFDAA00004 | Air2Care | Air2Care | Designed for use in all health care facilities, hospitals, nursing homes and community care
LINET spol. s.r.o. | جمهوريةالتشيك | Czech Republic | ME0000015921SFDAA00018 | Praktika 2 | Praktika 2 | Positionable hospital bed
LIPOELASTIC a.s. | جمهوريةالتشيك | Czech Republic | ME0000010472SFDAA00002 | LIPOBRA | COMPRESSION GARMENT | LIPOBRA | الغرض من استخدام هذا الجهاز الطبي ليبوبرا هو العلاج بالضغط أثناء وبعد العمليات الجراحية التجميلية: • التكبير • تصغير الثدي • إعادة استبناء الثدي • تثبيت الثدي • استئصال الثدي • البتر كما يستخدم جهاز ليبوبرا لأغراض جمالية لأنه يحتوي على جيب لإدخال بديل صناعي للثدي.
BORCAD Medical a.s. | جمهوريةالتشيك | Czech Republic | ME0000002218SFDAA00005 | GRACIELLA | GRACIELLA | The chair is used for gynaecological examination and ultrasound examination
Borcad Medical a.s. | جمهوريةالتشيك | Czech Republic | ME0000021415SFDAA00001 | Birthing bed | Birthing Bed | Birthing Bed
LINET spol. s.r.o. | جمهوريةالتشيك | Czech Republic | ME0000015921SFDAA00021 | Mimi | Mimi | Pediatric bed
LINET spol. s r.o. | جمهوريةالتشيك | Czech Republic | ME0000002690SFDAA00020 | Eleganza 2 | Basic electric hospitals Bed | Basic electric hospital bed | سرير مستشفى كهرباء
LINET spol. s r.o. | جمهوريةالتشيك | Czech Republic | ME0000002690SFDAA00021 | TOM2 | Electrically Operated Pediatric hospital Bed | Electrically Operated pediatric Hospital bed | سرير أطفال كهربائي للمستفيات للحالات الطارئه و الإقامه الطويله
BORCAD Medical a.s. | جمهوريةالتشيك | Czech Republic | ME0000002218SFDAA00009 | GRACIE | Gynaecological examination chair | Gynaecological examination chair
LINET spol. s r.o. | جمهوريةالتشيك | Czech Republic | ME0000002690SFDAA00023 | Sprint 100 | Universal transport stretcher Manual | Universal transport stretcher Manual | نقاله مرضى ميكانيكيه لنقل المرضى خلال تنوميهم في الطواري و ممد التنويم القصيره
LINET spol. s r.o. | جمهوريةالتشيك | Czech Republic | ME0000002690SFDAA00027 | Mimi | Mechanically operated infant crib | Mechanically operated infant Crib | سرير حديثي الولاده
LINET spol. s r.o. | جمهوريةالتشيك | Czech Republic | ME0000002690SFDAA00026 | Air2Care | Mattress Replacement and Overlay system | Mattress Replacement and Overlay system | مرتبه هوائيه للمستشفيات
LINET spol. s r.o. | جمهوريةالتشيك | Czech Republic | ME0000002690SFDAA00029 | Virtuoso | Air Mattress system | Air Mattress system | مرتبه هوائيه للمستشفيات
MEDIN a.s | جمهوريةالتشيك | Czech Republic | ME0000006404SFDAA00004 | Plugger | Endodoncy Instruments | Plugger
MEDIN a.s | جمهوريةالتشيك | Czech Republic | ME0000006404SFDAA00003 | K-Reamer | Endodoncy Instruments | K-Reamer
MEDIN a.s | جمهوريةالتشيك | Czech Republic | ME0000006404SFDAA00001 | Barbed Broach | Endodoncy Instruments | Barbed Broach
MEDIN a.s | جمهوريةالتشيك | Czech Republic | ME0000006404SFDAA00002 | Spreader,NiTi | Endodoncy Instruments | Spreader,NiTi
ROYAX, s.r.o. | جمهوريةالتشيك | Czech Republic | ME0000021417SFDAA00001 | STAIR CHAIR | STAIR CHAIR | A device used to transport patients capable of being moved in a sitting position up or down a staircase or through narrow and confined spaces.
ROYAX, s.r.o. | جمهوريةالتشيك | Czech Republic | ME0000021424SFDAA00001 | TRANSFER DEVICE SPINAL BOARD | SPINAL BOARD | A spinal board, is a patient handling device used primarily in pre-hospital trauma care. It is designed to provide rigid support during movement of a person with suspected spinal or limb injuries.
ROYAX, s.r.o. | جمهوريةالتشيك | Czech Republic | ME0000021420SFDAA00001 | STRETCHER | STRETCHER | A stretcher, litter, or pram is an apparatus used for moving patients who require medical care. A basic type (cot or litter) must be carried by two or more people. A wheeled stretcher (known as a gurney, trolley, bed or cart) is often equipped with variable height frames, wheels, tracks, or skids.
MEDIN a.s | جمهوريةالتشيك | Czech Republic | ME0000006404SFDAA00006 | K-File,NiTi | Endodoncy Instruments | K-File,NiTi
MEDIN a.s | جمهوريةالتشيك | Czech Republic | ME0000006404SFDAA00005 | H-File,NiTi | Endodoncy Instruments | H-File,NiTi
Dr. Muller Pharma s.r.o. | جمهوريةالتشيك | Czech Republic | ME0000002748SFDAA00001 | BonaVidea AquaHype Seawater Nasal Spray Hypertonic | BonaVidea AquaHype Seawater Nasal Spray Hypertonic | Nasal spray with Seawater
Dr. Muller Pharma s.r.o. | جمهوريةالتشيك | Czech Republic | ME0000002749SFDAA00001 | BonaVidea Magnodexal Nasal Spray with Magnesium | BonaVidea Magnodexal Nasal Spray with Magnesium | Nasal spray with Magnesium | ماجنوديكسال ، بخاخ للأنف بالماغنسيوم ، 20 مل
Dr. Muller Pharma s.r.o. | جمهوريةالتشيك | Czech Republic | ME0000002745SFDAA00001 | BonaVidea Alodexal Nasal Spray with Aloe Vera | BonaVidea Alodexal Nasal Spray with Aloe Vera | Nasal spray with Aloe Vera
PROMA REHA, s.r.o. | جمهوريةالتشيك | Czech Republic | ME0000014549SFDAA00003 | URGENT | Transport couch | Transport couch
PROMA REHA, s.r.o. | جمهوريةالتشيك | Czech Republic | ME0000014549SFDAA00009 | GIA | Examination couch | Examination couch
PROMA REHA, s.r.o. | جمهوريةالتشيك | Czech Republic | ME0000014549SFDAA00008 | TITAN | Electrically adjustable bariatric bed | Electrically adjustable bariatric bed
PROMA REHA, s.r.o. | جمهوريةالتشيك | Czech Republic | ME0000014549SFDAA00012 | VISTA | Electrically adjustable colum bed | Electrically adjustable colum bed
PROMA REHA, s.r.o. | جمهوريةالتشيك | Czech Republic | ME0000014549SFDAA00001 | Vision | Electrically adjustable column bed | Electrically adjustable column bed
PROMA REHA, s.r.o. | جمهوريةالتشيك | Czech Republic | ME0000014549SFDAA00010 | TAURUS | Transport couch | Transport couch
PROMA REHA, s.r.o. | جمهوريةالتشيك | Czech Republic | ME0000014549SFDAA00007 | SUPERTA E | Electrically adjustable lever bed | Electrically adjustable lever bed
PROMA REHA, s.r.o. | جمهوريةالتشيك | Czech Republic | ME0000014549SFDAA00006 | GENEO | Electrically adjustable special lever bed | Electrically adjustable special lever bed
PROMA REHA, s.r.o. | جمهوريةالتشيك | Czech Republic | ME0000014549SFDAA00004 | PREMIO | Shower couch | Shower couch
PROMA REHA, s.r.o. | جمهوريةالتشيك | Czech Republic | ME0000014549SFDAA00002 | INVENT | Electrically adjustable colum bed | Electrically adjustable colum bed
PROMA REHA, s.r.o. | جمهوريةالتشيك | Czech Republic | ME0000014549SFDAA00005 | BABY | Newborn bed | Newborn bed
BORCAD Medical a.s. | جمهوريةالتشيك | Czech Republic | ME0000002218SFDAA00006 | SELLA | SELLA | Adult reclining relax chair
BORCAD Medical a.s. | جمهوريةالتشيك | Czech Republic | ME0000002218SFDAA00008 | AVE2 | AVE2 | Birthing bed
PROMA REHA, s.r.o. | جمهوريةالتشيك | Czech Republic | ME0000014549SFDAA00013 | Lux P | Passive matresses | Passive matresses
BORCAD Medical a.s. | جمهوريةالتشيك | Czech Republic | ME0000002218SFDAA00010 | GRACIELLA | Gynaecological examination chair | Gynaecological examination chair
Younger Optics Europe | جمهوريةالتشيك | Czech Republic | ME0000001843SFDAA00002 | Younger Optics | Plastic Lens | Corrective eyeglass lenses used by patients needing vision correction | عدسات تستخدم لتصحيح قصر و بعد النظر
Molnlycke Health Care AB | جمهوريةالتشيك | Czech Republic | ME0000000936SFDAA00001 | Barrier Protective Apron | Protective Apron | Protective Apron
kettex | جمهوريةالتشيك | Czech Republic | ME0000004489SFDAA00005 | Endoscopic camera | kettex Endoscopic camera | Endoscopic camera
Drylock Technologies s.r.o. | جمهوريةالتشيك | Czech Republic | ME0000003016SFDAA00001 | Dailee Slip Plus | Adult Disposable Diapers | Adult Disposable Diapers | حفاضات لكبار السن ، تناسب مرضي التبول اللاإرادي وكبار السن محدودي الحركة
Drylock Technologies s.r.o. | جمهوريةالتشيك | Czech Republic | ME0000003014SFDAA00001 | Dailee Pant Super | Adult Disposable Pants | Adult Disposable Pants | حفاضات كلوت لكبار السن ، تناسب مرضي التبول اللاإرادي وكبار السن محدودي الحركة
Drylock Technologies s.r.o. | جمهوريةالتشيك | Czech Republic | ME0000002949SFDAA00015 | Dailee Bed Fix | Under Pad Sheets | Under pads sheets to absorb patient's body secretions to protect beds. | مفارش طبية لامتصاص إفرازات المرضي
BORCAD Medical a.s. | جمهوريةالتشيك | Czech Republic | ME0000002218SFDAA00001 | AVE2 | Birthing Bed
Linet spol. s r. o | جمهوريةالتشيك | Czech Republic | ME0000002800SFDAA00001 | Sprint | Stretcher Sprint
Linet spol. s r. o | جمهوريةالتشيك | Czech Republic | ME0000002800SFDAA00002 | baby crib Mimi | baby crib Mimi
Linet spol. s r. o | جمهوريةالتشيك | Czech Republic | ME0000002800SFDAA00003 | Hospital bed Eleganza1 | Hospital bed Eleganza1
Linet spol. s r. o | جمهوريةالتشيك | Czech Republic | ME0000002800SFDAA00004 | Hospital bed Eleganza Smart Junior | Hospital bed Eleganza Smart Junior
Linet spol. s r. o | جمهوريةالتشيك | Czech Republic | ME0000002800SFDAA00005 | Opticare | Integrated Air Mattress system
Linet spol. s r. o | جمهوريةالتشيك | Czech Republic | ME0000002800SFDAA00006 | Image 3 | Image 3
Linet spol. s r. o | جمهوريةالتشيك | Czech Republic | ME0000002800SFDAA00007 | PRECIOSO | PRECIOSO
Linet spol. s r. o | جمهوريةالتشيك | Czech Republic | ME0000002800SFDAA00008 | Sprint 100 | Sprint 100
Linet spol. s r. o | جمهوريةالتشيك | Czech Republic | ME0000002800SFDAA00009 | VIRTUOSO | VIRTUOSO
Linet spol. s r. o. | جمهوريةالتشيك | Czech Republic | ME0000002805SFDAA00001 | Latera | Latera
Linet spol. s r. o | جمهوريةالتشيك | Czech Republic | ME0000002800SFDAA00010 | PrimaCare 10 | PrimaCare 10
BORCAD Medical a.s. | جمهوريةالتشيك | Czech Republic | ME0000002218SFDAA00002 | PURA | Multifunctional chair
BORCAD Medical a.s. | جمهوريةالتشيك | Czech Republic | ME0000002218SFDAA00003 | GRACIE | Examination Gynaecological Chair
PATRON Bohemia as. | جمهوريةالتشيك | Czech Republic | ME0000008571SFDAA00001 | stroller for children with special needs | stroller for children with special needs
ORTEX, spol. s r.o. (Ltd.) | جمهوريةالتشيك | Czech Republic | ME0000000299SFDAA00009 | Brace for fixation of shoulder joint and the proximal end of humerus | Arm immobilizer
ORTEX, spol. s r.o. (Ltd.) | جمهوريةالتشيك | Czech Republic | ME0000000299SFDAA00010 | Frim Knee joint fixation | Knee immobilizer
Younger Optics Europe s.r.o. | جمهوريةالتشيك | Czech Republic | ME0000007538SFDAA00001 | Younger | Plastic Spectacle Lens | عدسات طبية بلاستيكية للنظارات جاهزة وغير جاهزة | عدسات طبية بلاستيكية للنظارات جاهزة وغير جاهزة
YOUNGER MFG. CO | جمهوريةالتشيك | Czech Republic | ME0000009249SFDAA00001 | Transitions | SPECTACLE PLASTIC LENS | Ophthalmic lens is a device that corrects the optical sight of the patient
PATRON bohemia a.s. | جمهوريةالتشيك | Czech Republic | ME0000008554SFDAA00001 | BEN | stroller for children with special needs BEN | Rehab Stroller
PATRON bohemia a.s. | جمهوريةالتشيك | Czech Republic | ME0000008554SFDAA00002 | CORZO | buggy for children with special needs CORZO | Rehab Stroller
PATRON bohemia a.s. | جمهوريةالتشيك | Czech Republic | ME0000008554SFDAA00003 | TOM4 | stroller for children with special needs TOM4 | Rehab Stroller
PATRON bohemia a.s. | جمهوريةالتشيك | Czech Republic | ME0000008554SFDAA00004 | TOM5 | stroller for children with special needs TOM 5 Streeter | Rehab Stroller
LIPOELASTIC AS | جمهوريةالتشيك | Czech Republic | ME0000010985SFDAA00001 | LipoElastic (a.s) | Compression Garments | Compression Garments
LINET spol. s.r.o. | جمهوريةالتشيك | Czech Republic | ME0000015921SFDAA00017 | Eleganza 2 | Eleganza 2 | hospital bed
LINET spol. s.r.o. | جمهوريةالتشيك | Czech Republic | ME0000015921SFDAA00017 | Eleganza 2 | Eleganza 2 | hospital bed
Linet, .s r. o. | جمهوريةالتشيك | Czech Republic | ME0000002570SFDAA00005 | Effectacare | Effectacare | Foam mattresses intended for medical beds.
Linet, .s r. o. | جمهوريةالتشيك | Czech Republic | ME0000002570SFDAA00005 | Effectacare | Effectacare | Foam mattresses intended for medical beds.
Parabel s.r.o. | جمهوريةالتشيك | Czech Republic | ME0000000546SFDAA00004 | LokoSation | Gait rehabilitation | Gait rehabilitation trainer
Ortex,spol.s r.o. | جمهوريةالتشيك | Czech Republic | ME0000014361SFDAA00001 | ORTEX - Firm Knee Joint Fixation | ORTEX - Firm Knee Joint Fixation | Firm Knee Joint Fixation
PROMA REHA, s.r.o. | جمهوريةالتشيك | Czech Republic | ME0000014549SFDAA00011 | URGENT TOP | Transport couch | Transport couch
LINET spol. s r.o. | جمهوريةالتشيك | Czech Republic | ME0000002690SFDAA00030 | Eleganza 1 | Eleganza 1 | Hospital bed for standard care
BSN medical (Pty) Ltd. | جنوب افريقيا | South Africa | ME0000005415SFDAA00010 | Leukotape® P | Leukotape | Adhesive tape
BSN Medical (Pty) Ltd | جنوب افريقيا | South Africa | ME0000004301SFDAA00010 | Actimove Manus Wrist Stabilizer | Actimove Manus Wrist Stabilizer | for wrist pain relief and healing supported by a stabilizing anatomically shaped stay. It provides great comfort from soft latex-free material and is quick and easy to fit with a slip-on design and individually adjustable straps. | تم تصميم مثبّت المعصم لتخفيف ألم المعصم وعلاجه، حيث إنه مدعوم بدعامة تثبيت مصممة بشكل مناسب تشريحيًا. يوفر المثبّت راحة فائقة حيث إنه مصنوع من مادة خالية من اللاتكس ويتميز بسرعة وسهولة الارتداء بفضل تصميمه سهل الارتداء إضافة إلى أشرطة قابلة للضبط كل على حدة
BSN medical (Pty) Ltd. | جنوب افريقيا | South Africa | ME0000005415SFDAA00001 | Tricofix | Tubular Bandage | protects skin surface under compression zinc gel or adhesive bandages Also useful as skin protection under plaster of Paris or synthetic cast and as a lining for lymphedema wrapping
BSN Medical (Pty) Ltd | جنوب افريقيا | South Africa | ME0000004301SFDAA00013 | Comprilan | Comprilan | short stretch compression bandage made from 100% cotton and is specifically designed for the management of venous leg ulcers, lymphedema, and edema. provides high working pressure and low resting pressure to actively support the body’s natural muscle pump.
BSN medical (Pty) Ltd. | جنوب افريقيا | South Africa | ME0000005415SFDAA00002 | Tensoplast LA | Tensoplast LA | Woven cotton bandage combining the gentleness of a skin friendly high performance acrylic adhesive with sufficient tension properties to provide firm consistent support The support of injured ligaments and joints Retention of dressings under compression
BSN medical (Pty) Ltd. | جنوب افريقيا | South Africa | ME0000005415SFDAA00004 | Tensoplast EAB | Tensoplast EAB | "Tensoplast ®Elastic adhesive bandages are intended for compressive strapping/taping and dressing fixation purposes. Application fields include: • Soft tissue injuries (e.g. strains, sprains) • Injury prevention (e.g. stabilization of joints) • Late-phase stabilization in fracture management (e.g. after cast removal) • Posture improvement • Elasto-compressive treatment in phlebology"
BSN medical (Pty) Ltd. | جنوب افريقيا | South Africa | ME0000005415SFDAA00005 | Tensoplast Skin Traction Kits | Tensoplast Skin Traction Kits | Tensoplast®Skin Traction Kits- Adhesive are intended for the use of traction, to guide the body part back into place and hold it steady. Traction may be used to stabilize and realign bone fractures, such as a broken arm or a leg, or to treat bone deformities caused by certain conditions, such as scoliosis, or to correct stiff and constricted muscles, joints, tendons or skin. They are used in infants, children and adults
BSN medical (Pty) Ltd | جنوب افريقيا | South Africa | ME0000004135SFDAA00001 | Leukotape P - Rigid Strapping Tape | Leukotape P - Rigid Strapping Tapes
BSN medical (Pty) Ltd | جنوب افريقيا | South Africa | ME0000004135SFDAA00002 | Crepe Bandage | Crepe Bandage
BSN medical (Pty) Ltd | جنوب افريقيا | South Africa | ME0000004135SFDAA00003 | Leukotape P | Adhesive tape
BSN medical (Pty) Ltd. | جنوب افريقيا | South Africa | ME0000005415SFDAA00003 | Easifix S | Easifix S | Woven polyester, viscose, cotton bandage with stretch and regain elastic properties for excellent conformability and secure etention of dressings for all body parts; where frequent dressing changes are needed. For retention over dry to lightly exuding wounds. For inclusion in a first aid kit.
BSN medical (Pty) Ltd. | جنوب افريقيا | South Africa | ME0000005415SFDAA00006 | leukoplast Sleek | leukoplast Sleek | Fixation of dressings and equipment, as well as for general strapping purposes and dressing retention.
BSN medical (Pty) Ltd. | جنوب افريقيا | South Africa | ME0000005415SFDAA00008 | Paragon Porous Tape | Porous Tape | Pressure Sensitive Adhesive Mass
BSN medical (Pty) Ltd. | جنوب افريقيا | South Africa | ME0000005415SFDAA00009 | Elastomesh Tubular Bandage | Elastomesh | Tubular bandage
EPSILON MRI | جورجيا | Georgia | ME0000002904SFDAA00217 | MRI STRETCHER | MRI STRETCHER | EP-100 MRI STRETCHER: USED FOR PATIENT TRANSPORTATION
EPSILON MRI | جورجيا | Georgia | ME0000002904SFDAA00218 | MRI WHEELCHAIR | MRI WHEELCHAIR | EP-150 MRI WHEELCHAIR
EPSILON MRI | جورجيا | Georgia | ME0000002904SFDAA00219 | MRI EMERGENCY CART | MRI EMERGENCY CART | EP-350 MRI EMERGENCY CART
EPSILON MRI | جورجيا | Georgia | ME0000002904SFDAA00220 | MRI IV POLE | MRI IV POLE | EP-120 MRI IV POLE
EPSILON MRI | جورجيا | Georgia | ME0000002904SFDAA00221 | fMRI System | fMRI System | fMRI System
JSC ‹‹ Experimental plant ‹‹VladMiVa›› | روسيا الاتحادية | Russia | ME0000012396SFDAA00051 | Belowax | Dental wax | Dental wax
JSC <<EP «VIadMiVa» | روسيا الاتحادية | Russia | ME0000002505SFDAA00009 | MASSTER | thermoplastic dental impression mass | The thermoplastic dental impression mass "Masster" is a non-toxic polymer (polycaprolactone) having a melting point of about 65 0C.
RUMEX Instruments Ltd | روسيا الاتحادية | Russia | ME0000017442SFDAA00001 | Ophthalmic funnels | Ophthalmic funnels | Ophthalmic funnels | قمع لجراحة العيون
RUMEX Instruments Ltd | روسيا الاتحادية | Russia | ME0000017442SFDAA00008 | Needle Holders | Needle Holders | Ophthalmic Needle Holders
RUMEX Instruments Ltd | روسيا الاتحادية | Russia | ME0000017442SFDAA00009 | marker | marker | ophthalmic marker | علامه لجراحة العيون
RUMEX Instruments Ltd | روسيا الاتحادية | Russia | ME0000017442SFDAA00007 | spatulas | spatulas | Ophthalmic spatulas | ملاعق لجراحة العيون
Rumex Instruments Ltd. | روسيا الاتحادية | Russia | ME0000015814SFDAA00002 | Handpiece for irrigation | Handpiece for irrigation | Handpiece is autoclavable and maintains the anterior chamber for ophthalmic surgery. | قبضة قابلة للتعقيم ويحافظ على الغرفة الأمامية لجراحة العيون.
Rumex Instruments Ltd. | روسيا الاتحادية | Russia | ME0000015814SFDAA00003 | curette | curette | Ophthalmic curette
Caterwil CO.LTD | روسيا الاتحادية | Russia | ME0000005561SFDAA00001 | Wheelchair with electric drive | Wheelchair with electric drive |  | تم تصميم كرسي متحرك بمحرك كهربائي ليتم تشغيله بواسطة شخص معاق أو بواسطة مساعد. يمكن للكراسي المتحركة التغلب على العقبات المختلفة بما في ذلك الدرج.
CILITA LLC | روسيا الاتحادية | Russia | ME0000019756SFDAA00001 | Phacoemulsification Instruments | Phacoemulsification Instruments | Phacoemulsification Instruments
CILITA LLC | روسيا الاتحادية | Russia | ME0000019752SFDAA00001 | Scissors | Scissors | Scissors
CILITA LLC | روسيا الاتحادية | Russia | ME0000019757SFDAA00001 | Speculums | Speculums | Speculums
CILITA LLC | روسيا الاتحادية | Russia | ME0000019751SFDAA00001 | Forceps | Forceps | Forceps
CILITA LLC | روسيا الاتحادية | Russia | ME0000019755SFDAA00001 | Needle Holder | Needle Holder | Needle Holder
CILITA LLC | روسيا الاتحادية | Russia | ME0000019753SFDAA00001 | Hooks | Hooks | Hooks
CILITA LLC | روسيا الاتحادية | Russia | ME0000019758SFDAA00001 | Sterilizing Trays | Sterilizing Trays | Sterilizing Trays
Tor VM | روسيا الاتحادية | Russia | ME0000009462SFDAA00003 | TOR VM Metal Matrix Band | Metal Matrix Band | reservoir metal matrices to keep tooth anatomy during dental filling
Tor VM | روسيا الاتحادية | Russia | ME0000009462SFDAA00007 | TOR VM Wedges | Dental Wedges | Dental wedge
Tor VM | روسيا الاتحادية | Russia | ME0000009462SFDAA00002 | TOR VM Matrices | Transparent Matrix Band | a reservoir matrices for tooth anatomy during dental filling
Tor VM | روسيا الاتحادية | Russia | ME0000009462SFDAA00006 | TOR VM Strips | Polishing Strips | Dental polishing sidcs
Tor VM | روسيا الاتحادية | Russia | ME0000009462SFDAA00004 | TOR VM Metal Strips | Metal Strips | Dental strips
TOR VM Dental Manufacturing Company | روسيا الاتحادية | Russia | ME0000020933SFDAA00001 | TOR VM PROXICUT | Tooth Stripper | Tooth Strippers
Tor VM | روسيا الاتحادية | Russia | ME0000009462SFDAA00005 | TOR VM Discs | Dental Polishing Discs | Dental Polishing Discs
TOR VM Ltd | روسيا الاتحادية | Russia | ME0000002344SFDAA00001 | Layan ® Wedges | Dental Wedges | Dental Wedges
TOR VM Ltd | روسيا الاتحادية | Russia | ME0000002341SFDAA00001 | Layan® Strips | Dental Strips | Dental Strips
TOR VM Ltd | روسيا الاتحادية | Russia | ME0000002343SFDAA00002 | Layan ® Metal Matrices | Metal Matrices | Dental Metal Matrices
TOR VM Dental Manufacturing Company | روسيا الاتحادية | Russia | ME0000020933SFDAA00002 | Layan ® Transparent Matrices | Transparent Matrices | Transparent Matrices
LLC "Sursil" | روسيا الاتحادية | Russia | ME0000000346SFDAA00009 | SURSIL Therapeutic Textile shoes | LLC Sursil | Rehabilitation
LLC "Sursil" | روسيا الاتحادية | Russia | ME0000000346SFDAA00012 | SURSIL Orthopaedic Leather shoes | LLC Sursil | therapeutic and preventive
LLC "Sursil" | روسيا الاتحادية | Russia | ME0000000346SFDAA00010 | SURSlL Orthopaedic Antivarus shoes | LLC Sursil | therapeutic and preventive
LLC "Sursil" | روسيا الاتحادية | Russia | ME0000000346SFDAA00013 | SURSIL Orthopaedic Removable Insoles | LLC Sursil | therapeutic and preventive
LLC "Sursil" | روسيا الاتحادية | Russia | ME0000000346SFDAA00011 | SURSIL Orthopedic insert for foot | LLC Sursil | therapeutic and preventive
Limited Liability Company (LLC) | روسيا الاتحادية | Russia | ME0000000138SFDAA00001 | Sursil | LLC Sursil | Diabetic shoes
Titan Surgical LLC | روسيا الاتحادية | Russia | ME0000004005SFDAA00001 | Titan Injectors | Titan Injectors | Instruments for Ophthalmic surgical operations
Titan Surgical LLC | روسيا الاتحادية | Russia | ME0000004013SFDAA00002 | Titan Hook | Titan Hook | Instruments for Ophthalmic surgical operations
Titan Surgical LLC | روسيا الاتحادية | Russia | ME0000004012SFDAA00007 | Titan Speculum | Titan Speculum | Instruments for Ophthalmic surgical operations
Titan Surgical LLC | روسيا الاتحادية | Russia | ME0000004004SFDAA00007 | Titan Forceps | Titan Forceps | Instruments for Ophthalmic surgical operations
Titan Surgical LLC | روسيا الاتحادية | Russia | ME0000004008SFDAA00002 | Titan Needle Holders | Titan Needle Holders | Instruments for Ophthalmic surgical operations
Titan Surgical LLC | روسيا الاتحادية | Russia | ME0000004007SFDAA00003 | Titan Marker | Titan Marker | Instruments for Ophthalmic surgical operations
Titan Surgical LLC | روسيا الاتحادية | Russia | ME0000004011SFDAA00003 | Titan Spatulas | Titan Spatulas | Instruments for Ophthalmic surgical operations
Titan Surgical LLC | روسيا الاتحادية | Russia | ME0000004003SFDAA00003 | Titan Diamond Knife | Titan Diamond Knife | Instruments for Ophthalmic surgical operations
Titan Surgical LLC | روسيا الاتحادية | Russia | ME0000004002SFDAA00001 | Titan Cannulas | Titan Cannulas | Instruments for Ophthalmic surgical operations
Titan Surgical LLC | روسيا الاتحادية | Russia | ME0000004006SFDAA00001 | Titan Instruments for Manipulations | Titan Instruments for Manipulations | Instruments for Ophthalmic surgical operations
Titan Surgical LLC | روسيا الاتحادية | Russia | ME0000004010SFDAA00003 | Titan Scissors | Titan Scissors | Instruments for Ophthalmic surgical operations
Titan Surgical LLC | روسيا الاتحادية | Russia | ME0000004009SFDAA00001 | Titan Retractor | Titan Retractor | Instruments for Ophthalmic surgical operations
METIZ PRODUCTION LTD. | روسيا الاتحادية | Russia | ME0000007449SFDAA00002 | Metiz | Components for lower limb prosthesis | External prostheses component Ankle for transfemoral or transtibial amputations
RUMEX Instruments Ltd | روسيا الاتحادية | Russia | ME0000017442SFDAA00006 | Lens loopes | Lens loopes | ophtamlmic Lens loopes | عدسة العدسة لجراحة العيون
TOR VM Dental Manufacturing Company | روسيا الاتحادية | Russia | ME0000005077SFDAA00003 | TOR VM Rubber Dam Clamps | Dental Rubber Dam Clamps | DENTAL CLAMPS
S.C. Fiterman Pharma S.R.L | رومانيا | Romania | ME0000020520SFDAA00001 | PROCTOLIZ MED | Anti-Hemorroidal Cream | Hemorrhoids are inflamed and swollen blood vessels that form around the anus and the lower rectum. Hemorrhoids can be classified, depending on location, in internal hemorrhoids (developed inside the anus), external hemorrhoids (outside the anus) and mixed hemorrhoids (developed both inside and outside the anus). Conditions that promote the formation of hemorrhoids are numerous such as: physical inactivity, standing for long periods of time, inadequate nutrition (low fiber content, spicy foods), obesity, chronic constipation, pregnancy, delivery. The most common symptoms include pruritus and burning sensation around anus (mostly after defecation), bleeding (red blood which appears at the end of stool) and externalization of hemorrhoids. | كريم مضاد للبواسير
TEX ACCES MCV | رومانيا | Romania | ME0000003385SFDAA00002 | Maam | Compression Vest | Compression Vest
TEX ACCES MCV | رومانيا | Romania | ME0000003385SFDAA00003 | Compression Bras and Vests stage I & II | Post-surgical compressive garment | Post-surgical compressive garment
TEX ACCES MCV | رومانيا | Romania | ME0000003385SFDAA00003 | Compression Bras and Vests stage I & II | Post-surgical compressive garment | Post-surgical compressive garment
TEX ACCES MCV | رومانيا | Romania | ME0000003385SFDAA00007 | Face garments | Post-surgical compressive garment | Post-surgical compressive garment
TEX ACCES MCV | رومانيا | Romania | ME0000003385SFDAA00008 | Liposuction pants stage I & II | Post-surgical compressive garment | Post-surgical compressive garment
TEX ACCES MCV | رومانيا | Romania | ME0000003385SFDAA00008 | Liposuction pants stage I & II | Post-surgical compressive garment | Post-surgical compressive garment
TEX ACCES MCV | رومانيا | Romania | ME0000003385SFDAA00004 | Compression sleeves | Post-surgical compressive garment | Post-surgical compressive garment
TEX ACCES MCV | رومانيا | Romania | ME0000003385SFDAA00004 | Compression sleeves | Post-surgical compressive garment | Post-surgical compressive garment
TEX ACCES MCV | رومانيا | Romania | ME0000003385SFDAA00006 | Compression girdles & belts, stage I & II | Post-surgical compressive garment | Post-surgical compressive garment
TEX ACCES MCV | رومانيا | Romania | ME0000003385SFDAA00006 | Compression girdles & belts, stage I & II | Post-surgical compressive garment | Post-surgical compressive garment
TEX ACCES MCV | رومانيا | Romania | ME0000003385SFDAA00005 | Bodysuits | Post-surgical compressive garment | Post-surgical compressive garment
TEX ACCES MCV | رومانيا | Romania | ME0000003385SFDAA00005 | Bodysuits | Post-surgical compressive garment | Post-surgical compressive garment
Abro Medical SRL | رومانيا | Romania | ME0000004340SFDAA00003 | Washer Disinfector Efficiency Test | Washer Disinfector Efficiency Test | Washer Disinfector Efficiency Test with PCD Frame Design contains test material in compliance with ISO 15883 for the validation and routine monitoring of the cleaning efficacy of cleaning and disinfection processes in washer disinfectors. | يحتوي اختبار كفاءة مطهر الغسالة مع تصميم إطار PCD على مواد اختبار متوافقة مع ISO 15883 للتحقق والمراقبة الروتينية لفعالية التنظيف للتنظيف و عمليات التطهير في المطهرات الغسالة.
Abro Medical SRL | رومانيا | Romania | ME0000004530SFDAA00002 | STEAM 3 Line Self Adhesive Documentation Label | STEAM 3 Line Self Adhesive Documentation Label | Documentation labels are double-side self-adhesive labels with chemical indicators designed for track and control sterilization processes. Compatible with all manual traceability systems, it is very suitable to hospital, clinic and for both large and tabletop sterilizers. | ملصقات التوثيق عبارة عن ملصقات ذاتية اللصق مزدوجة الجانب مع مؤشرات كيميائية مصممة من أجل تتبع عمليات التعقيم والتحكم فيها. متوافق مع جميع أنظمة التتبع اليدوي ، فهو جيد جدًا مناسبة للمستشفى والعيادة ولأجهزة التعقيم الكبيرة والطاولة.
Abro Medical SRL | رومانيا | Romania | ME0000004341SFDAA00001 | Sterilization Container Label card | Sterilization Container Label card | Container label with indicator for use ensure security and traceability of sterilization containers in hospitals. Sterilization container labels are designed to be used in the pocket of the containers | ملصق الحاوية مع مؤشر للاستخدام يضمن الأمان وإمكانية تتبع التعقيم حاويات في المستشفيات. تم تصميم ملصقات حاوية التعقيم لاستخدامها في جيب الحاويات
Promopharma S.P.A | سان مارينو | San Marino | ME0000003710SFDAA00016 | WUNDU Gel | CICATRIZING GEL | WUNDU GEL is a medical device whose film-forming and moisturizing components favor the physiological mechanisms of repair of small skin lesions, creating a protective barrier and relieving the burning sensation, pain, and itching often associated with superficial wounds. | ووندو چيل هو جهاز طبي تعمل مكوناته المكونة للفيلم والمرطبة على دعم الآليات الفسيولوجية لإصلاح الآفات الجلدية الصغيرة ، وإنشاء حاجز وقائي وتخفيف الإحساس بالحرق ، والعين والحكة المرتبطة غالبًا بالجروح السطحية
Promopharma S.P.A | سان مارينو | San Marino | ME0000003710SFDAA00019 | HEAMORAL GEL | HEMORRHOIDS GEL | Gel formulation creates a film-forming barrier that protects and helps maintain hydration and physiological elasticity of the anal mucosa acting as a therapeutic adjuvant | تركيبة الجل تخلق حاجزًا مكونًا للفيلم يحمي ويساعد في الحفاظ على الترطيب والمرونة الفسيولوجية للغشاء المخاطي الشرجي يعمل كمساعد علاجي
PROCOSIL Srl | سان مارينو | San Marino | ME0000020902SFDAA00002 | COSMETIC SILICONE PROSTHETICS | prosthetics for upper limb | ABOVE ELBOW SILICONE COSMETIC PROSTHESIS
Promopharma S.P.A | سان مارينو | San Marino | ME0000003710SFDAA00017 | DENTO BABY | TEETHING GEL | Hyaluronic acid gel components quickly form a film that protects the gums and reduces the sensation of discomfort and pain | تشكل مكونات هلام حمض الهيالورونيك بسرعة غشاء يحمي اللثة ويقلل من الإحساس بعدم الراحة والألم
Promopharma S.P.A | سان مارينو | San Marino | ME0000003710SFDAA00020 | SORES ORAL SPRAY | ORAL SPRAY | Hyaluronic acid and components quickly form a protective film that adheres to and isolates small lesions of the mouth reducing the pain of further irritation and promotes the natural repair of lesions by accelerating the healing process | يشكل حمض الهيالورونيك ومكوناته بسرعة طبقة واقية تلتصق وتعزل الآفات الصغيرة في الفم مما يقلل من الألم الناتج عن المزيد من التهيج ويعزز الإصلاح الطبيعي للتقرحات عن طريق تسريع عملية الشفاء
Promopharma S.P.A | سان مارينو | San Marino | ME0000003710SFDAA00018 | GUMMYGEL | TEETHING GEL | Hyaluronic acid components quickly form a protective film that adheres and isolates small lesions of the mouth, reducing the pain of further irritation. | تشكل مكونات حمض الهيالورونيك بسرعة طبقة واقية تلتصق وتعزل التقرحات الص
PROCOSIL Srl | سان مارينو | San Marino | ME0000020902SFDAA00003 | Myosil Myoelectric Hand | Prosthetic hands | Prosthetic hands
Lalan Rubbers (Pvt) Ltd | سريلانكا | Sri Lanka | ME0000001776SFDAA00006 | Care Plus + | Latex Exam Gloves | Latex Exam Gloves
Quality Latex Products (Pvt) Ltd. | سريلانكا | Sri Lanka | ME0000021147SFDAA00001 | Resist A Band | Resistive Exercise Band | Resistive Exercise Band
Lalan Rubbers pvt.Ltd., | سريلانكا | Sri Lanka | ME0000003005SFDAA00025 | Latex Examination Gloves-Powder Free | Latex Examination Gloves-Powder Free
Lalan Rubbers (Pvt) Ltd | سريلانكا | Sri Lanka | ME0000001776SFDAA00004 | Touch by LALAN | Latex Examination Gloves | Latex Examination Gloves
Salalah Medical Supplies Mfg. Co. LLC | سلطنة عًمان | Oman | ME0000006314SFDAA00001 | MEDIK ULTIMATE Powder free High Risk and Emergency Latex Examination Gloves Non Sterile | Glove Patient Examination Powder free
Salalah Medical Supplies Mfg. Co. LLC | سلطنة عًمان | Oman | ME0000006314SFDAA00002 | MEDIK CONTOUR Elastic Crepe Bandage | Elastic Bandage |  | تتكون من قماش بلون الجلد
Salalah Medical Supplies Mfg. Co. LLC | سلطنة عًمان | Oman | ME0000006314SFDAA00003 | MEDIK SECURE Powder free Vinyl Examination Gloves | Glove Patient Examination Powder free
Salalah Medical Supplies Mfg. Co. LLC | سلطنة عًمان | Oman | ME0000006314SFDAA00004 | MEDIK DELICATE Powder free Nitrile Examination Gloves | Powder free Nitrile Examination Gloves
Salalah Medical Supplies Mfg. Co. LLC | سلطنة عًمان | Oman | ME0000006314SFDAA00005 | MEDIK PRIME Powder free Latex Examination Gloves | Powder free Latex Examination Gloves
Salalah Medical Supplies Mfg. Co. LLC | سلطنة عًمان | Oman | ME0000006314SFDAA00007 | MEDIK DELICATE Nitrile Examinaton Gloves, powder free | MEDIK DELICATE Nitrile Examinaton Gloves, powder free | Gloves
Salalah Medical Supplies Mfg. Co. LLC | سلطنة عًمان | Oman | ME0000006314SFDAA00008 | MEDIK PRIME Natural Latex Examination Gloves, powder free | MEDIK PRIME Natural Latex Examination Gloves, powder free | Gloves
Salalah Medical Supplies Mfg. Co. LLC | سلطنة عًمان | Oman | ME0000006314SFDAA00010 | MEDIK ULTIMATE High Risk and Emergency Latex Examination Gloves, powder free | MEDIK ULTIMATE High Risk and Emergency Latex Examination Gloves, powder free | Gloves
Salalah Medical Supplies Mfg. Co. LLC | سلطنة عًمان | Oman | ME0000006314SFDAA00009 | MEDIK SECURE Vinyl Examination Gloves, powder free | MEDIK SECURE Vinyl Examination Gloves, powder free | Gloves
Chirana Progress, s.r.o. | سلوفاكيا | Slovakia | ME0000009581SFDAA00001 | TEP | Thermotherapy Equipment
Tytex A/S | سلوفاكيا | Slovakia | ME0000009121SFDAA00001 | Economy Continence Care Briefs | Economy | Care Briefs for fixating i.e. a bandage or a pad, worn as normal underwear pants for alleviation of continence diseases or handicap.
POSTHORAX | سلوفاكيا | Slovakia | ME0000020591SFDAA00001 | Posthorax Pro Gentleman Support Vest | Posthorax Pro Gentleman Support Vest | Support Vest
POSTHORAX | سلوفاكيا | Slovakia | ME0000005372SFDAA00001 | Posthorax ICU Gentleman Support Vest | Posthorax ICU Gentleman Support Vest | Support Vest
POLIDENT d.o.o | سلوفينيا | Slovenia | ME0000008340SFDAA00009 | Unitray LC | Unitray LC | a light curing tray material in form of prefabricated, upper baseplates to make rigid, custom impression trays and bite-blocks, as well as for other indications
INTERDENT d.o.o | سلوفينيا | Slovenia | ME0000006376SFDAA00046 | Articulating paper | Articulating paper | Articulating paper
INTERDENT d.o.o | سلوفينيا | Slovenia | ME0000006376SFDAA00045 | Occlusion spray | Occlusion spray | Occlusion spray
Kinestica d.o.o. | سلوفينيا | Slovenia | ME0000011331SFDAA00001 | Bimeo PRO | Arm rehabilitation device
Tosama d.o.o | سلوفينيا | Slovenia | ME0000022842SFDAA00001 | Organ(y)c biobased compact applicator tampons (Regular + Super + Super Plus) | 100% Organic Cotton Tampons with compact applicator (Regular + Super + Super Plus) | 100% Organic Cotton Tampons with compact applicator (Regular + Super + Super Plus) | (سدادت قطنیة (تامبون) مصنوعة من قطن عضوي 100% مع أداة إدخال من مصدر نباتي (عادي + سوبر + سوبر بلس
Leica Microsystems (Schweiz)AG Medical Division | سنغافورة | Singapore | ME0000009238SFDAA00001 | Provido | Stand system | NA
Haw Par Healthcare Limited | سنغافورة | Singapore | ME0000020712SFDAA00001 | Tiger Balm Plaster | Tiger Balm Plaster | Tiger Balm Plaster | لاصقة تايجربام
JMS Singapore Pte Ltd | سنغافورة | Singapore | ME0000007910SFDAA00001 | JMS Hemo Press - Single | JMS HemoPress
Stryker Endoscopy | سنغافورة | Singapore | ME0000009242SFDAA00001 | 4K Coupler, C-Mount, with Advanced Imaging Modality | 1688 4K Camera System
Semperit Investment Asia Pte Ltd | سنغافورة | Singapore | ME0000001406SFDAA00001 | Sempercare Vinyl | Sempercare Vinyl
Semperit Investment Asia Pte Ltd | سنغافورة | Singapore | ME0000001406SFDAA00002 | Sempercare Edition | Sempercare Edition
Semperit Investment Asia Pte Ltd | سنغافورة | Singapore | ME0000001406SFDAA00003 | Sempercare Nitrile Skin2 | Sempercare Nitrile Skin2
Derungs Licht AG | سوازيلاند | Swaziland | ME0000006575SFDAA00002 | Polaris 50 | Examination light | Small surgical lamp
Curaden AG | سوازيلاند | Swaziland | ME0000012140SFDAA00001 | CURAPROX - Hydrosonic toothbrush | Hydrosonic toothbrush | electric toothbrush
Derungs Licht AG | سوازيلاند | Swaziland | ME0000001184SFDAA00003 | Triango 80-1 C | Minor Surgical Light | Single head lighting LED lamp ceiling mounted
Derungs Licht AG | سوازيلاند | Swaziland | ME0000006575SFDAA00009 | Triango 80-1 F | Minor Surgical Light | Single head lighting LED lamp mobile
Derungs Licht AG | سوازيلاند | Swaziland | ME0000006575SFDAA00013 | VISIANO 10-1 P S10 | Examination Light | Single head lighting LED lamp pin mounted
Derungs Licht AG | سوازيلاند | Swaziland | ME0000006575SFDAA00010 | Triango 80-1 W | Minor Surgical Light | Single head lighting LED lamp wall mounted
Derungs Licht AG | سوازيلاند | Swaziland | ME0000006575SFDAA00011 | VISIANO 20-2 C T1 | Examination Light | Single head lighting LED lamp ceiling mounted
Derungs Licht AG | سوازيلاند | Swaziland | ME0000006575SFDAA00012 | VISIANO 20-2 P TX | Examination Light | Single head lighting LED lamp pin mounted
Zimmer Surgical S.A. | سوازيلاند | Swaziland | ME0000003468SFDAA00001 | Zimmer Biomet X Series Power System Small AO Drill Attachment | Drill attachment | Small AO Drill attachment
Zimmer Surgical S.A. | سوازيلاند | Swaziland | ME0000003469SFDAA00001 | Zimmer Biomet X Series Power System Hudson Drill Attachment | Drill Attachment | Drill Attachment
Derungs Licht AG | سوازيلاند | Swaziland | ME0000006575SFDAA00014 | Halux N50-1 P FX | Examination Light | EXAMINATION LUMINAIRE
Derungs Licht AG | سوازيلاند | Swaziland | ME0000006575SFDAA00015 | Halux N50-3 P FX | Examination Light | EXAMINATION LUMINAIRE
Derungs Licht AG | سوازيلاند | Swaziland | ME0000006575SFDAA00016 | OPTICLUX Hand 10-2 UV | Examination Light | Handheld Examination Light
Derungs Licht AG | سوازيلاند | Swaziland | ME0000006575SFDAA00001 | VISIANO 10-1 P S10 | Medical Examination Light
ARDO | سوازيلاند | Swaziland | ME0000009278SFDAA00001 | CLINISTORE 50 ML / 80 ML / 120 ML | CLINISTORE
Wernli AG, Bandages | سوازيلاند | Swaziland | ME0000010587SFDAA00001 | Wero Swiss Crepe | Elastic bandage
Wernli AG, Bandages | سوازيلاند | Swaziland | ME0000010587SFDAA00002 | Wero Swiss Tubular net bandage | bandage
Wernli AG, Bandages | سوازيلاند | Swaziland | ME0000010587SFDAA00003 | Wero Swiss Last Color | Elastic bandage
Wernli AG, Bandages | سوازيلاند | Swaziland | ME0000010587SFDAA00004 | Wero Swiss Soft | Wero Swiss Soft
Wernli AG, Bandages | سوازيلاند | Swaziland | ME0000010587SFDAA00005 | Wero Swiss Tubular compression bandage | Wero Swiss Tubular compression bandage
Wernli AG, Bandages | سوازيلاند | Swaziland | ME0000010587SFDAA00006 | wero swiss mull cohesive | wero swiss mull cohesive
Wernli AG, Bandages | سوازيلاند | Swaziland | ME0000010587SFDAA00007 | Elastic Cotton | Elastic Cotton
Wernli AG, Bandages | سوازيلاند | Swaziland | ME0000010587SFDAA00008 | foam | foam
Wernli AG, Bandages | سوازيلاند | Swaziland | ME0000010587SFDAA00009 | Padding | Padding
Medos International SARL | سوازيلاند | Swaziland | ME0000003232SFDAA00001 | HD Coupler C Mount | Couplers precision optical instruments
Arvand Swiss GmbH | سوازيلاند | Swaziland | ME0000010716SFDAA00001 | Sterilization Pouch | Sterilization Pouch | Sterilization Pouch
Arvand Swiss GmbH | سوازيلاند | Swaziland | ME0000010716SFDAA00002 | Steam Autoclave Tape | Steam Autoclave Tape | Steam Autoclave Tape
Arvand Swiss GmbH | سوازيلاند | Swaziland | ME0000010716SFDAA00003 | Flat Reel | Flat Reel | Flat Reel
Arvand Swiss GmbH | سوازيلاند | Swaziland | ME0000010716SFDAA00004 | Wrapping Sheet Blue | Wrapping Sheet Blue | Wrapping Sheet Blue
Curaden AG | سوازيلاند | Swaziland | ME0000012140SFDAA00005 | Curaprox Smart | Toothbrush | An oral hygiene instrument used to clean the teeth gums and tongue
Curaden AG | سوازيلاند | Swaziland | ME0000012124SFDAA00001 | Curaprox Tongue Cleaner | Tongue Cleaner | tongue cleaner | ازالة رائحة الفم الكريهة الناتجة من البكتيريا على الجزء الخلفي للسان حيث لا يمكن الوصول إليها بفرشاة الأسنان الخاصة بك
Curaden AG | سوازيلاند | Swaziland | ME0000012140SFDAA00007 | Curaprox IAP Prime | Interdental Brushes | Brushes for the particularly easy and effective prevention of caries in the side teeth, gingivitis and periodontitis
Curaden AG | سوازيلاند | Swaziland | ME0000012140SFDAA00006 | Curaprox Perio plus | Interdental Brushes | Brushes for periodontitis patients with exposed interdental areas and black holes.
Curaden AG | سوازيلاند | Swaziland | ME0000012140SFDAA00003 | Curaprox curakid | Toothbrush | Toothbrush for babies & toddlers to prevent any injuries to the oral mucosa.
Curaden AG | سوازيلاند | Swaziland | ME0000012140SFDAA00008 | Curaprox IAP Perio | Interdental Brushes | Brushes for the particularly easy and effective prevention of caries in the side teeth, gingivitis and periodontitis
Curaden AG | سوازيلاند | Swaziland | ME0000012140SFDAA00002 | Curaprox 708 implant ortho | Toothbrush | Super compact brush head for perfect plaque removal on implants, fixed dentures and braces.
Curaden AG | سوازيلاند | Swaziland | ME0000012140SFDAA00004 | Curaprox Surgical | Toothbrush | Toothbrush for pain-free care of sensitive gums following surgery or radiation therapy
Curaden AG | سوازيلاند | Swaziland | ME0000012140SFDAA00012 | Curaprox prime plus | Interdental Brushes | Brushes to prevent gum disease by getting rid of pieces of food and plaque from between your teeth
Curaden AG | سوازيلاند | Swaziland | ME0000012140SFDAA00010 | Curaprox Ortho pocket set | Oral Care- Miscellaneous | Set for cleaning all the spaces between the braces and your teeth quickly and carefully.
Curaden AG | سوازيلاند | Swaziland | ME0000012140SFDAA00013 | Curaprox ORTHO KIT | Curaprox ORTHO KIT | Kit to help your orthodontics in tip top condition
Derungs Licht AG | سوازيلاند | Swaziland | ME0000006575SFDAA00003 | Opticlux 10-1 P S10 | Magnifier Light | Magnifier Light
Synthes GmbH | سوازيلاند | Swaziland | ME0000005235SFDAA00024 | Module LCP Compact Hand 2.4 | Compact Hand | The cases and components are portable containers designed for safe storage, handling, and transportation of reusable surgical instruments and/ or implants between the operation, storage and central sterilization rooms
Derungs Licht AG | سوازيلاند | Swaziland | ME0000006575SFDAA00004 | Derungs Halux N50 | Derungs Halux N50 | Halux N50 is an examination luminaire. It is designed to illuminate a patient's body locally to support diagnosis.
Derungs Licht AG | سوازيلاند | Swaziland | ME0000006575SFDAA00008 | Derungs Triango | Derungs Triango | Triango is a Treatment luminaire. It is designed to illuminate a patient's body locally to support diagnosis.
Derungs Licht AG | سوازيلاند | Swaziland | ME0000006575SFDAA00005 | Halux N30-1 | Halux N30-1 | Halux N30 is an examination luminaire. It is designed to illuminate a patient's body locally to support diagnosis.
Derungs Licht AG | سوازيلاند | Swaziland | ME0000006575SFDAA00007 | Derungs Visiano | Derungs Visiano | Visiano is an Examination luminaire. It is designed to illuminate a patient's body locally to support diagnosis.
Derungs Licht AG | سوازيلاند | Swaziland | ME0000006575SFDAA00006 | Derungs Opticlux | Derungs Opticlux | Opticlux is a Magnifying luminaire. It is designed for in-depth examinations on the patient’s body such as skin
Derungs Licht AG | سوازيلاند | Swaziland | ME0000001184SFDAA00004 | VISIANO 10-1 P S10 | Examination light | Examination light
Medela AG | سويسرا | Switzerland | ME0000000678SFDAA00001 | Disposable bacteria/ odour filter with Medela connections Set of 10 pcs. | Disposable bacteria /odour filter with Medela connection | Disposable bacteria/odour filter,
Medela AG | سويسرا | Switzerland | ME0000000678SFDAA00002 | Clampholder plastic | Clampholder, plastic for attachment of accessories | Clampholder, plastic for attachment of accessories
Medela AG | سويسرا | Switzerland | ME0000002807SFDAA00001 | Change-over valve with clampholder and tubing set | Change-over valve with clampholder and tubing set | Change-over valvewith clampholder and tube
MEDOS INTERNATIONAL SARL | سويسرا | Switzerland | ME0000000631SFDAA00532 | EXPEDIUM® SPINE SYSTEM ALIGNMENT DEVICE | Surgical Instrument | Intended for use in the Peripheral Nervous System only during spinal surgery to facilitate visualization of the neuroanatomy and disc space and to retract and reposition, probe and provide suction around the dural sac and nerve roots allowing safe passage of other spinal instrumentation and implants
Leica Microsystems (Schweiz) AG | سويسرا | Switzerland | ME0000001424SFDAA00042 | Leica HD C100 for all mics except OH's | Leica HD C100 | Outstanding HD surgical video for an efficient and reliable OR workflow starts with a high quality medical camera
S&T AG | سويسرا | Switzerland | ME0000011879SFDAA00001 | ISB-SET | Perforator Flap Set by Blondeel | Surgical instruments includes: Instruments Case, Needle Holder, assorted Forceps and Scissors.
Synthes GmbH | سويسرا | Switzerland | ME0000000735SFDAA01576 | Vario Case f/Cervical Retractors and Distractors | Case | The Cases for Trauma/CMF devices and their components are noninvasive reusable devices. Cases are intended to store Instruments and Implants.
S&T AG | سويسرا | Switzerland | ME0000011879SFDAA00002 | RBR-SET | Basic Reconstructive Surgery Set | Surgical instruments includes: Instruments Case, Needle Holder, assorted Forceps and Scissors.
Derungs Licht AG | سويسرا | Switzerland | ME0000000199SFDAA00001 | VISIANO 10-1 P S10 | VISIANO 10-1 | THE EXAMINATION LIGHT
Baxter Healthcare SA | سويسرا | Switzerland | ME0000003501SFDAA00001 | Clamp for outlet port of PD bag | Clamp for outlet port of PD bag | Clamp for outlet port of PD bag
Synthes GmbH | سويسرا | Switzerland | ME0000000735SFDAA01612 | Module f/Alveolar Distractor | Module | The Cases for Trauma/CMF devices and their components are noninvasive reusable devices. Cases are intended to store Instruments and Implants.
Synthes GmbH | سويسرا | Switzerland | ME0000000735SFDAA01629 | Graphic Case | Case | The Cases for Trauma/CMF devices and their components are noninvasive reusable devices. Cases are intended to store Instruments and Implants.
Synthes GmbH | سويسرا | Switzerland | ME0000000735SFDAA01613 | Module PolyMax Resorb. FixSyst. | Module | The Cases for Trauma/CMF devices and their components are noninvasive reusable devices. Cases are intended to store Instruments and Implants.
SANKOM SA | سويسرا | Switzerland | ME0000013904SFDAA00005 | AVEVITTA filter refill sheets (2) | filter | Face mask filter replacement | فلتر إستبدال لقناع الوجه
SANKOM SA | سويسرا | Switzerland | ME0000013904SFDAA00006 | AVEVITTA PROTECT TRIPLE ACTION REUSABLE FACE MASK | FACE MASK | PROTECT TRIPLE ACTION REUSABLE FACE MASK | قناع للوجة ثلاثي الحماية قابل لإعادة الإستخدام
Synthes GmbH | سويسرا | Switzerland | ME0000000735SFDAA01724 | Tray f/Standard Instruments f/CSS | Tray | The Cases for Trauma/CMF devices and their components are noninvasive reusable devices. Cases are intended to store Instruments and Implants.
Synthes GmbH | سويسرا | Switzerland | ME0000000735SFDAA01715 | Instrument Tray Compact Midface | Instrument Tray | The Cases for Trauma/CMF devices and their components are noninvasive reusable devices. Cases are intended to store Instruments and Implants.
E.M.S Electro Medical System S.A. | سويسرا | Switzerland | ME0000001888SFDAA00024 | Swiss LithoCart | Swiss LithoCart | Cart
SIGVARIS AG | سويسرا | Switzerland | ME0000005431SFDAA00016 | SIGVARIS Sim Slide | Donning and Doffing Aids | Sim-Slide is fabricated from innovative smooth, light material
Synthes GmbH | سويسرا | Switzerland | ME0000000735SFDAA01713 | Vario Case™ f/Application Instrument f/FlapFix™ | Case | The Cases for Trauma/CMF devices and their components are noninvasive reusable devices. Cases are intended to store Instruments and Implants.
Synthes GmbH | سويسرا | Switzerland | ME0000000735SFDAA01702 | Module f/LCP Proximal Radius Plates 2.4 | Module | The Cases for Trauma/CMF devices and their components are noninvasive reusable devices. Cases are intended to store Instruments and Implants.
SONOVA AG | سويسرا | Switzerland | ME0000007513SFDAA00014 | Naida CI Connect | Naida CI Connect | Connect receiver | جهاز تمكين تدفق الوسائط و المكالمات الهاتفية
Synthes GmbH | سويسرا | Switzerland | ME0000000735SFDAA01729 | VarioCase™, f/Periart. Aiming Arm Instr. | Case | The Cases for Trauma/CMF devices and their components are noninvasive reusable devices. Cases are intended to store Instruments and Implants.
Haag-Streit AG | سويسرا | Switzerland | ME0000004707SFDAA00008 | Slit lamp BI 900 | Ophthalmic instrument | Slit lamp BI 900
Haag-Streit AG | سويسرا | Switzerland | ME0000004707SFDAA00007 | Slit lamp BM 900 | Ophthalmic instrument | Slit lamp BM 900
Haag-Streit AG | سويسرا | Switzerland | ME0000004707SFDAA00009 | Slit lamp BP 900 | Ophthalmic instrument | Slit lamp BP 900
Haag-Streit AG | سويسرا | Switzerland | ME0000004707SFDAA00005 | Imaging module IM 900 | Imaging for slit lamp | Imaging module IM 900 FOR BQ 900
Stryker GmbH | سويسرا | Switzerland | ME0000005447SFDAA00273 | PRO System Pelvic Retractor | PRO System | Stryker surgical instruments are intended to be used in surgical procedures in conjunction with Stryker implants which come with the package inserts of their own.
Haag-Streit AG | سويسرا | Switzerland | ME0000004707SFDAA00006 | Imaging module IM 600 | Imaging for slit lamp | Imaging module IM 600 for BQ 900 & BP 900
Haag-Streit AG | سويسرا | Switzerland | ME0000004707SFDAA00010 | Slit lamp BQ 900 | Ophthalmic instrument | Slit lamp BQ 900 LED
Stryker GmbH | سويسرا | Switzerland | ME0000005447SFDAA00277 | Suction Tip | PRO | Stryker surgical instruments are intended to be used in surgical procedures in conjunction with Stryker implants which come with the package inserts of their own.
Haag-Streit AG | سويسرا | Switzerland | ME0000004707SFDAA00011 | Slit lamp BX 900 | Ophthalmic instrument | Slit lamp BX 900
SWISSLASTIC AG ST. GALLEN | سويسرا | Switzerland | ME0000004596SFDAA00004 | VENOSAN® AES | Anti-embolism stockings AD | MEDICAL ANTI-EMBOLISM STOCKINGS
Stryker GmbH | سويسرا | Switzerland | ME0000005447SFDAA00274 | Sciatic nerve retractor | SPS Stryker Plating System | Stryker surgical instruments are intended to be used in surgical procedures in conjunction with Stryker implants which come with the package inserts of their own.
Stryker GmbH | سويسرا | Switzerland | ME0000005447SFDAA00275 | PRO System Suction Retractor | PRO | Stryker surgical instruments are intended to be used in surgical procedures in conjunction with Stryker implants which come with the package inserts of their own.
Stryker GmbH | سويسرا | Switzerland | ME0000005447SFDAA00276 | Retractor tray | PRO | Stryker surgical instruments are intended to be used in surgical procedures in conjunction with Stryker implants which come with the package inserts of their own.
Haag-Streit AG | سويسرا | Switzerland | ME0000004707SFDAA00013 | Slit Lamp BX 900 | Slit Lamp | Slit Lamp BX 900
SUNSTAR EUROPE SA | سويسرا | Switzerland | ME0000012291SFDAA00001 | GUM ORTHO WAX | Dental wax | Orthodontic wax | شمع لتخفيف احتكاك أسلاك التقويم باللثة
SIGVARIS AG | سويسرا | Switzerland | ME0000005431SFDAA00026 | SIGVARIS Specialities TRADITIONAL Armsleeves | Medical Compression Armsleeve | The compression stockings are aids for compression therapy. The products are intended for therapy and for compression and narrowing of the vein diameter. The product is intended for multiple use and for application on the arms.
SIGVARIS AG | سويسرا | Switzerland | ME0000005431SFDAA00009 | SIGVARIS Doff Ń Donner | Donning and Doffing Compression Stocking Tool | DOFF N’DONNER SET, consisting of: A: DND B: CONE DND sets make it easy to roll SIGVARIS medical compression stockings on and off. DND: Thermoplastic elastomer Contents: 99.8% soapy water, 0.02% polyacrylamide CONE: Polyethylene
Zimmer GmbH | سويسرا | Switzerland | ME0000014772SFDAA00014 | forceps | General Instrument | cement forceps - cement forceps, long.
Zimmer GmbH | سويسرا | Switzerland | ME0000014772SFDAA00018 | Crossbar for chisel | General Instrument | Crossbar for chisel
Zimmer GmbH | سويسرا | Switzerland | ME0000014772SFDAA00015 | cement extractor curette | General Instrument | cement extractor curette, 8 mm - cement extractor curette, 10 mm.
Zimmer GmbH | سويسرا | Switzerland | ME0000014772SFDAA00019 | guide for drill bit | General Instrument | guide for drill bit, Ø 6 mm
Zimmer GmbH | سويسرا | Switzerland | ME0000014772SFDAA00020 | curette with teeth | General Instrument | curette with teeth, curved, M
Zimmer GmbH | سويسرا | Switzerland | ME0000014772SFDAA00017 | tray for revision, empty | General Instrument | tray for revision, empty
Stryker GmbH | سويسرا | Switzerland | ME0000005447SFDAA00525 | VariAx ® 2 Mini Fragment Plate Insert | Instrument transport trolley system | Instrument transport trolley system
Stryker GmbH | سويسرا | Switzerland | ME0000005447SFDAA00529 | VariAx ® 2 Mini Fragment Mini Frag, Reduction Drawer Clip | Instrument transport trolley system | Instrument transport trolley system
Stryker GmbH | سويسرا | Switzerland | ME0000005447SFDAA00530 | VariAx® 2 Mini Fragment Reduction Instrument Insert 1 | Instrument transport trolley system | Instrument transport trolley system
Stryker GmbH | سويسرا | Switzerland | ME0000005447SFDAA00526 | VariAx ® 2 Mini Fragment Mini Frag, Top Layer Clip | Instrument transport trolley system | Instrument transport trolley system
Stryker GmbH | سويسرا | Switzerland | ME0000005447SFDAA00527 | VariAx ® 2 Mini Fragment Mini Frag, Drawer Clip | Instrument transport trolley system | Instrument transport trolley system
Zimmer GmbH | سويسرا | Switzerland | ME0000014772SFDAA00021 | extraction hook | General Instrument | cement extraction hook
Zimmer Surgical SA | سويسرا | Switzerland | ME0000001916SFDAA00028 | Zimmer ® UNIVERSAL POWER SYSTEM AO/HUDSON ADAPTER | Zimmer ® UNIVERSAL POWER SYSTEM AO/HUDSON ADAPTER | surgical instruments
SIGVARIS AG | سويسرا | Switzerland | ME0000005431SFDAA00018 | SIGVARIS Essential Thermoregulating | Medical Compression Stocking | Compression stockings are aids for compression therapy. The products are intended for long-term therapy and for compression and narrowing of the vein diameter. They are intended for multiple use and for application on the legs (calf, thigh, entire leg).
Derungs Licht AG | سويسرا | Switzerland | ME0000014591SFDAA00001 | VISIANO | VISIANO | THE EXAMINATION LIGHT
S&T AG | سويسرا | Switzerland | ME0000011879SFDAA00006 | FIXATION FORCEPS | JFLP-3 | Tissue Forceps, 13.5cm long, Flat Handle 9mm Wide, Straight Tip 0.3mm diameter
S&T AG | سويسرا | Switzerland | ME0000011879SFDAA00005 | Vessel Dilator | D-5a.3 | Vessel Dilator 11cm D-5a.3 Flat Handle 0.3mm 10 Degrees Angulated Tips
Bien-Air Dental | سويسرا | Switzerland | ME0000012077SFDAA00005 | SPRAYNET® | Maintenance Cleaning spray | Maintenance Cleaning spray
Bien-Air Dental | سويسرا | Switzerland | ME0000012077SFDAA00002 | AQUACARE® | Maintenance Rinsing spray | Maintenance Rinsing spray
Bien-Air Dental | سويسرا | Switzerland | ME0000012077SFDAA00002 | AQUACARE® | Maintenance Rinsing spray | Maintenance Rinsing spray
Bien-Air Dental | سويسرا | Switzerland | ME0000012077SFDAA00003 | LUBRIMED® | Medical grease for maintenance | Medical grease for maintenance
Deppeler SA | سويسرا | Switzerland | ME0000001947SFDAA00027 | Tweezer | Tweezer | A hand-held manual instrument with a tweezers-like design with two blades joined at the proximal (non-working) end with variously designed tips at the working end.
Bien-Air Dental | سويسرا | Switzerland | ME0000012077SFDAA00004 | LUBRIFLUID® | Maintenance Lubricant spray | Maintenance Lubricant spray
Bien-Air Dental | سويسرا | Switzerland | ME0000012077SFDAA00004 | LUBRIFLUID® | Maintenance Lubricant spray | Maintenance Lubricant spray
Deppeler SA | سويسرا | Switzerland | ME0000001971SFDAA00001 | Tunneling knive | Tunneling knive | A hand-held manual surgical instrument available in a variety of sizes and blade designs, including straight and curved blades, and often double-ended with a central handle.
SIGVARIS AG | سويسرا | Switzerland | ME0000005431SFDAA00019 | SIGVARIS Specialties THROMBO X | Medical Compression Stocking | Compression stockings are aids for compression therapy. The products are intended for long-term therapy and for compression and narrowing of the vein diameter. They are intended for multiple use and for application on the legs (calf, thigh, entire leg).
Deppeler SA | سويسرا | Switzerland | ME0000001947SFDAA00029 | Surgical curette | Surgical curette | A hand-held manual surgical instrument with a surface(s) of coarse and/or fine grooves along all or part of its working end(s). It is available in a variety of sizes and working end designs, including straight and curved ends and often double-ended with a central handle.
Deppeler SA | سويسرا | Switzerland | ME0000001947SFDAA00030 | Spatula-plugger | Spatula-plugger | Typically a double-ended instrument with working ends of various shapes and designs, and a central handle.
Deppeler SA | سويسرا | Switzerland | ME0000001947SFDAA00034 | Root finishing file | Root finishing file | A hand-held manual dental instrument that has various forms of ridged cutting surfaces in a variety of sizes and working end designs, including straight and curved ends, and often double-ended with a central handle.
Deppeler SA | سويسرا | Switzerland | ME0000001947SFDAA00039 | Periodontal probe | Periodontal probe | Hand-held dental instrument with a distal end and a thin, angled or curved blunt tip with scaled markings to indicate measurements (typically millimetres).
Deppeler SA | سويسرا | Switzerland | ME0000001947SFDAA00043 | Micro mirror | Micro mirror | A hand-held, dental instrument that typically consists of a stainless steel shaft terminating at the distal end in a small round mirror that is angled to the shaft.
Deppeler SA | سويسرا | Switzerland | ME0000001947SFDAA00049 | Explorer | Explorer | A hand-held manual dental instrument that is a long, slender instrument (a manual probe) with a stem that terminates in a thin working part at the distal end which may be needle-like, hooked, or blunt according to the intended use.
Stryker GmbH | سويسرا | Switzerland | ME0000005447SFDAA00528 | VariAx® 2 Mini Fragment Instrument Drawer, Reduction Instruments | Instrument transport trolley system | Instrument transport trolley system
Deppeler SA | سويسرا | Switzerland | ME0000001947SFDAA00052 | Enamel chisel | Enamel chisel | A hand-held manual dental instrument that has various forms of fine ridged cutting surfaces at its working end(s).
Deppeler SA | سويسرا | Switzerland | ME0000001947SFDAA00056 | Chisel | Chisel | A hand-held manual surgical instrument with a surface(s) of coarse and/or fine grooves along all or part of its working end(s). It is available in a variety of sizes and working end designs, including straight and curved ends and often double-ended with a central handle.
Deppeler SA | سويسرا | Switzerland | ME0000001947SFDAA00031 | Spatula | Spatula | Typically a double-ended instrument with working ends of various shapes and designs, and a central handle.
Deppeler SA | سويسرا | Switzerland | ME0000001947SFDAA00058 | Carver | Carver | Typically a double-ended instrument with working ends of various shapes and designs, and a central handle.
Deppeler SA | سويسرا | Switzerland | ME0000001947SFDAA00057 | Cement spatula | Cement spatula | A hand-held manual dental device typically made of stainless steel with a small, flat, blunt blade (no sharp edges) at one end, or it may be double-ended.
Deppeler SA | سويسرا | Switzerland | ME0000001947SFDAA00053 | Elevator | Elevator | Typically a one-piece instrument with a strong but slender blade at the distal working end, or it may be double-ended with a central handle. It is available in a variety of sizes and blade designs.
Deppeler SA | سويسرا | Switzerland | ME0000001947SFDAA00046 | Gracey curette | Gracey curette | A hand-held dental instrument with a sharp, hollow-ground blade, usually rounded and semicircular in cross-section. It is typically a double-ended instrument with a handle positioned centrally and is made of metal.
Deppeler SA | سويسرا | Switzerland | ME0000001947SFDAA00040 | Periodontal curette | Periodontal curette | A hand-held dental instrument with a sharp, hollow-ground blade, usually rounded and semicircular in cross-section. It is typically a double-ended instrument with a handle positioned centrally and is made of metal.
Deppeler SA | سويسرا | Switzerland | ME0000001947SFDAA00036 | Plugger | Plugger | Typically a double-ended instrument with working ends of various shapes and designs, and a central handle.
Deppeler SA | سويسرا | Switzerland | ME0000001947SFDAA00035 | Root canal probe | Root canal probe | A hand-held manual dental instrument that is a long, slender instrument (a manual probe) with a stem that terminates in a thin working part at the distal end which may be needle-like, hooked, or blunt according to the intended use.
Deppeler SA | سويسرا | Switzerland | ME0000001947SFDAA00060 | Bone file | Bone file | A hand-held manual surgical instrument with a surface(s) of coarse and/or fine grooves along all or part of its working end(s). It is available in a variety of sizes and working end designs, including straight and curved ends and often double-ended with a central handle.
Deppeler SA | سويسرا | Switzerland | ME0000001947SFDAA00032 | Sharp spatula | Sharp spatula | Typically a double-ended instrument with working ends of various shapes and designs, and a central handle.
Deppeler SA | سويسرا | Switzerland | ME0000001947SFDAA00059 | Bone spatula | Bone spatula | A hand-held manual dental device typically made of stainless steel with a small, flat, blunt blade (no sharp edges) at one end, or it may be double-ended.
Deppeler SA | سويسرا | Switzerland | ME0000001947SFDAA00054 | Dental elevator, sinus lift | Dental elevator, sinus lift | Metal instrument with single- or double-ended blades.
Deppeler SA | سويسرا | Switzerland | ME0000001947SFDAA00050 | Excavator | Excavator | A hand-held manual dental instrument typically designed as a double-ended instrument, having a central handle, with small, sharp, spoon-, scoop-, or spatula-shaped blades that have sharp cutting/gouging edges.
Deppeler SA | سويسرا | Switzerland | ME0000001947SFDAA00047 | Furcation probe | Furcation probe | Hand-held dental instrument with a distal end and a thin, angled or curved blunt tip with scaled markings to indicate measurements (typically millimetres).
Deppeler SA | سويسرا | Switzerland | ME0000001947SFDAA00044 | Micro apical instrument | Micro apical instrument | The working distal end is cylindrical or tapered, circular in cross-section, and has a flat-tipped end.
Deppeler SA | سويسرا | Switzerland | ME0000001947SFDAA00038 | Periosteal elevators | Periosteal elevators | A hand-held manual surgical instrument available in a variety of sizes and blade designs, including straight and curved blades, and often double-ended with a central handle.
Deppeler SA | سويسرا | Switzerland | ME0000001947SFDAA00037 | Periotome | Periotome | A hand-held dental instrument with a shaft that terminates in a single or double flat, sharpened blade that is straight, curved, or angled.
Deppeler SA | سويسرا | Switzerland | ME0000001947SFDAA00041 | Modelling instrument | Modelling instrument | Typically a double-ended instrument with working ends of various shapes and designs, and a central handle.
Deppeler SA | سويسرا | Switzerland | ME0000001947SFDAA00033 | Scaler | Scaler | A hand-held dental instrument designed with a pointed, distal end of various shapes and sizes. Also known as a periodontic scaler, it can be a single-ended or double-ended instrument with a handle at the proximal end or positioned centrally.
Deppeler SA | سويسرا | Switzerland | ME0000001947SFDAA00042 | Mirror | Mirror | A hand-held, dental instrument that typically consists of a stainless steel shaft terminating at the distal end in a small round mirror that is angled to the shaft.
Deppeler SA | سويسرا | Switzerland | ME0000001947SFDAA00045 | Margin finisher | Margin finisher | A hand-held manual dental instrument that has various forms of fine ridged cutting surfaces at its working end(s).
Deppeler SA | سويسرا | Switzerland | ME0000001947SFDAA00048 | Furcation curette | Furcation curette | A hand-held dental instrument with a sharp, hollow-ground blade, usually rounded and semicircular in cross-section. It is typically a double-ended instrument with a handle positioned centrally and is made of metal.
Deppeler SA | سويسرا | Switzerland | ME0000001947SFDAA00051 | Endo plugger | Endo plugger | The working distal end is cylindrical or tapered, circular in cross-section, and has a flat-tipped end.
Deppeler SA | سويسرا | Switzerland | ME0000001947SFDAA00055 | Curette | Curette | A hand-held dental instrument with a sharp, hollow-ground blade, usually rounded and semicircular in cross-section. It is typically a double-ended instrument with a handle positioned centrally and is made of metal.
Deppeler SA | سويسرا | Switzerland | ME0000001947SFDAA00061 | Ball plugger | Ball plugger | Typically a double-ended instrument with working ends of various shapes and designs, and a central handle.
Deppeler SA | سويسرا | Switzerland | ME0000001947SFDAA00028 | Surgical knive | Surgical knive | A hand-held manual surgical instrument with a surface(s) of coarse and/or fine grooves along all or part of its working end(s). It is available in a variety of sizes and working end designs, including straight and curved ends and often double-ended with a central handle.
Zimmer Surgical S.A. | سويسرا | Switzerland | ME0000003477SFDAA00029 | Zimmer Biomet X Series Power System Hudson Torque Reamer Attachment | Drill Attachment | Drill Attachment
Zimmer Surgical S.A. | سويسرا | Switzerland | ME0000003482SFDAA00001 | Zimmer Biomet X Series Power System 1/4 IN Torque Hybrid Chuck Reamer Attachment w/Key | Drill Attachment | Drill Attachment
Zimmer Surgical S.A. | سويسرا | Switzerland | ME0000003486SFDAA00002 | Zimmer Biomet X Series Power System Reciprocating Saw Attachment | Drill Attachment | Drill Attachment
Zimmer Surgical S.A. | سويسرا | Switzerland | ME0000003490SFDAA00002 | Zimmer Biomet X Series Power System Aseptic Battery | Battery | Battery
Zimmer Surgical S.A. | سويسرا | Switzerland | ME0000003473SFDAA00008 | Zimmer Biomet X Series Power System Zimmer/Hudson Drill Attachment | Drill Attachment | Drill Attachment
Zimmer Surgical S.A. | سويسرا | Switzerland | ME0000003474SFDAA00002 | Zimmer Biomet X Series Power System Hybrid Chuck Drill Attachment w/Key | Drill attachment | Drill Attachment
Zimmer Surgical S.A. | سويسرا | Switzerland | ME0000003478SFDAA00009 | Zimmer Biomet X Series Power System Trinkle Torque Reamer Attachment | Drill Attachment | Drill Attachment
Zimmer Surgical S.A. | سويسرا | Switzerland | ME0000003491SFDAA00002 | Zimmer Biomet X Series Power System Aseptic Battery Housing | Battery Housing | Battery Housing
Zimmer Surgical S.A. | سويسرا | Switzerland | ME0000003492SFDAA00027 | Zimmer Biomet X Series Power System Aseptic Battery Funnel | Battery Funnel | Battery Funnel
Zimmer Surgical S.A. | سويسرا | Switzerland | ME0000003488SFDAA00001 | Zimmer Biomet X Series Power System Battery Charger | Battery Charger | Battery Charger
Zimmer Surgical S.A. | سويسرا | Switzerland | ME0000003484SFDAA00005 | Zimmer Biomet X Series Power System 2,0 - 4,0mm Pin Driver | Drill Attachment | Drill Attachment
Zimmer Surgical S.A. | سويسرا | Switzerland | ME0000003479SFDAA00001 | Zimmer Biomet X Series Power System DCS/DHS Torque Reamer Attachment | Drill Attachment | Drill Attachment
Zimmer Surgical S.A. | سويسرا | Switzerland | ME0000003475SFDAA00002 | Zimmer Biomet X Series Power System AO Torque Reamer attachment | Drill Attachment | Drill Attachment
Zimmer Surgical S.A. | سويسرا | Switzerland | ME0000003483SFDAA00001 | Zimmer Biomet X Series Power System AO Standard Torque Reamer Attachment | Drill Attachment | Drill Attachment
Zimmer Surgical S.A. | سويسرا | Switzerland | ME0000003487SFDAA00002 | Zimmer Biomet X Series Power System Sagittal Saw Attachment | Drill Attachment | Drill Attachment
Zimmer Surgical S.A. | سويسرا | Switzerland | ME0000003471SFDAA00002 | Zimmer Biomet X Series Power System Trinkle Drill Attachment | Drill Attachment | Drill Attachment
Zimmer Surgical S.A. | سويسرا | Switzerland | ME0000003485SFDAA00001 | Zimmer Biomet X Series Power System 0,6 - 2,2mm Wire Driver | Drill Attachment | Drill Attachment
Zimmer Surgical S.A. | سويسرا | Switzerland | ME0000003480SFDAA00011 | Zimmer Biomet X Series Power System Zimmer/Hudson Torque Reamer Attachment | Drill Attachment | Drill Attachment
Zimmer Surgical S.A. | سويسرا | Switzerland | ME0000003476SFDAA00002 | Zimmer Biomet X Series Power System Harris Torque Reamer Attachment | Drill Attachment | Drill Attachment
Zimmer Surgical S.A. | سويسرا | Switzerland | ME0000003489SFDAA00001 | Zimmer Biomet X Series Power System Sterilizable Battery | Battery | Battery
Stryker GmbH | سويسرا | Switzerland | ME0000005447SFDAA00396 | T2® Slotted Hammer | Surgical mallet | The T2 Instruments are intended to be used in surgical procedures involving compatible Stryker Implants Systems.
Stryker GmbH | سويسرا | Switzerland | ME0000005447SFDAA00392 | Asnis® Micro Screw Rack | non torque limiting Surgical instrument handle | non torque limiting Surgical instrument handle
Stryker GmbH | سويسرا | Switzerland | ME0000005447SFDAA00390 | Asnis® Micro Elastosil Handle | non torque limiting Surgical instrument handle | non torque limiting Surgical instrument handle
Stryker GmbH | سويسرا | Switzerland | ME0000005447SFDAA00398 | T2® Guide Wire Handle Chuck | non torque limiting Surgical instrument handle | non torque limiting Surgical instrument handle
Stryker GmbH | سويسرا | Switzerland | ME0000005447SFDAA00400 | ASNIS® MICRO CANNULATED SCREWDRIVER | Surgical screwdriver | Surgical screwdriver
Stryker GmbH | سويسرا | Switzerland | ME0000005447SFDAA00399 | Variax® Stryker Foot Container Lid | Instrument tray | The VariAx Instruments are intended to be used in surgical procedures involving compatible Stryker Implants systems.
Stryker GmbH | سويسرا | Switzerland | ME0000005447SFDAA00397 | T2® Guide Wire Handle | non torque limiting Surgical instrument handle | non torque limiting Surgical instrument handle
Stryker GmbH | سويسرا | Switzerland | ME0000005447SFDAA00395 | Asnis® Micro Lid for Screw Rack | non torque limiting Surgical instrument handle | non torque limiting Surgical instrument handle
Stryker GmbH | سويسرا | Switzerland | ME0000005447SFDAA00393 | Asnis® Micro Container Stryker Foot Solution | non torque limiting Surgical instrument handle | non torque limiting Surgical instrument handle
Stryker GmbH | سويسرا | Switzerland | ME0000005447SFDAA00391 | Asnis® Micro TRAY FOR 2.0 AND 3.0 SYSTEM | non torque limiting Surgical instrument handle | non torque limiting Surgical instrument handle
Stryker GmbH | سويسرا | Switzerland | ME0000005447SFDAA00389 | Asnis® Micro Cleaning Stylet | non torque limiting Surgical instrument handle | non torque limiting Surgical instrument handle
Peters Krizman | سويسرا | Switzerland | ME0000002695SFDAA00004 | LUCOVITAL Scar treatment Scarmed gel | LUCOVITAL Scar treatment Scarmed gel | Scar treatment Scarmed gel
Peters Krizman | سويسرا | Switzerland | ME0000002695SFDAA00004 | LUCOVITAL Scar treatment Scarmed gel | LUCOVITAL Scar treatment Scarmed gel | Scar treatment Scarmed gel
Peters Krizman | سويسرا | Switzerland | ME0000002695SFDAA00006 | LUCOVITAL Anti-Lice | LUCOVITAL Anti-Lice | Cream-lotion with Anti-Lice comb
Peters Krizman | سويسرا | Switzerland | ME0000002695SFDAA00006 | LUCOVITAL Anti-Lice | LUCOVITAL Anti-Lice | Cream-lotion with Anti-Lice comb
Stryker GmbH | سويسرا | Switzerland | ME0000005447SFDAA00394 | Asnis® Micro Lid for Stryker Foot Solutions Tray | non torque limiting Surgical instrument handle | non torque limiting Surgical instrument handle
Peters Krizman | سويسرا | Switzerland | ME0000002695SFDAA00002 | LUCOVITAL- ANTI-ITCH CREAM BABY | LUCOVITAL- ANTI-ITCH CREAM BABY | ANTI-ITCH CREAM FOR BABY
Peters Krizman | سويسرا | Switzerland | ME0000002695SFDAA00002 | LUCOVITAL- ANTI-ITCH CREAM BABY | LUCOVITAL- ANTI-ITCH CREAM BABY | ANTI-ITCH CREAM FOR BABY
Peters Krizman | سويسرا | Switzerland | ME0000002695SFDAA00003 | LUCOVITAL– FEETMED ATHELETE FOOT GEL | LUCOVITAL– FEETMED ATHELETE FOOT GEL | FEETMED ATHELETE FOOT GEL
Peters Krizman | سويسرا | Switzerland | ME0000002695SFDAA00003 | LUCOVITAL– FEETMED ATHELETE FOOT GEL | LUCOVITAL– FEETMED ATHELETE FOOT GEL | FEETMED ATHELETE FOOT GEL
Peters Krizman | سويسرا | Switzerland | ME0000002695SFDAA00001 | LUCOVITAL– ANTI-ITCH CREAM ADULTS AND CHILDREN | LUCOVITAL– ANTI-ITCH CREAM ADULTS AND CHILDREN | Anti-itch cream is a medical device for the treatment of (extreme) dry skin conditions (xerosis). It treats dryness, itching, a chapped or red and irritated skin. The natural Olus oil is a vegetable alternative to petroleum jelly, with an emollient effect and moisture retention properties. However it does not close the skin. It prevents dehydration and moisturizes and softens the skin. Dry skin conditions are often accompanied by itching. Anti-itch cream provides relief and soothes the skin. | عالج جفاف الجلد المزمن والحكة وتهيج الجلد
Peters Krizman | سويسرا | Switzerland | ME0000002695SFDAA00001 | LUCOVITAL– ANTI-ITCH CREAM ADULTS AND CHILDREN | LUCOVITAL– ANTI-ITCH CREAM ADULTS AND CHILDREN | Anti-itch cream is a medical device for the treatment of (extreme) dry skin conditions (xerosis). It treats dryness, itching, a chapped or red and irritated skin. The natural Olus oil is a vegetable alternative to petroleum jelly, with an emollient effect and moisture retention properties. However it does not close the skin. It prevents dehydration and moisturizes and softens the skin. Dry skin conditions are often accompanied by itching. Anti-itch cream provides relief and soothes the skin. | عالج جفاف الجلد المزمن والحكة وتهيج الجلد
Peters Krizman | سويسرا | Switzerland | ME0000002695SFDAA00005 | LUCOVITAL nasal spray | LUCOVITAL nasal spray | Hypertonic saline nasal spray
Peters Krizman | سويسرا | Switzerland | ME0000002695SFDAA00005 | LUCOVITAL nasal spray | LUCOVITAL nasal spray | Hypertonic saline nasal spray
Stryker GmbH | سويسرا | Switzerland | ME0000005447SFDAA00409 | Trauma & Extremities Instruments Screwdriver, Self-Holding, Long | Surgical screwdriver | Surgical screwdriver
Stryker GmbH | سويسرا | Switzerland | ME0000005447SFDAA00405 | ASNIS® MICRO DOUBLE DRILL GUIDE | Surgical drill guide | Surgical drill guide
Stryker GmbH | سويسرا | Switzerland | ME0000005447SFDAA00408 | T2® Tissue Protection Sleeve, Long | Surgical drill guide | Surgical drill guide
Stryker GmbH | سويسرا | Switzerland | ME0000005447SFDAA00404 | ASNIS® MICRO HOLDING SLEEVE FOR 3.0MM SCREWS | Orthopaedic implantation sleeve | Orthopaedic implantation sleeve
Zimmer GmbH | سويسرا | Switzerland | ME0000004193SFDAA00001 | chisel for cement extraction | implantation kit | instrument for Joint prosthesis implantation kit
Stryker GmbH | سويسرا | Switzerland | ME0000005447SFDAA00403 | ASNIS® MICRO SOLID SCREWDRIVER | Surgical screwdriver | Surgical screwdriver
Stryker GmbH | سويسرا | Switzerland | ME0000005447SFDAA00407 | T2® Screw Gauge | Surgical depth gauge | Surgical depth gauge
Stryker GmbH | سويسرا | Switzerland | ME0000005447SFDAA00406 | ASNIS® MICRO DIRECT MEASURING GAUGE | Surgical depth gauge | Surgical depth gauge
SIGVARIS AG | سويسرا | Switzerland | ME0000005431SFDAA00021 | SIGVARIS Styte Semitransparent Magic | Medical Compression Stocking | Compression stockings are aids for compression therapy. The products are intended for long-term therapy and for compression and narrowing of the vein diameter. They are intended for multiple use and for application on the legs (calf, thigh, entire leg).
Stryker GmbH | سويسرا | Switzerland | ME0000005447SFDAA00448 | T2®X-Ray Template | Reusable surgical implant template | Reusable surgical implant template
Stryker GmbH | سويسرا | Switzerland | ME0000005447SFDAA00447 | T2® Teflon Tube | Reusable orthopaedic implantation sleeve | Reusable orthopaedic implantation sleeve
Stryker GmbH | سويسرا | Switzerland | ME0000005447SFDAA00446 | T2® Screw Scale, Short | Surgical depth gauge | Surgical depth gauge
Stryker GmbH | سويسرا | Switzerland | ME0000005447SFDAA00444 | SPS™ Repositioning Forceps | Bone holding forceps | Bone holding forceps
Stryker GmbH | سويسرا | Switzerland | ME0000005447SFDAA00443 | PRO Spiked Screw Inserter | Instrument tray | Instrument tray
Stryker GmbH | سويسرا | Switzerland | ME0000005447SFDAA00420 | AxSOS 3® Ti Aiming Block | Orthopaedic implant aiming guiding block | Orthopaedic implant aiming guiding block
Stryker GmbH | سويسرا | Switzerland | ME0000005447SFDAA00440 | PRO Angled Ball Spike | Orthopaedic ball spike | Orthopaedic ball spike
Stryker GmbH | سويسرا | Switzerland | ME0000005447SFDAA00437 | AxSOS 3® Ti X-Ray Template | Reusable surgical implant template | Reusable surgical implant template
Stryker GmbH | سويسرا | Switzerland | ME0000005447SFDAA00435 | AxSOS 3® Ti Tray | Instrument tray | Instrument tray
Stryker GmbH | سويسرا | Switzerland | ME0000005447SFDAA00433 | AxSOS 3® Ti Titanium ORIF Instrument Tray | Reusable sterilization disinfection container | Reusable sterilization disinfection container
Stryker GmbH | سويسرا | Switzerland | ME0000005447SFDAA00432 | AxSOS 3® Ti Titanium 4.0mm ORIF Instrument Insert | Instrument tray | Instrument tray
Stryker GmbH | سويسرا | Switzerland | ME0000005447SFDAA00430 | AxSOS 3® Ti Screw Rack | Instrument tray | Instrument tray
Stryker GmbH | سويسرا | Switzerland | ME0000005447SFDAA00429 | AxSOS 3® Ti Proximal Medial Tibia Plates Insert | Instrument tray | Instrument tray
Stryker GmbH | سويسرا | Switzerland | ME0000005447SFDAA00428 | AxSOS 3® Ti Proximal Lateral Tibia Plates Insert | Instrument tray | Instrument tray
Stryker GmbH | سويسرا | Switzerland | ME0000005447SFDAA00426 | AxSOS 3® Ti Double Layer Implant Tray | Instrument tray | Instrument tray
Stryker GmbH | سويسرا | Switzerland | ME0000005447SFDAA00425 | AxSOS 3® Ti Double Drill Guide for Compr./Neutr. | Instrument tray | Instrument tray
Stryker GmbH | سويسرا | Switzerland | ME0000005447SFDAA00424 | AxSOS 3® Ti Distal Medial Tibia Plates Insert | Instrument tray | Instrument tray
Stryker GmbH | سويسرا | Switzerland | ME0000005447SFDAA00422 | AxSOS 3® Ti Compression Plates Insert | Instrument tray | Instrument tray
Stryker GmbH | سويسرا | Switzerland | ME0000005447SFDAA00421 | AxSOS 3® Ti Aiming Block Set Screw | Orthopaedic implant aiming guiding block | Orthopaedic implant aiming guiding block
Stryker GmbH | سويسرا | Switzerland | ME0000005447SFDAA00449 | Trauma & Extremities Instruments Screwdriver, Self-Holding, Extra Short | Reusable joint prosthesis implantation kit | Reusable joint prosthesis implantation kit
Stryker GmbH | سويسرا | Switzerland | ME0000005447SFDAA00445 | T2® Guide Wire Pusher | Orthopaedic implant inserter extractor | Orthopaedic implant inserter extractor
Stryker GmbH | سويسرا | Switzerland | ME0000005447SFDAA00441 | PRO Periosteal Elevator | Periosteal elevator | Periosteal elevator
Stryker GmbH | سويسرا | Switzerland | ME0000005447SFDAA00436 | AxSOS 3® Ti X-Ray Template Prox. Lat. Tibia Plate | Reusable surgical implant template | Reusable surgical implant template
Stryker GmbH | سويسرا | Switzerland | ME0000005447SFDAA00431 | AxSOS 3® Ti Silicone Mat, 240 x 230mm | Instrument tray | Instrument tray
Stryker GmbH | سويسرا | Switzerland | ME0000005447SFDAA00427 | AxSOS 3® Ti Proximal Lateral Humerus Insert | Instrument tray | Instrument tray
Stryker GmbH | سويسرا | Switzerland | ME0000005447SFDAA00423 | AxSOS 3® Ti Distal Anterolateral Tibia Plates Insert | Instrument tray | Instrument tray
SIGVARIS AG | سويسرا | Switzerland | ME0000005431SFDAA00022 | SIGVARIS Specialties Diabetic Compression Socks for Men and Women | Compression Stocking | Compression stockings are aids for compression therapy. The products are intended for long-term therapy and for compression and narrowing of the vein diameter. They are intended for multiple use and for application on the legs (calf, thigh, entire leg).
Peters Krizman | سويسرا | Switzerland | ME0000002695SFDAA00007 | LUCOVITAL– Anti Lice | Anti Lice Shampoo | Anti-lice shampoo | شامبو مضاد القمل
Peters Krizman | سويسرا | Switzerland | ME0000002695SFDAA00007 | LUCOVITAL– Anti Lice | Anti Lice Shampoo | Anti-lice shampoo | شامبو مضاد القمل
Stryker GmbH | سويسرا | Switzerland | ME0000005447SFDAA00438 | Gamma3® X-Ray Template | Reusable surgical implant template | Reusable surgical implant template
Stryker GmbH | سويسرا | Switzerland | ME0000005447SFDAA00442 | PRO Spiked Disk | Orthopaedic surgical procedure kit non-medicated | Orthopaedic surgical procedure kit non-medicated
Stryker GmbH | سويسرا | Switzerland | ME0000005447SFDAA00451 | SPS™ Repositioning forceps L410mm | Bone holding forceps. | Bone holding forceps.
Produits Dentaires SA | سويسرا | Switzerland | ME0000003429SFDAA00043 | Abrasive strips | Abrasive strips | Abrasive strips
Produits Dentaires SA | سويسرا | Switzerland | ME0000003429SFDAA00041 | Transparent strips | Transparent strips | Transparent strips
SIGVARIS AG | سويسرا | Switzerland | ME0000005431SFDAA00024 | SIGVARIS Essential COMFORTABLE comfort | Compression Stocking | Compression stockings are aids for compression therapy. The products are intended for long-term therapy and for compression and narrowing of the vein diameter. They are intended for multiple use and for application on the legs (calf, thigh, entire leg).
Zimmer GmbH | سويسرا | Switzerland | ME0000005795SFDAA00024 | Sirus, Ratchet Wrench, 11mm | Ratchet Wrench | Ratchet Wrench
Zimmer GmbH | سويسرا | Switzerland | ME0000005849SFDAA00001 | screw for 75.11.00-05 | screw | Screw used with Instruments
Zimmer GmbH | سويسرا | Switzerland | ME0000005850SFDAA00019 | inserter for screw hole plug | Plug Inserter | Screw Hole Plug Inserter
Stryker GmbH | سويسرا | Switzerland | ME0000005447SFDAA00474 | T2® Aposition-Ring | General internal orthopaedic fixation system implantation kit | General internal orthopaedic fixation system implantation kit
Stryker GmbH | سويسرا | Switzerland | ME0000005447SFDAA00454 | Variax® 2 Upper Tray, F&A | Reusable instrument tray | Reusable instrument tray
Stryker GmbH | سويسرا | Switzerland | ME0000005447SFDAA00470 | T2® Aiming Adapter | Reusable orthopaedic implant instrument adapter | Reusable orthopaedic implant instrument adapter
Stryker GmbH | سويسرا | Switzerland | ME0000005447SFDAA00466 | T2® Targeting Arm | Orthopaedic implant aiming arm | Orthopaedic implant aiming arm
Stryker GmbH | سويسرا | Switzerland | ME0000005447SFDAA00462 | AxSOS 3® TI - Lid | Reusable Instrument tray | Reusable Instrument tray
Stryker GmbH | سويسرا | Switzerland | ME0000005447SFDAA00458 | Variax® Insert Reduction Instruments, F&A | Reusable instrument tray | Reusable instrument tray
Stryker GmbH | سويسرا | Switzerland | ME0000005447SFDAA00475 | T2® Drill sleeve long | Reusable surgical drill guide | Reusable surgical drill guide
Stryker GmbH | سويسرا | Switzerland | ME0000005447SFDAA00471 | T2® Nail holding screw | Orthopaedic instrument surgical connector | Orthopaedic instrument surgical connector
Stryker GmbH | سويسرا | Switzerland | ME0000005447SFDAA00467 | T2® Screwdriver compression | Reusable surgical screwdriver | Reusable surgical screwdriver
Stryker GmbH | سويسرا | Switzerland | ME0000005447SFDAA00463 | T2® Tissue protection sleeve & drill guide | Reusable surgical drill guide | Reusable surgical drill guide
Stryker GmbH | سويسرا | Switzerland | ME0000005447SFDAA00459 | AxSOS 3® TI - Distal Lateral Femur Plates Insert | Reusable Instrument tray | Reusable Instrument tray
Stryker GmbH | سويسرا | Switzerland | ME0000005447SFDAA00455 | Variax® 2 Forceps | Bone holding forceps | Bone holding forceps
SIGVARIS AG | سويسرا | Switzerland | ME0000005431SFDAA00025 | SIGVARIS Specialties TRADITIONAL | Medical Compression Stocking | Compression stockings are aids for compression therapy. The products are intended for long-term therapy and for compression and narrowing of the vein diameter. They are intended for multiple use and for application on the legs (calf, thigh, entire leg).
Stryker GmbH | سويسرا | Switzerland | ME0000005447SFDAA00453 | Variax® 2 Labeling Clip | Reusable instrument tray | Reusable instrument tray
Stryker GmbH | سويسرا | Switzerland | ME0000005447SFDAA00457 | Variax® Joint distraction forceps | Bone holding forceps | Bone holding forceps
Stryker GmbH | سويسرا | Switzerland | ME0000005447SFDAA00461 | T2® Trocar long | Reusable orthopaedic trocar blade | Reusable orthopaedic trocar blade
Stryker GmbH | سويسرا | Switzerland | ME0000005447SFDAA00465 | PRO™ - Insert | Reusable Instrument tray | Reusable Instrument tray
Stryker GmbH | سويسرا | Switzerland | ME0000005447SFDAA00469 | T2® Nut | Orthopaedic bone nut | Orthopaedic bone nut
Stryker GmbH | سويسرا | Switzerland | ME0000005447SFDAA00473 | T2® Nail Adapter | Reusable orthopaedic instrument adaptor | Reusable orthopaedic instrument adaptor
Stryker GmbH | سويسرا | Switzerland | ME0000005447SFDAA00477 | T2® Instrument Tray | Reusable instrument tray | Reusable instrument tray
Stryker GmbH | سويسرا | Switzerland | ME0000005447SFDAA00478 | T2® Insertion wrench | Reusable surgical torque wrench | Reusable surgical torque wrench
Stryker GmbH | سويسرا | Switzerland | ME0000005447SFDAA00456 | AxSOS 3® TI - Aiming Block | Orthopaedic implant aiming,guiding block | Orthopaedic implant aiming,guiding block
Stryker GmbH | سويسرا | Switzerland | ME0000005447SFDAA00452 | Variax® 2 - Module | Reusable instrument tray | Reusable instrument tray
Stryker GmbH | سويسرا | Switzerland | ME0000005447SFDAA00460 | T2® X-Ray Template | Reusable surgical implant template | Reusable surgical implant template
Stryker GmbH | سويسرا | Switzerland | ME0000005447SFDAA00464 | AxSOS 3® TI - Titanium 5.0mm ORIF Instrument Insert | Reusable Instrument tray | Reusable Instrument tray
Stryker GmbH | سويسرا | Switzerland | ME0000005447SFDAA00468 | T2® Pin | Non bioabsorbable orthopaedic bone pin | Non bioabsorbable orthopaedic bone pin
Stryker GmbH | سويسرا | Switzerland | ME0000005447SFDAA00472 | T2® Aposition Handle | surgical instrument handle non torque | surgical instrument handle non torque
Stryker GmbH | سويسرا | Switzerland | ME0000005447SFDAA00476 | T2® Guide Wire Ruler | Reusable Medical ruler | Reusable Medical ruler
Stryker GmbH | سويسرا | Switzerland | ME0000005447SFDAA00483 | SPS™ Plate Rack with Lid | Surgical instrumen timplant rack | Surgical instrumen timplant rack
Stryker GmbH | سويسرا | Switzerland | ME0000005447SFDAA00480 | SPS™ Plastic Lid | Instrument tray | Instrument tray
AKZENTA INTERNATIONAL SA | سويسرا | Switzerland | ME0000006312SFDAA00001 | AKZENTA Top Cool Spray (COOL-AZ) | AKZENTA Top Cool Spray (COOL-AZ) | Cold Spray is suitable for quick freezing of foam pellets for vitality testing of teeth in dentistry.
Stryker GmbH | سويسرا | Switzerland | ME0000005447SFDAA00487 | PRO™ Splked Screw Inserter | Instrument tray | Instrument tray
Stryker GmbH | سويسرا | Switzerland | ME0000005447SFDAA00481 | SPS™ Tray Insert | Instrument tray | Instrument tray
Stryker GmbH | سويسرا | Switzerland | ME0000005447SFDAA00485 | AxSOS 3® TI Screw Rack | Instrument tray | Instrument tray
Stryker GmbH | سويسرا | Switzerland | ME0000005447SFDAA00484 | SPS™ Plastic Base | Instrument tray | Instrument tray
Stryker GmbH | سويسرا | Switzerland | ME0000005447SFDAA00488 | PRO™ Drill Sleeve | Orthopaedic implantation sleeve | Orthopaedic implantation sleeve
Stryker GmbH | سويسرا | Switzerland | ME0000005447SFDAA00482 | SPS™ Screw Rack with Lid | Surgical instrumen timplant rack | Surgical instrumen timplant rack
Stryker GmbH | سويسرا | Switzerland | ME0000005447SFDAA00486 | AxSOS 3® Aiming Block Set Screw | Orthopaedic implant aiming guiding block | Orthopaedic implant aiming guiding block
Produits Dentaires SA | سويسرا | Switzerland | ME0000003429SFDAA00044 | INTERDENTAL WOODEN WEDGES, CIC, assorted (4 sizes), box of 100 pieces | INTERDENTAL WOODEN WEDGES | INTERDENTAL WOODEN WEDGES
Produits Dentaires SA | سويسرا | Switzerland | ME0000003429SFDAA00046 | Disclosing Tablet | Disclosing Tablet | Disclosing Tablet
Produits Dentaires SA | سويسرا | Switzerland | ME0000003429SFDAA00045 | DENTAL FLOSS, NYLON WAXED | Prophylactic and hygiene | Dental floss
Stryker GmbH | سويسرا | Switzerland | ME0000005447SFDAA00490 | T2® Socket Wrench, Universal Joint | Reusable surgical torque wrench | Reusable surgical torque wrench
Stryker GmbH | سويسرا | Switzerland | ME0000005447SFDAA00492 | ReUnion® Tray | Reusable orthopaedic implantation sleeve | Reusable orthopaedic implantation sleeve
Stryker GmbH | سويسرا | Switzerland | ME0000005447SFDAA00491 | AxSOS® Depth Gauge | Reusable surgical depth gauge | Reusable surgical depth gauge
Stryker GmbH | سويسرا | Switzerland | ME0000005447SFDAA00489 | T2® Reduction Spoon | Orthopaedic bone reduction tool | Orthopaedic bone reduction tool
E.M.S. ELECTRO MEDICAL SYSTEMS S.A. | سويسرا | Switzerland | ME0000007100SFDAA00009 | Air- Flow -Classic Lemon Powder | Powder | powder is for use in dentistry with the EMS air polishing devices
SIGVARIS AG | سويسرا | Switzerland | ME0000005431SFDAA00020 | Specialties Arm Sleeve ADVANCE | Medical Compression Stocking | Compression stockings are aids for compression therapy. The products are intended for long-term therapy and for compression and narrowing of the vein diameter. | جوارب الضغط هي وسائل مساعدة للعلاج بالانضغاط. المنتجات مخصصة للعلاج طويل المدى والانضغاط وتضييق قطر الوريد
SIGVARIS AG | سويسرا | Switzerland | ME0000005431SFDAA00013 | SIGVARIS Magnide on / off | Donning and Doffing Aids | Magnide on / off is fabricated from innovative smooth, light material
E.M.S. Electro Medical Systems S.A. | سويسرا | Switzerland | ME0000000898SFDAA00001 | AIR-FLOW PLUS Prophylaxis Powder | AIR-FLOW PLUS Prophylaxis Powder | Intended to be used for subgingival application with the EMS air polishing devices.
Stryker GmbH | سويسرا | Switzerland | ME0000005447SFDAA00573 | AxSOS 3® Ti Double Drill Guide for Compr./Neutr. Ø3.2mm | Surgical drill guide, reusable | Reusable surgical drill guide
Stryker GmbH | سويسرا | Switzerland | ME0000005447SFDAA00577 | AxSOS 3® Ti Tag for Compression Plates 5mm | Instrument tray, reusable | Reusable instrument tray
Stryker GmbH | سويسرا | Switzerland | ME0000005447SFDAA00578 | ASNIS® MICRO CANNULATED SCREWDRIVER 2.0x93MM | Surgical screwdriver, reusable | Reusable surgical screwdriver
Stryker GmbH | سويسرا | Switzerland | ME0000005447SFDAA00571 | Asnis® III Cleaning Stylet | Surgical instrument/endoscope cleaning utensil, reusable | Reusable surgical instrument cleaning utensil
Stryker GmbH | سويسرا | Switzerland | ME0000005447SFDAA00575 | AxSOS 3® Ti Compression Plates Insert 5 mm | Instrument tray, reusable | Reusable instrument tray
Stryker GmbH | سويسرا | Switzerland | ME0000005447SFDAA00582 | ASNIS® MICRO CLEANING STYLET 0.8X120MM | Orthopaedic surgical procedure kit, non-medicated, reusable | Reusable non medicated orthopaedic surgical procedure kit
Stryker GmbH | سويسرا | Switzerland | ME0000005447SFDAA00581 | ASNIS® MICRO DOUBLE DRILL GUIDE | Surgical drill guide, reusable | Reusable surgical drill guide
Stryker GmbH | سويسرا | Switzerland | ME0000005447SFDAA00580 | ASNIS® MICRO HOLDING SLEEVE FOR 2.0MM SCREWS 2.0X59MM | Orthopaedic implantation sleeve, reusable | Reusable orthopaedic implantation sleeve
Stryker GmbH | سويسرا | Switzerland | ME0000005447SFDAA00572 | AxSOS 3® Ti Lid for 4,0mm Screw Rack | Instrument tray, reusable | Reusable instrument tray
Stryker GmbH | سويسرا | Switzerland | ME0000005447SFDAA00576 | AxSOS 3® Ti Tag for Titanium 5.0mm Screws | Instrument tray, reusable | Reusable instrument tray
SANKOM SA | سويسرا | Switzerland | ME0000013904SFDAA00015 | SANKOM | SHAPER | support lower back posture and reduce lower back muscles tension
SANKOM SA | سويسرا | Switzerland | ME0000013904SFDAA00014 | SANKOM | COMPRESSION SOCKS | improve blood circulation of lower limbs
Stryker GmbH | سويسرا | Switzerland | ME0000005447SFDAA00574 | AxSOS 3® Ti Insert Generic | Instrument tray, reusable | Reusable instrument tray
Stryker GmbH | سويسرا | Switzerland | ME0000005447SFDAA00579 | ASNIS® MICRO SOLID SCREWDRIVER 2.0x93MM | Surgical screwdriver, reusable | Reusable surgical screwdriver
Stryker GmbH | سويسرا | Switzerland | ME0000005447SFDAA00614 | Hoffmann® II Connecting Rod Compact MRI Ø5x150mm | External orthopaedic fixation system, reusable | Reusable external orthopaedic fixation system
Stryker GmbH | سويسرا | Switzerland | ME0000005447SFDAA00611 | Hoffmann® II Storage Case Base Compact MRI | Instrument tray, reusable | Reusable instrument tray
Stryker GmbH | سويسرا | Switzerland | ME0000005447SFDAA00608 | Hoffmann LRF™ Hexapod Strut Change-Out Caddy | Instrument tray, reusable | Reusable instrument tray
Stryker GmbH | سويسرا | Switzerland | ME0000005447SFDAA00604 | Hoffmann LRF™ Universal Hinge Strut – Extra Short | External orthopaedic fixation system, reusable | Reusable external orthopaedic fixation system
Stryker GmbH | سويسرا | Switzerland | ME0000005447SFDAA00600 | Hoffmann LRF™ Foot Ring | External orthopaedic fixation system, reusable | Reusable external orthopaedic fixation system
Stryker GmbH | سويسرا | Switzerland | ME0000005447SFDAA00590 | Hoffmann LRF™ Bone Transport Strut End Cap Ø7 x 9.5mm | External orthopaedic fixation system, single-use | Single use external orthopaedic fixation system
Stryker GmbH | سويسرا | Switzerland | ME0000005447SFDAA00584 | Hoffmann® II Spanner Wrench 7mm | Surgical torque wrench, reusable | Reusable surgical torque wrench
Stryker GmbH | سويسرا | Switzerland | ME0000005447SFDAA00588 | Hoffmann LRF™ Lengthening Ruler | External orthopaedic fixation system, single-use | Single use external orthopaedic fixation system
Stryker GmbH | سويسرا | Switzerland | ME0000005447SFDAA00592 | Hoffmann LRF™ Spherical Washer | Orthopaedic bone washer, non-sterile | Non sterile orthopaedic bone washer
Stryker GmbH | سويسرا | Switzerland | ME0000005447SFDAA00596 | T2® Instrument Tray | Instrument tray, reusable | Reusable instrument tray
Stryker GmbH | سويسرا | Switzerland | ME0000005447SFDAA00586 | Hoffmann® 3 Connecting Rod | External orthopaedic fixation system, reusable | Reusable external orthopaedic fixation system
Stryker GmbH | سويسرا | Switzerland | ME0000005447SFDAA00594 | T2® Nail Adapter | Orthopaedic implant/instrument adaptor, reusable | Reusable orthopaedic implant or instrument adaptor
Stryker GmbH | سويسرا | Switzerland | ME0000005447SFDAA00619 | DJD™ Guide for Half-pins | External orthopaedic fixation system, reusable | Reusable external orthopaedic fixation system
SANKOM SA | سويسرا | Switzerland | ME0000013904SFDAA00013 | BRA | SANKOM | support back posture, reduce neck and shoulder muscles tension
Stryker GmbH | سويسرا | Switzerland | ME0000005447SFDAA00589 | Hoffmann LRF™ Safety Clip (Bone Transport Strut) 13 x 12 x 2.5mm | External orthopaedic fixation system, single-use | Single use external orthopaedic fixation system
Stryker GmbH | سويسرا | Switzerland | ME0000005447SFDAA00593 | T2® Spanner 12 mm | Surgical torque wrench, reusable | Reusable surgical torque wrench
Stryker GmbH | سويسرا | Switzerland | ME0000005447SFDAA00583 | ASNIS® MICRO SCREW MARKER 22/10MM | Instrument tray, reusable | Reusable instrument tray
Stryker GmbH | سويسرا | Switzerland | ME0000005447SFDAA00587 | Hoffmann® 3 Tray Standard Components | Instrument tray, reusable | Reusable instrument tray
Stryker GmbH | سويسرا | Switzerland | ME0000005447SFDAA00591 | Hoffmann LRF™ Universal Joint | External orthopaedic fixation system, reusable | Reusable external orthopaedic fixation system
Stryker GmbH | سويسرا | Switzerland | ME0000005447SFDAA00595 | T2® Proximal Target Adapter | Orthopaedic implant/instrument adaptor, reusable | Reusable orthopaedic implant or instrument adaptor
Stryker GmbH | سويسرا | Switzerland | ME0000005447SFDAA00598 | Hoffmann LRF™ Tray | Instrument tray, reusable | Reusable instrument tray
Stryker GmbH | سويسرا | Switzerland | ME0000005447SFDAA00602 | Hoffmann LRF™ Slotted Plate 10 x 60 mm | External orthopaedic fixation system, reusable | Reusable external orthopaedic fixation system
Stryker GmbH | سويسرا | Switzerland | ME0000005447SFDAA00606 | Hoffmann LRF™ Adjustment Instrument | External orthopaedic fixation system, reusable | Reusable external orthopaedic fixation system
Stryker GmbH | سويسرا | Switzerland | ME0000005447SFDAA00612 | Hoffmann® II Storage Case Insert | Instrument tray, reusable | Reusable instrument tray
Stryker GmbH | سويسرا | Switzerland | ME0000005447SFDAA00617 | DJD™ Humeral Guide Screw Distractor II | Bone distraction forceps | Bone distraction forceps
Stryker GmbH | سويسرا | Switzerland | ME0000005447SFDAA00621 | EasyClip® Printed sterilisation tray | Instrument tray, reusable | Reusable instrument tray
Stryker GmbH | سويسرا | Switzerland | ME0000005447SFDAA00615 | Apex® Quick Release Chuck for Ø6mm Pins AO / Jacobs Fitting | Orthopaedic implant/instrument adaptor, reusable | Reusable orthopaedic implant or instrument adaptor
Stryker GmbH | سويسرا | Switzerland | ME0000005447SFDAA00599 | Hoffmann LRF™ Motor Strut | External orthopaedic fixation system, reusable | Reusable external orthopaedic fixation system
Stryker GmbH | سويسرا | Switzerland | ME0000005447SFDAA00603 | Hoffmann LRF™ Constrained Hinge Strut – Extra Short | External orthopaedic fixation system, reusable | Reusable external orthopaedic fixation system
Stryker GmbH | سويسرا | Switzerland | ME0000005447SFDAA00610 | Hoffmann® II Spanner Wrench Compact | Surgical torque wrench, reusable | Reusable surgical torque wrench
Stryker GmbH | سويسرا | Switzerland | ME0000005447SFDAA00613 | Hoffmann® II Storage Case Lid | Instrument tray, reusable | Reusable instrument tray
Stryker GmbH | سويسرا | Switzerland | ME0000005447SFDAA00607 | Hoffmann LRF™ Hexapod Generic Half Insert with Lid | Instrument tray, reusable | Reusable instrument tray
Stryker GmbH | سويسرا | Switzerland | ME0000005447SFDAA00597 | Hoffmann LRF™ Insert | External orthopaedic fixation system, reusable | Reusable external orthopaedic fixation system
Stryker GmbH | سويسرا | Switzerland | ME0000005447SFDAA00601 | Hoffmann LRF™ Hinge Bolt | External orthopaedic fixation system, reusable | Reusable external orthopaedic fixation system
Stryker GmbH | سويسرا | Switzerland | ME0000005447SFDAA00605 | Hoffmann LRF™ Rocker Shoe | External orthopaedic fixation system, reusable | Reusable external orthopaedic fixation system
Stryker GmbH | سويسرا | Switzerland | ME0000005447SFDAA00609 | Hoffmann® II Stabilisation / Reduction Wrench | External orthopaedic fixation system, reusable | Reusable external orthopaedic fixation system
Stryker GmbH | سويسرا | Switzerland | ME0000005447SFDAA00616 | DJD™ Humeral Drill Guide Distractor II | Bone distraction forceps | Bone distraction forceps
Stryker GmbH | سويسرا | Switzerland | ME0000005447SFDAA00620 | DJD™ Storage Case | Bone distraction forceps | Bone distraction forceps
Stryker GmbH | سويسرا | Switzerland | ME0000005447SFDAA00618 | DJD™ Humeral Guide Pointed Bar Distractor II | Bone distraction forceps | Bone distraction forceps
Stryker GmbH | سويسرا | Switzerland | ME0000005447SFDAA00622 | T2® Anterior Aiming Adapter | Orthopaedic implant/instrument adaptor, reusable | Reusable orthopaedic implant/instrument adaptor
Stryker GmbH | سويسرا | Switzerland | ME0000005447SFDAA00585 | Hoffmann® 3 5 Hole Pin Clamp, 2 Posts, 30° | External orthopaedic fixation system, reusable | Reusable external orthopaedic fixation system
Haag-Streit AG | سويسرا | Switzerland | ME0000004707SFDAA00016 | HS Carrying Systems for Surgical Microscopes | HS Carrying Systems | they are floor Stands.
NDD Medizintechnik AG | سويسرا | Switzerland | ME0000006871SFDAA00003 | FRC Barriette | Barriette | Barriette
Haag-Streit AG | سويسرا | Switzerland | ME0000004707SFDAA00015 | HS Hi-R SERIES | HS Surgical Microscope | It is a Surgical Microscope .
NDD Medizintechnik AG | سويسرا | Switzerland | ME0000006871SFDAA00002 | DLCO Barriette | Barriette | Barriette
MEDOS INTERNATIONAL SARL | سويسرا | Switzerland | ME0000000631SFDAA00508 | POWERED INSTRUMENTS EXPEDIUM® SYSTEM ELLIPTICAL HANDLE, RATCHETING, QUICK COUPLING | Neural Tissue Instruments | Neural Tissue Instruments
MEDOS INTERNATIONAL SARL | سويسرا | Switzerland | ME0000000631SFDAA00495 | EXPEDIUM™ SPINE SYSTEM PEEK ROD CASE | Neural Tissue Instruments | Neural Tissue Instruments
MEDOS INTERNATIONAL SARL | سويسرا | Switzerland | ME0000000631SFDAA00501 | EXPEDIUM™ SPINE SYSTEM TWO LEVEL CASE AND LID | Neural Tissue Instruments | Neural Tissue Instruments
MEDOS INTERNATIONAL SARL | سويسرا | Switzerland | ME0000000631SFDAA00507 | POWERED INSTRUMENTS EXPEDIUM® SINGLE LEAD TAP CADDY | Neural Tissue Instruments | Neural Tissue Instruments
MEDOS INTERNATIONAL SARL | سويسرا | Switzerland | ME0000000631SFDAA00504 | POWERED INSTRUMENTS EXPEDIUM® CASE FOR PED PREP, SCREW & SET SCREW INSERTION | Neural Tissue Instruments | Neural Tissue Instruments
MEDOS INTERNATIONAL SARL | سويسرا | Switzerland | ME0000000631SFDAA00505 | POWERED INSTRUMENTS EXPEDIUM® TRAY FOR PED PREP, SCREW & SETSCREW INSERTION | Neural Tissue Instruments | Neural Tissue Instruments
MEDOS INTERNATIONAL SARL | سويسرا | Switzerland | ME0000000631SFDAA00500 | COUGAR LS lateral cage system | Neural Tissue Instruments | Neural Tissue Instruments
MEDOS INTERNATIONAL SARL | سويسرا | Switzerland | ME0000000631SFDAA00498 | Spotlight Access system MICRODISCECTOMY CASE #2, TRAY 3 | Neural Tissue Instruments | Neural Tissue Instruments
MEDOS INTERNATIONAL SARL | سويسرا | Switzerland | ME0000000631SFDAA00506 | POWERED INSTRUMENTS EXPEDIUM® T-HANDLE, RATCHETING, QUICK COUPLING | Neural Tissue Instruments | Neural Tissue Instruments
MEDOS INTERNATIONAL SARL | سويسرا | Switzerland | ME0000000631SFDAA00506 | POWERED INSTRUMENTS EXPEDIUM® T-HANDLE, RATCHETING, QUICK COUPLING | Neural Tissue Instruments | Neural Tissue Instruments
MEDOS INTERNATIONAL SARL | سويسرا | Switzerland | ME0000000631SFDAA00503 | POWERED INSTRUMENTS EXPEDIUM® SYSTEM DOUBLE LEAD TAP CADDY | Neural Tissue Instruments | Neural Tissue Instruments
Polydentia SA | سويسرا | Switzerland | ME0000011841SFDAA00001 | Vista-Tech | Faceshield | Vista-Tec provides full facial protection of eye nose and mouth during dental procedures.
MEDOS INTERNATIONAL SARL | سويسرا | Switzerland | ME0000000631SFDAA00502 | EXPEDIUM OSTEOTOMY SET | Neural Tissue Instruments | Neural Tissue Instruments
Medos International SARL | سويسرا | Switzerland | ME0000000765SFDAA00024 | EXPEDIUM VERSE® SPINE SYSTEM POWER CORRECTION KEY INSERTER | Surgical Instrument | Intended for use in the Peripheral Nervous System only during spinal surgery to facilitate visualization of the neuroanatomy and disc space and to retract and reposition, probe and provide suction around the dural sac and nerve roots allowing safe passage of other spinal instrumentation and implants
Medos International SARL | سويسرا | Switzerland | ME0000000765SFDAA00006 | EXPEDIUM® Advance Reducer Body | Surgical Instrument | Intended for use in the Peripheral Nervous System only during spinal surgery to facilitate visualization of the neuroanatomy and disc space and to retract and reposition, probe and provide suction around the dural sac and nerve roots allowing safe passage of other spinal instrumentation and implants
Medos International SARL | سويسرا | Switzerland | ME0000000765SFDAA00001 | POWERED INSTRUMENTS EXPEDIUM SYSTEM SINGLE LEAD TAP, SHORT, QUICK COUPLING | Surgical Instrument | Intended for use in the Peripheral Nervous System only during spinal surgery to facilitate visualization of the neuroanatomy and disc space and to retract and reposition, probe and provide suction around the dural sac and nerve roots allowing safe passage of other spinal instrumentation and implants
Medos International SARL | سويسرا | Switzerland | ME0000000765SFDAA00033 | POWERED INSTRUMENTS EXPEDIUM SYSTEM POLY DRIVER, SLEEVE | Surgical Instrument | Intended for use in the Peripheral Nervous System only during spinal surgery to facilitate visualization of the neuroanatomy and disc space and to retract and reposition, probe and provide suction around the dural sac and nerve roots allowing safe passage of other spinal instrumentation and implants
Medos International SARL | سويسرا | Switzerland | ME0000000765SFDAA00025 | EXPEDIUM VERSE® SPINE SYSTEM POWER X25 INSERTER | Surgical Instrument | Intended for use in the Peripheral Nervous System only during spinal surgery to facilitate visualization of the neuroanatomy and disc space and to retract and reposition, probe and provide suction around the dural sac and nerve roots allowing safe passage of other spinal instrumentation and implants
Medos International SARL | سويسرا | Switzerland | ME0000000765SFDAA00026 | EXPEDIUM VERSE® ADVANCE REDUCER | Surgical Instrument | Intended for use in the Peripheral Nervous System only during spinal surgery to facilitate visualization of the neuroanatomy and disc space and to retract and reposition, probe and provide suction around the dural sac and nerve roots allowing safe passage of other spinal instrumentation and implants
Medos International SARL | سويسرا | Switzerland | ME0000000765SFDAA00004 | POWERED INSTRUMENTS EXPEDIUM SYSTEM T-HANDLE, RATCHETING, QUICK COUPLING | Surgical Instrument | Intended for use in the Peripheral Nervous System only during spinal surgery to facilitate visualization of the neuroanatomy and disc space and to retract and reposition, probe and provide suction around the dural sac and nerve roots allowing safe passage of other spinal instrumentation and implants
Medos International SARL | سويسرا | Switzerland | ME0000000765SFDAA00018 | POWERED INSTRUMENTS EXPEDIUM SYSTEM DOUBLE LEAD TAP, SHORT, QUICK COUPLING | Surgical Instrument | Intended for use in the Peripheral Nervous System only during spinal surgery to facilitate visualization of the neuroanatomy and disc space and to retract and reposition, probe and provide suction around the dural sac and nerve roots allowing safe passage of other spinal instrumentation and implants
Medos International SARL | سويسرا | Switzerland | ME0000000765SFDAA00016 | EXPEDIUM® SPINE SYSTEM DEROTATION FRAME MODULAR CLAMP | Surgical Instrument | Intended for use in the Peripheral Nervous System only during spinal surgery to facilitate visualization of the neuroanatomy and disc space and to retract and reposition, probe and provide suction around the dural sac and nerve roots allowing safe passage of other spinal instrumentation and implants
Medos International SARL | سويسرا | Switzerland | ME0000000765SFDAA00030 | POWERED INSTRUMENTS EXPEDIUM SYSTEM DRILL BIT, SHORT, QUICK COUPLING | Surgical Instrument | Intended for use in the Peripheral Nervous System only during spinal surgery to facilitate visualization of the neuroanatomy and disc space and to retract and reposition, probe and provide suction around the dural sac and nerve roots allowing safe passage of other spinal instrumentation and implants
MEDOS INTERNATIONAL SARL | سويسرا | Switzerland | ME0000000765SFDAA00017 | POWERED INSTRUMENTS EXPEDIUM SYSTEM DOUBLE LEAD TAP, LONG, QUICK COUPLING | Surgical Instrument | Intended for use in the Peripheral Nervous System only during spinal surgery to facilitate visualization of the neuroanatomy and disc space and to retract and reposition, probe and provide suction around the dural sac and nerve roots allowing safe passage of other spinal instrumentation and implants
MEDOS INTERNATIONAL SARL | سويسرا | Switzerland | ME0000000765SFDAA00002 | POWERED INSTRUMENTS EXPEDIUM SYSTEM SINGLE LEAD TAP, MEDIUM, QUICK COUPLING | Surgical Instrument | Intended for use in the Peripheral Nervous System only during spinal surgery to facilitate visualization of the neuroanatomy and disc space and to retract and reposition, probe and provide suction around the dural sac and nerve roots allowing safe passage of other spinal instrumentation and implants
MEDOS INTERNATIONAL SARL | سويسرا | Switzerland | ME0000000765SFDAA00010 | EXPEDIUM® Advance OHS® Hex Adapter | Surgical Instrument | Intended for use in the Peripheral Nervous System only during spinal surgery to facilitate visualization of the neuroanatomy and disc space and to retract and reposition, probe and provide suction around the dural sac and nerve roots allowing safe passage of other spinal instrumentation and implants
MEDOS INTERNATIONAL SARL | سويسرا | Switzerland | ME0000000765SFDAA00015 | EXPEDIUM® SPINE SYSTEM DEROTATION FRAME HANDLE | Surgical Instrument | Intended for use in the Peripheral Nervous System only during spinal surgery to facilitate visualization of the neuroanatomy and disc space and to retract and reposition, probe and provide suction around the dural sac and nerve roots allowing safe passage of other spinal instrumentation and implants
MEDOS INTERNATIONAL SARL | سويسرا | Switzerland | ME0000000765SFDAA00003 | POWERED INSTRUMENTS EXPEDIUM SYSTEM ELLIPTICAL HANDLE, RATCHETING, QUICK COUPLING | Surgical Instrument | Intended for use in the Peripheral Nervous System only during spinal surgery to facilitate visualization of the neuroanatomy and disc space and to retract and reposition, probe and provide suction around the dural sac and nerve roots allowing safe passage of other spinal instrumentation and implants
MEDOS INTERNATIONAL SARL | سويسرا | Switzerland | ME0000000765SFDAA00019 | POWERED INSTRUMENTS EXPEDIUM SYSTEM DOUBLE LEAD TAP, MEDIUM, QUICK COUPLING | Surgical Instrument | Intended for use in the Peripheral Nervous System only during spinal surgery to facilitate visualization of the neuroanatomy and disc space and to retract and reposition, probe and provide suction around the dural sac and nerve roots allowing safe passage of other spinal instrumentation and implants
Medos International SARL | سويسرا | Switzerland | ME0000000765SFDAA00023 | EXPEDIUM VERSE® SPINE SYSTEM POWER FACILITATOR | Surgical Instrument | Intended for use in the Peripheral Nervous System only during spinal surgery to facilitate visualization of the neuroanatomy and disc space and to retract and reposition, probe and provide suction around the dural sac and nerve roots allowing safe passage of other spinal instrumentation and implants
Medos International SARL | سويسرا | Switzerland | ME0000000765SFDAA00014 | EXPEDIUM® SPINE SYSTEM DEROTATION FRAME | Surgical Instrument | Intended for use in the Peripheral Nervous System only during spinal surgery to facilitate visualization of the neuroanatomy and disc space and to retract and reposition, probe and provide suction around the dural sac and nerve roots allowing safe passage of other spinal instrumentation and implants
Medos International SARL | سويسرا | Switzerland | ME0000000765SFDAA00028 | POWERED INSTRUMENTS EXPEDIUM SYSTEM DRILL BIT, MEDIUM, QUICK COUPLING | Surgical Instrument | Intended for use in the Peripheral Nervous System only during spinal surgery to facilitate visualization of the neuroanatomy and disc space and to retract and reposition, probe and provide suction around the dural sac and nerve roots allowing safe passage of other spinal instrumentation and implants
Medos International SARL | سويسرا | Switzerland | ME0000000765SFDAA00020 | EXPEDIUM VERSE® SPINE SYSTEM POWER POLYAXIAL DRIVER, HANDLE | Surgical Instrument | Intended for use in the Peripheral Nervous System only during spinal surgery to facilitate visualization of the neuroanatomy and disc space and to retract and reposition, probe and provide suction around the dural sac and nerve roots allowing safe passage of other spinal instrumentation and implants
Medos International SARL | سويسرا | Switzerland | ME0000000765SFDAA00032 | POWERED INSTRUMENTS EXPEDIUM SYSTEM POLY DRIVER, SHAFT, QUICK COUPLING | Surgical Instrument | Intended for use in the Peripheral Nervous System only during spinal surgery to facilitate visualization of the neuroanatomy and disc space and to retract and reposition, probe and provide suction around the dural sac and nerve roots allowing safe passage of other spinal instrumentation and implants
Medos International SARL | سويسرا | Switzerland | ME0000000765SFDAA00011 | EXPEDIUM® Advance Manual Hex Adapter | Surgical Instrument | Intended for use in the Peripheral Nervous System only during spinal surgery to facilitate visualization of the neuroanatomy and disc space and to retract and reposition, probe and provide suction around the dural sac and nerve roots allowing safe passage of other spinal instrumentation and implants
Medos International SARL | سويسرا | Switzerland | ME0000000765SFDAA00031 | POWERED INSTRUMENTS EXPEDIUM SYSTEM POLY DRIVER, HANDLE | Surgical Instrument | Intended for use in the Peripheral Nervous System only during spinal surgery to facilitate visualization of the neuroanatomy and disc space and to retract and reposition, probe and provide suction around the dural sac and nerve roots allowing safe passage of other spinal instrumentation and implants
Medos International SARL | سويسرا | Switzerland | ME0000000765SFDAA00009 | EXPEDIUM® Advance Derotation Tube | Surgical Instrument | Intended for use in the Peripheral Nervous System only during spinal surgery to facilitate visualization of the neuroanatomy and disc space and to retract and reposition, probe and provide suction around the dural sac and nerve roots allowing safe passage of other spinal instrumentation and implants
MEDOS INTERNATIONAL SARL | سويسرا | Switzerland | ME0000000765SFDAA00021 | EXPEDIUM VERSE® SPINE SYSTEM POWER POLYAXIAL DRIVER, SHAFT | Surgical Instrument | Intended for use in the Peripheral Nervous System only during spinal surgery to facilitate visualization of the neuroanatomy and disc space and to retract and reposition, probe and provide suction around the dural sac and nerve roots allowing safe passage of other spinal instrumentation and implants
MEDOS INTERNATIONAL SARL | سويسرا | Switzerland | ME0000000765SFDAA00022 | EXPEDIUM VERSE® SPINE SYSTEM POWER POLYAXIAL DRIVER, SLEEVE | Surgical Instrument | Intended for use in the Peripheral Nervous System only during spinal surgery to facilitate visualization of the neuroanatomy and disc space and to retract and reposition, probe and provide suction around the dural sac and nerve roots allowing safe passage of other spinal instrumentation and implants
MEDOS INTERNATIONAL SARL | سويسرا | Switzerland | ME0000000765SFDAA00029 | EXPEDIUM® SPINE SYSTEM CASE AND TRAY GENERIC OUTER HALF LID | Surgical Instrument | Intended for use in the Peripheral Nervous System only during spinal surgery to facilitate visualization of the neuroanatomy and disc space and to retract and reposition, probe and provide suction around the dural sac and nerve roots allowing safe passage of other spinal instrumentation and implants
Medos International SARL | سويسرا | Switzerland | ME0000000765SFDAA00005 | POWERED INSTRUMENTS EXPEDIUM SYSTEM MONOAXIAL DRIVER, QUICK COUPLING | Surgical Instrument | Intended for use in the Peripheral Nervous System only during spinal surgery to facilitate visualization of the neuroanatomy and disc space and to retract and reposition, probe and provide suction around the dural sac and nerve roots allowing safe passage of other spinal instrumentation and implants
MEDOS INTERNATIONAL SARL | سويسرا | Switzerland | ME0000000765SFDAA00034 | POWERED INSTRUMENTS EXPEDIUM SYSTEM DRILL BIT, LONG, QUICK COUPLING | Surgical Instrument | Intended for use in the Peripheral Nervous System only during spinal surgery to facilitate visualization of the neuroanatomy and disc space and to retract and reposition, probe and provide suction around the dural sac and nerve roots allowing safe passage of other spinal instrumentation and implants
Institut Straumann AG | سويسرا | Switzerland | ME0000015199SFDAA00101 | NNC Analog for Solid abutment | Dental Implant Analog | Dental Implant Analog
Institut Straumann AG | سويسرا | Switzerland | ME0000015199SFDAA00093 | WN Analog for Solid Abutment 048.546, L 17.5mm, brown, Al | Dental Implant Analog | Dental Implant Analog
Institut Straumann AG | سويسرا | Switzerland | ME0000015199SFDAA00084 | RN Analog for Solid Abutment 048.540, L 14.3mm, yellow, Al | Dental Implant Analog | Dental Implant Analog
Institut Straumann AG | سويسرا | Switzerland | ME0000015199SFDAA00069 | Analog for bar abutment 8°, L 20mm, stainless steel | Dental Implant Analog | Dental Implant Analog
Institut Straumann AG | سويسرا | Switzerland | ME0000015199SFDAA00097 | WT Repositionable Implant Analog, stainless steel | Dental Implant Analog | Dental Implant Analog
Institut Straumann AG | سويسرا | Switzerland | ME0000015199SFDAA00089 | SC Implant Analog, L 12mm, TAN | Dental Implant Analog | Dental Implant Analog
Institut Straumann AG | سويسرا | Switzerland | ME0000015199SFDAA00085 | RN Analog for Solid Abutment 048.542, L 17.3mm, blue, Al | Dental Implant Analog | Dental Implant Analog
Institut Straumann AG | سويسرا | Switzerland | ME0000015199SFDAA00081 | RB Implant Analog, L 12mm, TAN | Dental Implant Analog | Dental Implant Analog
Institut Straumann AG | سويسرا | Switzerland | ME0000015199SFDAA00077 | NN Analog, L 14mm, stainless steel | Dental Implant Analog | Dental Implant Analog
Institut Straumann AG | سويسرا | Switzerland | ME0000015199SFDAA00073 | Analog, palatal implant, Ø 4.8mm, L 13mm, stainless steel | Dental Implant Analog | Dental Implant Analog
Institut Straumann AG | سويسرا | Switzerland | ME0000015199SFDAA00113 | WB Repositionable Implant Analog | Dental Implant Analog | Dental Implant Analog
Institut Straumann AG | سويسرا | Switzerland | ME0000015199SFDAA00109 | Repositionable Implant Analog RC | Dental Implant Analog | Dental Implant Analog
Institut Straumann AG | سويسرا | Switzerland | ME0000015199SFDAA00105 | Repositionable Analog | Dental Implant Analog | Dental Implant Analog
Institut Straumann AG | سويسرا | Switzerland | ME0000015199SFDAA00096 | WT Implant Analog, L 12mm, TAN | Dental Implant Analog | Dental Implant Analog
Institut Straumann AG | سويسرا | Switzerland | ME0000015199SFDAA00088 | RT Repositionable Implant Analog, stainless steel | Dental Implant Analog | Dental Implant Analog
Institut Straumann AG | سويسرا | Switzerland | ME0000015199SFDAA00092 | WN Analog for Solid Abutment 048.545, L 16mm, green, Al | Dental Implant Analog | Dental Implant Analog
Institut Straumann AG | سويسرا | Switzerland | ME0000015199SFDAA00076 | NC Bone Level Implant Analog, L 12mm, Ti | Dental Implant Analog | Dental Implant Analog
Institut Straumann AG | سويسرا | Switzerland | ME0000015199SFDAA00072 | Analog for RN synOcta®, L 12mm, grey w. red stripe, stainless steel | Dental Implant Analog | Dental Implant Analog
Institut Straumann AG | سويسرا | Switzerland | ME0000015199SFDAA00080 | NT Repositionable Implant Analog, stainless steel | Dental Implant Analog | Dental Implant Analog
Institut Straumann AG | سويسرا | Switzerland | ME0000015199SFDAA00106 | Repositionable Implant Analog CI RD | Dental Implant Analog | Dental Implant Analog
Institut Straumann AG | سويسرا | Switzerland | ME0000015199SFDAA00110 | Repositionable Implant Analog RN | Dental Implant Analog | Dental Implant Analog
Institut Straumann AG | سويسرا | Switzerland | ME0000015199SFDAA00102 | RB Repositionable Implant Analog | Dental Implant Analog | Dental Implant Analog
Institut Straumann AG | سويسرا | Switzerland | ME0000015199SFDAA00098 | Analog for Screw-retained Abutment | Dental Implant Analog | Dental Implant Analog
Institut Straumann AG | سويسرا | Switzerland | ME0000015199SFDAA00071 | Analog for RN bar constructions w. synOcta® 1.5, L 11.5mm, stainless steel | Dental Implant Analog | Dental Implant Analog
Institut Straumann AG | سويسرا | Switzerland | ME0000015199SFDAA00075 | EO Conical implant analog, Ø 3.5mm, L 18mm, stainless steel | Dental Implant Analog | Dental Implant Analog
Institut Straumann AG | سويسرا | Switzerland | ME0000015199SFDAA00079 | NT Implant Analog, L 12mm, TAN | Dental Implant Analog | Dental Implant Analog
Institut Straumann AG | سويسرا | Switzerland | ME0000015199SFDAA00083 | RN Analog for Solid Abutment 048.541, L 15.8mm, grey, Al | Dental Implant Analog | Dental Implant Analog
Institut Straumann AG | سويسرا | Switzerland | ME0000015199SFDAA00087 | RT Implant Analog, L 12mm, TAN | Dental Implant Analog | Dental Implant Analog
Institut Straumann AG | سويسرا | Switzerland | ME0000015199SFDAA00095 | WN synOcta® Analog, L 12mm, stainless steel | Dental Implant Analog | Dental Implant Analog
Institut Straumann AG | سويسرا | Switzerland | ME0000015199SFDAA00112 | SC Repositionable Implant Analog | Dental Implant Analog | Dental Implant Analog
Institut Straumann AG | سويسرا | Switzerland | ME0000015199SFDAA00108 | Repositionable Implant Analog NN | Dental Implant Analog | Dental Implant Analog
Institut Straumann AG | سويسرا | Switzerland | ME0000015199SFDAA00104 | RD Implant Analog | Dental Implant Analog | Dental Implant Analog
Institut Straumann AG | سويسرا | Switzerland | ME0000015199SFDAA00100 | ND Implant Analog | Dental Implant Analog | Dental Implant Analog
Institut Straumann AG | سويسرا | Switzerland | ME0000015199SFDAA00091 | WB Implant Analog L 12mm, TAN | Dental Implant Analog | Dental Implant Analog
Institut Straumann AG | سويسرا | Switzerland | ME0000015199SFDAA00090 | Shoulder Analog for WN Solid Abutment, L 10mm, Al | Dental Implant Analog | Dental Implant Analog
Institut Straumann AG | سويسرا | Switzerland | ME0000015199SFDAA00074 | CI RD Repositionable Implant Analog and Sleeve, stainless steel/POM | Dental Implant Analog | Dental Implant Analog
Institut Straumann AG | سويسرا | Switzerland | ME0000015199SFDAA00070 | Analog for individualized RN Solid Abutments 2 pieces, PPS/brass | Dental Implant Analog | Dental Implant Analog
Institut Straumann AG | سويسرا | Switzerland | ME0000015199SFDAA00078 | NNC Implant analog, L 12.5mm, Ti | Dental Implant Analog | Dental Implant Analog
Institut Straumann AG | سويسرا | Switzerland | ME0000015199SFDAA00082 | RC Bone Level Implant Analog, L 12mm, Ti | Dental Implant Analog | Dental Implant Analog
Institut Straumann AG | سويسرا | Switzerland | ME0000015199SFDAA00086 | RN synOcta® Analog, one-part, for bar constructions, L 12.5mm, Al | Dental Implant Analog | Dental Implant Analog
Institut Straumann AG | سويسرا | Switzerland | ME0000015199SFDAA00094 | WN Implant Analog for synOcta® Abutment, abutment level, straight 0°, Ø6.5mm, stainless steel | Dental Implant Analog | Dental Implant Analog
Institut Straumann AG | سويسرا | Switzerland | ME0000015199SFDAA00107 | Repositionable Implant Analog NC | Dental Implant Analog | Dental Implant Analog
Institut Straumann AG | سويسرا | Switzerland | ME0000015199SFDAA00099 | NC Implant Analog | Dental Implant Analog | Dental Implant Analog
Institut Straumann AG | سويسرا | Switzerland | ME0000015199SFDAA00111 | Repositionable Implant Analog WN | Dental Implant Analog | Dental Implant Analog
Institut Straumann AG | سويسرا | Switzerland | ME0000015199SFDAA00103 | RC Implant Analog | Dental Implant Analog | Dental Implant Analog
Synthes GmbH | سويسرا | Switzerland | ME0000000735SFDAA01725 | Vario Case™ f/LCP Small Fragm. | Case | The Cases for Trauma/CMF devices and their components are noninvasive reusable devices. Cases are intended to store Instruments and Implants.
Accuratus AG | سويسرا | Switzerland | ME0000019257SFDAA00001 | Subtilis ® Retractor 28 | Surgical Instruments | Surgical Instruments
Accuratus AG | سويسرا | Switzerland | ME0000019256SFDAA00002 | Subtilis ® Pelvis Lever 38cm | Surgical Instruments | Surgical Instruments
Accuratus AG | سويسرا | Switzerland | ME0000019258SFDAA00001 | Subtilis ® Bone Lever 22 Long | Surgical Instruments | Surgical Instruments
Zimmer GmbH | سويسرا | Switzerland | ME0000014772SFDAA00008 | Drill bit | Orthopedic Manual Surgical Instrument | drill bit, Ø 6 mm
Zimmer GmbH | سويسرا | Switzerland | ME0000014772SFDAA00003 | Chisel for cement extraction | Manual Surgical Instrument For General Use | Chisel for cement extraction 11.5/400 mm, positive
Samarit Medical AG | سويسرا | Switzerland | ME0000022826SFDAA00001 | Samarit Transglide | Patient transfer | Patient transfer board
Harald Nordin SA | سويسرا | Switzerland | ME0000001354SFDAA00003 | Dental Screw Post | Post | Dental Post
Harald Nordin SA | سويسرا | Switzerland | ME0000001345SFDAA00002 | Glassix+Plus | Post | Dental Post
Harald Nordin SA | سويسرا | Switzerland | ME0000001350SFDAA00012 | Nordin Screw Post | Post | Dental Posts
Samarit Medical AG | سويسرا | Switzerland | ME0000022826SFDAA00002 | Samarit Rollboard | board to transfer patient | Board to either push or pull the patient from one lateral surface to the other.
Institut Straumann AG | سويسرا | Switzerland | ME0000015199SFDAA00214 | RC Burn-out Coping | Burn-out Coping | Burn-out Coping
Institut Straumann AG | سويسرا | Switzerland | ME0000015199SFDAA00210 | NC Burn-out Coping | Burn-out Coping | Burn-out Coping
Institut Straumann AG | سويسرا | Switzerland | ME0000015199SFDAA00218 | WB Burn-out Coping | Burn-out Coping | Burn-out Coping
Institut Straumann AG | سويسرا | Switzerland | ME0000015199SFDAA00215 | RN Burn-out Coping | Burn-out Coping | Burn-out Coping
Institut Straumann AG | سويسرا | Switzerland | ME0000015199SFDAA00211 | NNC Burn-out Coping | Burn-out Coping | Burn-out Coping
Institut Straumann AG | سويسرا | Switzerland | ME0000015199SFDAA00219 | WN Burn-out Coping | Burn-out Coping | Burn-out Coping
Institut Straumann AG | سويسرا | Switzerland | ME0000015199SFDAA00220 | WT Burn-out Coping | Burn-out Coping | Burn-out Coping
Institut Straumann AG | سويسرا | Switzerland | ME0000015199SFDAA00212 | NT Burn-out Coping | Burn-out Coping | Burn-out Coping
Institut Straumann AG | سويسرا | Switzerland | ME0000015199SFDAA00216 | RT Burn-out Coping | Burn-out Coping | Burn-out Coping
Institut Straumann AG | سويسرا | Switzerland | ME0000015199SFDAA00217 | SC Burn-out Coping | Burn-out Coping | Burn-out Coping
Institut Straumann AG | سويسرا | Switzerland | ME0000015199SFDAA00209 | Burn-out Coping f. Variobase® | Burn-out Coping | Burn-out Coping
Institut Straumann AG | سويسرا | Switzerland | ME0000015199SFDAA00213 | RB/WB Burn-out Coping | Burn-out Coping | Burn-out Coping
Acino pharma AG | سويسرا | Switzerland | ME0000006497SFDAA00002 | MYOSPOTS | MYOSPOTS | Tongue Exercise Spots | هي أقراص لاصقة قابلة للتحلل تستخدم لتمرين عضلات اللسان وتدريب اللسان على رفع الحنك والراحة عليه
Radiometer Basel AG | سويسرا | Switzerland | ME0000002568SFDAA00001 | TCM5 Calibration Gas | TCM5 Calibration Gas
Synthes GmbH | سويسرا | Switzerland | ME0000000735SFDAA00067 | Handle | N/A | Fixation instruments for the spine
Cilag GmbH International Advanced Sterilization Products | سويسرا | Switzerland | ME0000000695SFDAA00001 | Tyvek® Heat Seal Pouch with STERRAD® Chemical Indicator | Heat Seal Pouch
Synthes GmbH | سويسرا | Switzerland | ME0000000735SFDAA00349 | Cleaning Brush 2.1mm | Cleaning Brush
Synthes GmbH | سويسرا | Switzerland | ME0000000735SFDAA00351 | Cleaning Stylet 2.0mm | Slender medical probe
Synthes GmbH | سويسرا | Switzerland | ME0000000735SFDAA00359 | Vario Case Framing w Nuts 1 1 height 88mm | Case Set for the instruments
Synthes GmbH | سويسرا | Switzerland | ME0000000735SFDAA00375 | Vario Case Framing w Bottom 1 2 88mm | Case Set for the instruments
Cilag GmbH International Advanced Sterilization Products | سويسرا | Switzerland | ME0000000695SFDAA00004 | APTIMAX Instrument Tray | Instrument Tray
Synthes GmbH | سويسرا | Switzerland | ME0000000735SFDAA00399 | Vario Case f Periprosthetic Fract Impl | Reusable sterilization instruments container
Stryker GmbH | سويسرا | Switzerland | ME0000004593SFDAA00001 | Hoffman II Semi-Circular Curved Rod | Hoffmann II & Hoffman II Compact
SWISSLASTIC AG ST. GALLEN | سويسرا | Switzerland | ME0000004596SFDAA00001 | VENOSAN® AES | Anti-embolism stockings
SWISSLASTIC AG ST. GALLEN | سويسرا | Switzerland | ME0000004596SFDAA00002 | VENOSAN® AES | Anti-embolism stockings
SWISSLASTIC AG ST. GALLEN | سويسرا | Switzerland | ME0000004596SFDAA00003 | VENOSAN® AES | Anti-embolism stockings
Stryker GmbH | سويسرا | Switzerland | ME0000004593SFDAA00002 | Hoffman II Semi-Circular Curved Rod | Hoffmann II & Hoffman II Compact
Stryker GmbH | سويسرا | Switzerland | ME0000004593SFDAA00003 | Hoffman II Connecting Rod | Hoffmann II & Hoffman II Compact
Stryker GmbH | سويسرا | Switzerland | ME0000004593SFDAA00004 | Hoffman II Connecting Rod | Hoffmann II & Hoffman II Compact
Schaerer Medical AG | سويسرا | Switzerland | ME0000000245SFDAA00003 | schaerer arcus | Operating Table
ALCON GRIESHABER AG | سويسرا | Switzerland | ME0000004718SFDAA00001 | MONARCH II Loading Forceps | IOL Handling Forceps
ALCON GRIESHABER AG | سويسرا | Switzerland | ME0000004718SFDAA00025 | Revolution Handle | Ophthalmic surgical instrument handle, manual
ALCON GRIESHABER AG | سويسرا | Switzerland | ME0000004718SFDAA00026 | RENAISSANCE® Advanced Handle | Ophthalmic surgical instrument handle, manual
ALCON GRIESHABER AG | سويسرا | Switzerland | ME0000004718SFDAA00027 | Sutherland Handle NG | Ophthalmic surgical instrument handle, manual
ALCON GRIESHABER AG | سويسرا | Switzerland | ME0000004718SFDAA00028 | RENAISSANCE® Handle NG | Ophthalmic surgical instrument handle, manual
Sirona Dental Systems GmbH | سويسرا | Switzerland | ME0000005342SFDAA00001 | CEREC Guide Pilot Drill Keys 2.0 | Cerec Guide 2
SIGVARIS AG | سويسرا | Switzerland | ME0000000398SFDAA00001 | TRAVENO | Medical compression stockings |  | جوارب للسفر
OSCIMED SA | سويسرا | Switzerland | ME0000007912SFDAA00001 | Orthopaedic Cast cutter saw | Cast cutter saw
Synthes GmbH | سويسرا | Switzerland | ME0000000735SFDAA01211 | Vario Case f LCP DHS Basic InstrSet | Reusable sterilization instruments container
SIGVARIS AG | سويسرا | Switzerland | ME0000000398SFDAA00002 | ADVANCE | Arm Sleeves
SIGVARIS AG | سويسرا | Switzerland | ME0000000398SFDAA00003 | TRADITIONAL | Arm Sleeves
SIGVARIS AG | سويسرا | Switzerland | ME0000000398SFDAA00004 | TRADITIONAL | Arm Sleeves
Zimmer Surgical SA | سويسرا | Switzerland | ME0000001916SFDAA00027 | Un¡versal 1/4" (6.35mm) Key Chuck Drill Modutar Coup¡ing W/Key | Universal Key Chuck Modular Coupling
Zimmer GmbH | سويسرا | Switzerland | ME0000001914SFDAA00173 | ASHCOM Shoulder, removal fork | ASHCOM Shoulder, removal fork
Zimmer GmbH | سويسرا | Switzerland | ME0000001914SFDAA00174 | ASHCOM Shoulder, bearing removal tool | ASHCOM Shoulder, bearing removal tool
Zimmer GmbH | سويسرا | Switzerland | ME0000001914SFDAA00175 | ASHCOM Shoulder, instrument case | Shoulder instrument Case
Zimmer GmbH | سويسرا | Switzerland | ME0000001914SFDAA00176 | ASHCOM Shoulder, reamer guide | ASHCOM Shoulder reamer guide
Zimmer GmbH | سويسرا | Switzerland | ME0000001914SFDAA00177 | ASHCOM Shoulder, stem inserter | ASHCOM Shoulder, stem inserter
Zimmer GmbH | سويسرا | Switzerland | ME0000001914SFDAA00178 | ASHCOM Shoulder, stem inserter screw | ASHCOM Shoulder, stem inserter screw
Zimmer GmbH | سويسرا | Switzerland | ME0000001914SFDAA00179 | ASHCOM Shoulder, tray assembly block | ASHCOM Shoulder, tray assembly block
Zimmer GmbH | سويسرا | Switzerland | ME0000001914SFDAA00180 | ASHCOM Shoulder, impactor | ASHCOM Shoulder, impactor
Zimmer GmbH | سويسرا | Switzerland | ME0000001914SFDAA00181 | ZNN, CMN, lag screw extraction instrument | ZNN, CMN lag screw extraction instrument
Produits Dentaires S.A | سويسرا | Switzerland | ME0000009128SFDAA00001 | ''MAP'' SYSTEM, Intro Kit (3 needle-kit) | MAP System
Produits Dentaires S.A | سويسرا | Switzerland | ME0000009128SFDAA00002 | ''MAP'' SYSTEM, Surgical Kit (6 needle-kit) | MAP System
Produits Dentaires S.A | سويسرا | Switzerland | ME0000009128SFDAA00003 | 'MAP'' SYSTEM, Universal Kit (5 needle-kit) | MAP System
Derungs Licht AG | سويسرا | Switzerland | ME0000009154SFDAA00001 | VISIANO 10-1 P S10 | Examination Light
STRYKER SPINE SA | سويسرا | Switzerland | ME0000006670SFDAA00001 | Xia® 3 System - Serrato™ Polyaxial Screwdriver | Xia® 3 System - Serrato™ Polyaxial Screwdriver
STRYKER SPINE SA | سويسرا | Switzerland | ME0000006670SFDAA00002 | Xia® 3 System - Serrato™ Polyaxial Screw Caddy | Xia® 3 System - Serrato™ Polyaxial Screw Caddy
STRYKER SPINE SA | سويسرا | Switzerland | ME0000006670SFDAA00003 | Xia® 3 System - Serrato™ Polyaxial Screw Tray | Xia® 3 System - Serrato™ Polyaxial Screw Tray
STRYKER SPINE SA | سويسرا | Switzerland | ME0000006670SFDAA00004 | XIA® 3 TAB REMOVER | XIA® 3 TAB REMOVER
STRYKER SPINE SA | سويسرا | Switzerland | ME0000006670SFDAA00005 | Xia® 3 System - Serrato™ Reduction Screw Caddy | Xia® 3 System - Serrato™ Reduction Screw Caddy
STRYKER SPINE SA | سويسرا | Switzerland | ME0000006670SFDAA00006 | Xia® 3 System - Serrato™ Reduction Screw Tray | Xia® 3 System - Serrato™ Reduction Screw Tray
STRYKER SPINE SA | سويسرا | Switzerland | ME0000006670SFDAA00007 | Xia® 3 System - Serrato™ Rod Caddy | Xia® 3 System - Serrato™ Rod Caddy
STRYKER SPINE SA | سويسرا | Switzerland | ME0000006670SFDAA00008 | Xia® 3 System - Serrato™ Blocker Caddy | Xia® 3 System - Serrato™ Blocker Caddy
STRYKER SPINE SA | سويسرا | Switzerland | ME0000006670SFDAA00009 | Xia® 3 System - Serrato™ Cross Connector Caddy | Xia® 3 System - Serrato™ Cross Connector Caddy
STRYKER SPINE SA | سويسرا | Switzerland | ME0000006670SFDAA00010 | Xia® 3 System - Serrato™ Auxiliary Instrument Tray | Xia® 3 System - Serrato™ Auxiliary Instrument Tray
STRYKER SPINE SA | سويسرا | Switzerland | ME0000006670SFDAA00011 | VBOSS GRAFT IMPACTOR | VBOSS GRAFT IMPACTOR
STRYKER SPINE SA | سويسرا | Switzerland | ME0000006670SFDAA00012 | VLIFT CONTAINER | VLIFT CONTAINER
STRYKER SPINE SA | سويسرا | Switzerland | ME0000006670SFDAA00013 | VLIFT EXPANDER | VLIFT EXPANDER
STRYKER SPINE SA | سويسرا | Switzerland | ME0000006670SFDAA00014 | VLIFT INSIDE SHAFT | VLIFT INSIDE SHAFT
STRYKER SPINE SA | سويسرا | Switzerland | ME0000006670SFDAA00015 | VLIFT SCREWDRIVER | VLIFT SCREWDRIVER
STRYKER SPINE SA | سويسرا | Switzerland | ME0000006670SFDAA00016 | VLIFT ENDCAP REMOVER | VLIFT ENDCAP REMOVER
STRYKER SPINE SA | سويسرا | Switzerland | ME0000006670SFDAA00017 | VLIFT ENDCAP IMPACTOR | VLIFT ENDCAP IMPACTOR
Stryker GmbH | سويسرا | Switzerland | ME0000004593SFDAA00005 | Angled Ball Spike | PRO System Angled Ball Spike
Stryker GmbH | سويسرا | Switzerland | ME0000004593SFDAA00006 | Stainless Steel Straight Post | Hoffmann II
Stryker GmbH | سويسرا | Switzerland | ME0000004593SFDAA00007 | Stainless Steel Straight Post | Hoffmann II Compact
Stryker GmbH | سويسرا | Switzerland | ME0000004593SFDAA00008 | Stainless Steel Angled Post | Hoffmann II
Styker GmbH | سويسرا | Switzerland | ME0000009233SFDAA00001 | Stainless Steel 30 degrees Angled Post | Hoffmann II Compact
Stryker GmbH | سويسرا | Switzerland | ME0000004593SFDAA00009 | Rod to Rod Coupling | Hoffmann II Compact
Stryker GmbH | سويسرا | Switzerland | ME0000004593SFDAA00010 | Rod To Rod Coupling | Hoffmann II
Stryker GmbH | سويسرا | Switzerland | ME0000004593SFDAA00011 | 4 Hole Peri articular Pin Clamp | Hoffmann II Compact
Stryker GmbH | سويسرا | Switzerland | ME0000004593SFDAA00012 | Semi Circular Curved Rod | Hoffmann II
Stryker GmbH | سويسرا | Switzerland | ME0000004593SFDAA00013 | Pin To Rod Coupling | Hoffmann II
Stryker GmbH | سويسرا | Switzerland | ME0000004593SFDAA00014 | Inverted Pin To Rod Coupling | Hoffmann II
Stryker GmbH | سويسرا | Switzerland | ME0000004593SFDAA00015 | 5 Hole Pin Clamp | Hoffmann II
Stryker GmbH | سويسرا | Switzerland | ME0000004593SFDAA00016 | 4 Hole Pin Clamp | Hoffmann II Compact
Mdd Company GmbH | سويسرا | Switzerland | ME0000007445SFDAA00001 | Dual Ended Cleaning Brush | Dual Ended Cleaning Brush
Mdd Company GmbH | سويسرا | Switzerland | ME0000007445SFDAA00002 | Endoscopic Protection Sponge | Endoscopic Protection Sponge
Mdd Company GmbH | سويسرا | Switzerland | ME0000007445SFDAA00003 | Poly Trap | Poly Trap
Mdd Company GmbH | سويسرا | Switzerland | ME0000007445SFDAA00004 | Dual Ended Cleaning Brush | Dual Ended Cleaning Brush
Mdd Company GmbH | سويسرا | Switzerland | ME0000007445SFDAA00005 | Biopsy Valve | Biopsy Valve
Mdd Company GmbH | سويسرا | Switzerland | ME0000007445SFDAA00006 | Oxygen Bite Block | Oxygen Bite Block
Mdd Company GmbH | سويسرا | Switzerland | ME0000007445SFDAA00007 | 3E CLEANER WM | 3E CLEANER WM
Mdd Company GmbH | سويسرا | Switzerland | ME0000007445SFDAA00008 | NEUTRAL CLEANER | NEUTRAL CLEANER
Mdd Company GmbH | سويسرا | Switzerland | ME0000007445SFDAA00009 | 3E CLEANER | 3E CLEANER
FKG Dentaire SA | سويسرا | Switzerland | ME0000009576SFDAA00001 | H Files | Endodontic instrument
FKG Dentaire SA | سويسرا | Switzerland | ME0000009576SFDAA00002 | K Files | Endodontic instrument
Wernli AG, Bandages | سويسرا | Switzerland | ME0000010562SFDAA00001 | wero Swiss lan | wero Swiss lan
POLYDENTIA SA | سويسرا | Switzerland | ME0000011782SFDAA00006 | Polydentia | Dental Interproximal Wedge
POLYDENTIA SA | سويسرا | Switzerland | ME0000011782SFDAA00007 | Quickmat Kit Deluxe | Dental Matrix retantion rings
POLYDENTIA SA | سويسرا | Switzerland | ME0000011782SFDAA00008 | Unica Anterior | Dental Steel Matrix
POLYDENTIA SA | سويسرا | Switzerland | ME0000011782SFDAA00009 | ID-Rings | Dental Accessories
Bien-Air Dental | سويسرا | Switzerland | ME0000012077SFDAA00001 | Bien-Air | Lubrifluid
Ascensia Diabetes Care Holdings AG | سويسرا | Switzerland | ME0000013127SFDAA00001 | Contour Diabetes app | Contour Diabetes app
Maillefer Instruments Holding Sarl | سويسرا | Switzerland | ME0000003435SFDAA00183 | Rubber Dam Instrument | Rubber dam punch
Maillefer Instruments Holding Sarl | سويسرا | Switzerland | ME0000003435SFDAA00184 | Dental Rubber Dam | Rubber Dam, latex
Maillefer Instruments Holding Sarl | سويسرا | Switzerland | ME0000003435SFDAA00185 | Rubber Dam Clamp | Rubber dam clamp
Maillefer Instruments Holding Sarl | سويسرا | Switzerland | ME0000003435SFDAA00186 | M-Access Hedstroem File | Endodontic File
Maillefer Instruments Holding Sarl | سويسرا | Switzerland | ME0000003435SFDAA00187 | Rubber Dam Kit | Rubber dam Kit
Maillefer Instruments Holding Sarl | سويسرا | Switzerland | ME0000003435SFDAA00188 | Rubber Dam Frame | Rubber dam frame
Maillefer Instruments Holding Sarl | سويسرا | Switzerland | ME0000003435SFDAA00189 | M-Access K-Flexofile | Endodontic File
Maillefer Instruments Holding Sarl | سويسرا | Switzerland | ME0000003435SFDAA00190 | Rubber Dam Forceps | Dental forceps, rubber dam clamp
Maillefer Instruments Holding Sarl | سويسرا | Switzerland | ME0000003435SFDAA00191 | Clean-Stand and Clean Stand large version | Instruments storage stand
Maillefer Instruments Holding Sarl | سويسرا | Switzerland | ME0000003435SFDAA00192 | Flexobend | File bending tool
Maillefer Instruments Holding Sarl | سويسرا | Switzerland | ME0000003435SFDAA00193 | Gauge for Gutta Percha Points and Gauge for Gutta Percha Points for Protaper Universal System | Measuring instrument for Gutta-Percha Points
Maillefer Instruments Holding Sarl | سويسرا | Switzerland | ME0000003435SFDAA00194 | M-Access K-Reamer | Endodontic Reamer
Maillefer Instruments Holding Sarl | سويسرا | Switzerland | ME0000003435SFDAA00195 | M-Access K-File | Endodontic File
Ivoclar Vivadent AG | سويسرا | Switzerland | ME0000011410SFDAA00001 | Mixing Tips short tapered Refill 15 | Intra oral Mixing Tips
Ivoclar Vivadent AG | سويسرا | Switzerland | ME0000011410SFDAA00002 | Virtual Refill Dispenser Manual 50 ml | Manual Dispenser
Ivoclar Vivadent AG | سويسرا | Switzerland | ME0000011410SFDAA00003 | Apexit Plus Intra Canal Tips | Intra Canal Tips
SANKOM® Switzerland | سويسرا | Switzerland | ME0000000926SFDAA00002 | SANKOM VEST WITH BRA INCOPRATED | SANKOM VEST WITH BRA SHAPER |  | صديري مع حمالة صدر مدمجة من نسيج مريح الارتداء لأنه من نسيج يسمح بدخول الهواء يساعد الوصول لوقفة مستقيمة صحيحة، يمنع / يقلل من الأم الظهر، يعطي مظهر أقل حجماً، رفع صحي للصدر
SANKOM® Switzerland | سويسرا | Switzerland | ME0000000926SFDAA00003 | SANKOM PATENT SHAPER - BAMBOO MATERIAL | SHAPER |  | مشد مريح الارتداء مصنوع من نسيج بامبو يتنفس. يستعيد مركز الاتزان في الجسم ويقلل الآم أسفل الظهر، يحد من مظهر السليوليت، يجعل البطن مسطحاً.
SANKOM® Switzerland | سويسرا | Switzerland | ME0000000926SFDAA00004 | SANKOM PATENT SHAPER - COOLING MATERIAL | SHAPER |  | مشد مريح الارتداء من نسيج مبرد يتنفس. يستعيد مركز الاتزان في الجسم ويقلل الآم اسفل الظهر، يحد من مظهر السليوليت، يجعل البطن مسطحاً.
KerrHawe SA | سويسرا | Switzerland | ME0000000928SFDAA00001 | Hawe Blue Adapt Sectional Matrix Kit | Hawe Adapt Sectional Matrix
MEDOS INTERNATIONAL SARL | سويسرا | Switzerland | ME0000000631SFDAA00114 | CODMAN CERTAS® Tool Kit | Adjust and confirm the performance setting of a Plus Programmable Valve
Cilag GmbH International Advanced Sterilization Products | سويسرا | Switzerland | ME0000000695SFDAA00002 | APTIMAX Instrument Tray Holders | Instrument Tray Holder
Cilag GmbH International Advanced Sterilization Products | سويسرا | Switzerland | ME0000000695SFDAA00003 | STERRAD Instrument Tray Mats | Instrument Tray Mats
Synthes GmbH | سويسرا | Switzerland | ME0000000735SFDAA00476 | Holding Clip f/Washers | Holding Clip | The Cases for Trauma/CMF devices and their components are non-invasive reusable devices. Cases are intended to store Instruments and Implants.
Synthes GmbH | سويسرا | Switzerland | ME0000000735SFDAA01252 | Vario Case™ f/Standard Instruments, LFN | Case
Synthes GmbH | سويسرا | Switzerland | ME0000000735SFDAA01291 | Vario Case™, size 1/1 , w/o Lid, w/o Contents | Case | Safe storage handling and sterilization of power tools.
Synthes GmbH | سويسرا | Switzerland | ME0000000735SFDAA01360 | Lid, f/No. 304.730T | Lid
Synthes GmbH | سويسرا | Switzerland | ME0000000735SFDAA01380 | Modular Tray f/Bending Pliers | Modular Tray
ME Medical AG | سويسرا | Switzerland | ME0000012813SFDAA00001 | Professional Clipper | Professional Razor
ME Medical AG | سويسرا | Switzerland | ME0000012813SFDAA00002 | Professional Clipper | Single-Use Universal
ME Medical AG | سويسرا | Switzerland | ME0000012813SFDAA00003 | Professional Clipper | Neuro Blade
Ebnat AG | سويسرا | Switzerland | ME0000009098SFDAA00002 | Nano-b Kids | Kids,Manual Toothbrush |  | فرشة أسنان للأطفال مطلية بالفضة
MEDOS INTERNATIONAL SARL | سويسرا | Switzerland | ME0000000631SFDAA00115 | VIPER PRIME™ COMPRESSOR DRIVER LEG | Neural Tissue Instruments
MEDOS INTERNATIONAL SARL | سويسرا | Switzerland | ME0000000631SFDAA00117 | VIPER PRIME™ INSTRUMENT CASE | Neural Tissue Instruments
MEDOS INTERNATIONAL SARL | سويسرا | Switzerland | ME0000000631SFDAA00118 | VIPER PRIME™ RATCHET T-HANDLE | Neural Tissue Instruments
MEDOS INTERNATIONAL SARL | سويسرا | Switzerland | ME0000000631SFDAA00119 | VIPER PRIME™ TAB BREAKER | Neural Tissue Instruments
MEDOS INTERNATIONAL SARL | سويسرا | Switzerland | ME0000000631SFDAA00120 | VIPER PRIME™ TORQUE HANDLE | Neural Tissue Instruments
MEDOS INTERNATIONAL SARL | سويسرا | Switzerland | ME0000000631SFDAA00121 | VIPER PRIME™ COUNTER TORQUE | Neural Tissue Instruments
MEDOS INTERNATIONAL SARL | سويسرا | Switzerland | ME0000000631SFDAA00122 | VIPER PRIME™ COMPRESSOR DRIVER, X25 | Neural Tissue Instruments
Cilag GmbH International Advanced Sterilization Products | سويسرا | Switzerland | ME0000000695SFDAA00005 | ACCESS Data Station | ASP ACCESS System
S&T AG | سويسرا | Switzerland | ME0000011879SFDAA00008 | MICROSURGICAL SCISSORS | Scissors | MICROSURGICAL SCISSORS
Synthes GmbH | سويسرا | Switzerland | ME0000000735SFDAA00041 | Extraction Module f/Screws 5.0 - 7.3mm | Extraction Module | The case and components are portable containers designed for safe storage, handling, and transportation of reusable surgical instruments and/ or implants between the operation, storage and central sterilization rooms
Synthes GmbH | سويسرا | Switzerland | ME0000000735SFDAA00042 | Washing Basket, 1/2, f/Battery Power Line II | Washing Basket | Safe storage handling and sterilization of power tools
Synthes GmbH | سويسرا | Switzerland | ME0000000735SFDAA00043 | Lid f/Washing Basket, size 1/2 | Lid | Safe storage, handling and sterilization of power tools
MEDOS INTERNATIONAL SARL | سويسرا | Switzerland | ME0000000631SFDAA00112 | EXPEDIUM OSTEOTOMY SET | Neural Tissue Instruments | Neural Tissue Instruments
MEDOS INTERNATIONAL SARL | سويسرا | Switzerland | ME0000000631SFDAA00113 | Spotlight Access system MICRODISCECTOMY CASE #2, TRAY 3 | Neural Tissue Instruments | the Peripheral Nervous System only during spinal surgery to facilitate visualization of the neuroanatomy and disc space and to retract and reposition, probe and provide suction around the dural sac and nerve roots allowing safe passage of other spinal instrumentation and implants
Synthes GmbH | سويسرا | Switzerland | ME0000000735SFDAA00044 | Modular Tray, Proximal Locking, f/TFNA, size 1/1 | Modular Tray | The case and components are portable containers designed for safe storage, handling , and transportation of reusable surgical instruments.
Synthes GmbH | سويسرا | Switzerland | ME0000000735SFDAA00045 | Modular Tray, Distal Locking & Extraction, f/TFNA, size 1/1 | Modular Tray | The case and components are portable containers designed for safe storage, handling , and transportation of reusable surgical instruments.
Synthes GmbH | سويسرا | Switzerland | ME0000000735SFDAA00046 | Modular Tray, percutaneous, f/TFNA, size 1/1, w/o Contents | Modular Tray | The case and components are portable containers designed for safe storage, handling, and transportation of reusable surgical instruments and/ or implants between the operation, storage and central sterilization rooms
Synthes GmbH | سويسرا | Switzerland | ME0000000735SFDAA00047 | Modular Tray, Opening, f/TFNA, size 1/1, w/o Contents | Modular Tray | The case and components are portable containers designed for safe storage, handling , and transportation of reusable surgical instruments.
Synthes GmbH | سويسرا | Switzerland | ME0000000735SFDAA00048 | Rack f/Locking Implants 4.9mm or 5.0mm, f/VC | Rack | The case and components are portable containers designed for safe storage, handling, and transportation of reusable surgical instruments and/ or implants between the operation, storage and central sterilization rooms
Synthes GmbH | سويسرا | Switzerland | ME0000000735SFDAA00049 | Modular Tray f/lnstruments f/ETN | Modular Tray | The case and components are portable containers designed for safe storage, handling, and transportation of reusable surgical instruments and/ or implants between the operation, storage and central sterilization rooms
Synthes GmbH | سويسرا | Switzerland | ME0000000735SFDAA00050 | Modular Tray f/Basic Instruments, f/Expert™ Nail | Modular Tray | The Cases for Trauma/CMF devices and their components are non-invasive reusable devices.
Synthes GmbH | سويسرا | Switzerland | ME0000000735SFDAA00051 | Modular Tray, f/Additional Instruments, f/Expert™ | Modular Tray | The Cases for Trauma/CMF devices and their components are non-invasive reusable devices
Synthes GmbH | سويسرا | Switzerland | ME0000000735SFDAA00052 | Modular Tray f/lnstruments, f/Expert™ Femoral Nails | Modular Tray | The Cases for Trauma/CMF devices and their components are non-invasive reusable devices.
Synthes GmbH | سويسرا | Switzerland | ME0000000735SFDAA00053 | Vario Case™ f/Expert™ f/LFNs | Case | The case and components are portable containers designed for safe storage, handling , and transportation of reusable surgical instruments.
Synthes GmbH | سويسرا | Switzerland | ME0000000735SFDAA00054 | Module f/Hip Screws 6.5mm | Module | The case and components are portable containers designed for safe storage, handling , and transportation of reusable surgical instruments.
Synthes GmbH | سويسرا | Switzerland | ME0000000735SFDAA00055 | Vario Case™ for Locking Implants | Case | The Cases for Trauma/CMF devices and their components are non-invasive reusable devices.
Synthes GmbH | سويسرا | Switzerland | ME0000000735SFDAA00056 | Vario Case™ f/LCP Large Fragm. Instr. Set+ Std Instr. Set | Case | The Cases and Components are portable containers designed for safe storage, handling, and transportation of reusable surgical instruments and/ or implants between the operating, storage and central sterilization rooms.
Synthes GmbH | سويسرا | Switzerland | ME0000000735SFDAA00057 | LCP Plate | N/A | Locking compression plates for osteosyhthesis in the hand
Synthes GmbH | سويسرا | Switzerland | ME0000000735SFDAA00058 | Modular Tray f/LCP Medial Prox. Tib. Pl. 4.5/5.0 | Tray | The Cases for Trauma/CMF devices and their components are non-invasive reusable devices.
Synthes GmbH | سويسرا | Switzerland | ME0000000735SFDAA00059 | Modular Insert, f/Modul. Scr. Rack, f/Scr. | Modular Insert | The Cases and Components are portable containers designed for safe storage, handling, and transportation of reusable surgical instruments and/ or implants between the operating, storage and central sterilization rooms.
Synthes GmbH | سويسرا | Switzerland | ME0000000735SFDAA00060 | Vario Case™ f/Periarticular Instruments, 1/1 | Case | The Cases and Components are portable containers designed for safe storage, handling, and transportation of reusable surgical instruments and/ or implants between the operating, storage and central sterilization rooms.
Synthes GmbH | سويسرا | Switzerland | ME0000000735SFDAA00061 | Insert f/Low Profile 3.5 Screw Set Stardrive® | Insert | The Cases for Trauma/CMF devices and their components are non-invasive reusable devices
Synthes GmbH | سويسرا | Switzerland | ME0000000735SFDAA00062 | Module Compact 1.5 Midface, 3/3, w/Lid | Module | The Cases for Trauma/CMF devices and their components are non-invasive reusable devices.
Synthes GmbH | سويسرا | Switzerland | ME0000000735SFDAA00063 | Module f/MatrixMANDIBLE Recon Screws, 3/3 | Module | The Cases for Trauma/CMF devices and their components are non-invasive reusable devices.
Synthes GmbH | سويسرا | Switzerland | ME0000000735SFDAA00064 | Instrument Tray MatrixMANDIBLE Recon, 3/3 | Tray | The Cases for Trauma/CMF devices and their components are non-invasive reusable devices.
Synthes GmbH | سويسرا | Switzerland | ME0000000735SFDAA00065 | Module f/MatrixMANDIBLE Recon Plates, 3/3 | Module | The Cases for Trauma/CMF devices and their components are non-invasive reusable devices.
Synthes GmbH | سويسرا | Switzerland | ME0000000735SFDAA00066 | Modular Tray, Size 1/1, f/TEN Instr.+ Implants | Tray | The Cases for Trauma/CMF devices and their components are non-invasive reusable devices. Cases are intended to store Instruments and Implants.
Synthes GmbH | سويسرا | Switzerland | ME0000000735SFDAA00068 | LCP 4.5/5.0 | N/A | Locking compression plates for osteosynthesis of large fragments bones
Synthes GmbH | سويسرا | Switzerland | ME0000000735SFDAA00069 | Modular Tray f/Small Fragment Preshaped LCP Plates | Modular Tray | The Cases and Components are portable containers designed for safe storage, handling, and transportation of reusable surgical instruments and/ or implants between the operating, storage and central sterilization rooms.
Synthes GmbH | سويسرا | Switzerland | ME0000000735SFDAA00070 | Modular Tray f/Small Fragment LCP Straight Plates | Modular Tray | The Cases and Components are portable containers designed for safe storage, handling, and transportation of reusable surgical instruments and/ or implants between the operating, storage and central sterilization rooms.
Synthes GmbH | سويسرا | Switzerland | ME0000000735SFDAA00071 | Modular Tray f/Small Fragment Basic Instruments | Modular Tray | The case and components are portable containers designed for safe storage, handling , and transportation of reusable surgical instruments.
Synthes GmbH | سويسرا | Switzerland | ME0000000735SFDAA00072 | Modular Tray f/Small Fragment Bending Instruments | Modular Tray | The Cases and Components are portable containers designed for safe storage, handling, and transportation of reusable surgical instruments and/ or implants between the operating, storage and central sterilization rooms.
Synthes GmbH | سويسرا | Switzerland | ME0000000735SFDAA00073 | Modular Tray f/Small Fragm. Reduction Instruments | Modular Tray | The Cases and Components are portable containers designed for safe storage, handling, and transportation of reusable surgical instruments and/ or implants between the operating, storage and central sterilization rooms.
Synthes GmbH | سويسرا | Switzerland | ME0000000735SFDAA00074 | Modular Tray f/Screw Insertion 3.5/4.0 | Modular Tray | The Cases and Components are portable containers designed for safe storage, handling, and transportation of reusable surgical instruments and/ or implants between the operating, storage and central sterilization rooms.
Synthes GmbH | سويسرا | Switzerland | ME0000000735SFDAA00075 | Rack f/Locking Scr. 5.0mm +Cortex Scr. 4.5mm | Rack | the cases and components are portable containers designed for safe storage handling and transportation of reusable surgical instruments
Synthes GmbH | سويسرا | Switzerland | ME0000000735SFDAA00076 | Screw Rack, size 1/2, w/Drawer, L 200mm | Rack | The case and components are portable containers designed for safe storage, handling , and transportation of reusable surgical instruments.
Synthes GmbH | سويسرا | Switzerland | ME0000000735SFDAA00077 | Modular Tray f/LCP Clavicular Hook Plates 3.5 | Modular Tray | the cases and components are portable containers designed for safe storage handling and transportation of reusable surgical instruments
Synthes GmbH | سويسرا | Switzerland | ME0000000735SFDAA00078 | Modular Tray f/LCP Superior Ant. Clavicle Plates | Modular Tray | the cases and components are portable containers designed for safe storage handling and transportation of reusable surgical instruments
Synthes GmbH | سويسرا | Switzerland | ME0000000735SFDAA00079 | Modular Tray f/Proximal Humerus Instruments | Modular Tray | the cases and components are portable containers designed for safe storage handling and transportation of reusable surgical instruments
Synthes GmbH | سويسرا | Switzerland | ME0000000735SFDAA00080 | Modular Tray f/General Instrument Set, transverse | Modular Tray | the cases and components are portable containers designed for safe storage handling and transportation of reusable surgical instruments
Synthes GmbH | سويسرا | Switzerland | ME0000000735SFDAA00081 | Lid f/Modular Tray, size 1/1 | Lid | The Cases for Trauma/CMF devices and their components are non-invasive reusable devices. Cases are intended to store Instruments and Implants
Synthes GmbH | سويسرا | Switzerland | ME0000000735SFDAA00082 | Modular Tray f/General Instrument Set, longitud. | Modular Tray | the cases and components are portable containers designed for safe storage handling and transportation of reusable surgical instruments
Synthes GmbH | سويسرا | Switzerland | ME0000000735SFDAA00083 | Impactor | N/A | Fixation instruments for the cervical spine
Synthes GmbH | سويسرا | Switzerland | ME0000000735SFDAA00084 | Instrument Tray, size 1/2, w/Lid | Instrument Tray | the cases and components are portable containers designed for safe storage handling and transportation of reusable surgical instruments
Synthes GmbH | سويسرا | Switzerland | ME0000000735SFDAA00085 | Modular Tray f/VA-LCP Medial Column Plates 3.5 | Modular Tray | the cases and components are portable containers designed for safe storage handling and transportation of reusable surgical instruments
Synthes GmbH | سويسرا | Switzerland | ME0000000735SFDAA00086 | Modular Tray f/lnstruments f/LCP Paediatric Plates | Modular Tray | The Cases and Components are portable containers designed for safe storage, handling, and transportation of reusable surgical instruments and/ or implants between the operating, storage and central sterilization rooms.
Synthes GmbH | سويسرا | Switzerland | ME0000000735SFDAA00087 | Modular Tray f/LCP Paediatric Plates 5.0 | Modular Tray | The Cases and Components are portable containers designed for safe storage, handling, and transportation of reusable surgical instruments and/ or implants between the operating, storage and central sterilization rooms.
Synthes GmbH | سويسرا | Switzerland | ME0000000735SFDAA00088 | Protective Cap f/Wires 1.8 and 2.0mm | Protective Cap | Protective Cap for cover the Wires.
Synthes GmbH | سويسرا | Switzerland | ME0000000735SFDAA00089 | Length Marker, black, type 10 | Length Marker | the cases and components are portable containers designed for safe storage handling and transportation of reusable surgical instruments
Synthes GmbH | سويسرا | Switzerland | ME0000000735SFDAA00090 | Length Marker, black, type 12 | Length Marker | The Cases for Trauma/CMF devices and their components are non-invasive reusable devices.
Synthes GmbH | سويسرا | Switzerland | ME0000000735SFDAA00091 | Length Marker, black, type 14 | Length Marker | The Cases for Trauma/CMF devices and their components are non-invasive reusable devices.
Synthes GmbH | سويسرا | Switzerland | ME0000000735SFDAA00092 | Length Marker, black, type 16 | Length Marker | The Cases for Trauma/CMF devices and their components are non-invasive reusable devices.
Synthes GmbH | سويسرا | Switzerland | ME0000000735SFDAA00093 | Length Marker, white, type 6 | Length Marker | the cases and components are portable containers designed for safe storage handling and transportation of reusable surgical instruments
Synthes GmbH | سويسرا | Switzerland | ME0000000735SFDAA00094 | Length Marker, white, type 8 | Length Marker | the cases and components are portable containers designed for safe storage handling and transportation of reusable surgical instruments
Synthes GmbH | سويسرا | Switzerland | ME0000000735SFDAA00095 | Module f/MatrixORTHOGNATHIC Plate, Screw+lnstr. Set | Module | the cases and components are portable containers designed for safe storage handling and transportation of reusable surgical instruments
Synthes GmbH | سويسرا | Switzerland | ME0000000735SFDAA00096 | Lid f/Low Profile 3.5 Pelvic Implants | Lid | The Cases for Trauma/CMF devices and their components are non-invasive reusable devices.
Synthes GmbH | سويسرا | Switzerland | ME0000000735SFDAA00097 | Insert f/LowProfile 3.5 Reconstruction J-Plate Set | Insert for Plate Set | The Cases for Trauma/CMF devices and their components are non-invasive reusable devices.
Synthes GmbH | سويسرا | Switzerland | ME0000000735SFDAA00098 | Modular Insert, f/Modul. Scr. Rack, f/Scr. 6.5mm | Modular Insert | The Cases and Components are portable containers designed for safe storage, handling, and transportation of reusable surgical instruments and/ or implants between the operating, storage and central sterilization rooms.
Synthes GmbH | سويسرا | Switzerland | ME0000000735SFDAA00099 | Vario Case™, Framing, size 1/1, height 67mm | Case | The Cases for Trauma/CMF devices and their components are non-invasive reusable devices
Synthes GmbH | سويسرا | Switzerland | ME0000000735SFDAA00100 | Cleaning Brush 2.9mm, f/Cannulated Instruments | Cleaning Brush | Cleaning tool for Cleaning Orthopaedic instruments.
Synthes GmbH | سويسرا | Switzerland | ME0000000735SFDAA00101 | Modular Insert 1/3, f/Modular Screw Rack | Modular Insert | The case and components are portable containers designed for safe storage, handling, and transportation of reusable surgical instruments and/ or implants between the operation, storage and central sterilization rooms
Synthes GmbH | سويسرا | Switzerland | ME0000000735SFDAA00102 | Vario Case, Framing w/Bottom, 1/1, 67mm | Case | The Cases for Trauma/CMF devices and their components are non-invasive reusable devices.
Synthes GmbH | سويسرا | Switzerland | ME0000000735SFDAA00103 | Lid f/Modular Tray, Next Generation, size 1/4 | Lid | The case and components are portable containers designed for safe storage, handling, and transportation of reusable surgical instruments and/ or implants between the operation, storage and central sterilization rooms
Synthes GmbH | سويسرا | Switzerland | ME0000000735SFDAA00104 | Modular Tray f/Compression+Distraction Forceps, large, size 1/2 | Modular Tray | The Cases for Trauma/CMF devices and their components are non-invasive reusable devices.
Synthes GmbH | سويسرا | Switzerland | ME0000000735SFDAA00105 | Extraction Module f/Screws 1.0 - 3.0mm | Extraction Module | The case and components are portable containers designed for safe storage, handling, and transportation of reusable surgical instruments and/ or implants between the operation, storage and central sterilization rooms
Synthes GmbH | سويسرا | Switzerland | ME0000000735SFDAA00106 | Extraction Module f/Screws 3.5/4.0/4.5mm | Extraction Module | the cases and components are portable containers designed for safe storage, handling, and transportation of reusable surgical instruments
Synthes GmbH | سويسرا | Switzerland | ME0000000735SFDAA00107 | Module f/LCP DHS®, 1/3, f/Nos. 681.320 and 681.330 | Module | The Cases for Trauma/CMF devices and their components are non-invasive reusable devices.
Synthes GmbH | سويسرا | Switzerland | ME0000000735SFDAA00108 | Modular Tray, Nail Insertion, f/TFNA, size 1/1 | Modular Tray | The case and components are portable containers designed for safe storage, handling , and transportation of reusable surgical instruments.
Synthes GmbH | سويسرا | Switzerland | ME0000000735SFDAA00109 | Vario Case, Framing w/Bottom, 1/1, 88mm | Case | The Cases for Trauma/CMF devices and their components are non-invasive reusable devices.
Synthes GmbH | سويسرا | Switzerland | ME0000000735SFDAA00110 | Insert f/Low Profile 3.5 Screw Set | Screw Set | the cases and components are portable containers designed for safe storage handling and transportation of reusable surgical instruments
Synthes GmbH | سويسرا | Switzerland | ME0000000735SFDAA00111 | Rack 3.5 Locking Screws Stardrive® | Rack | The case and components are portable containers designed for safe storage, handling , and transportation of reusable surgical instruments.
Synthes GmbH | سويسرا | Switzerland | ME0000000735SFDAA00112 | Lid f/Low Profile 3.5 Pelvic Instrument Set | Lid | Case and componenets are portable containers designed for safe storage and transportation
Synthes GmbH | سويسرا | Switzerland | ME0000000735SFDAA00113 | Length Marker, white, type 14 | Length Marker | the cases and components are portable containers designed for safe storage handling and transportation of reusable surgical instruments
Synthes GmbH | سويسرا | Switzerland | ME0000000735SFDAA00114 | Vario Case f/USS II Polyaxial Perforated, Instruments | Case | Case and components are portable for safe storage, handling, and transportation of reusable surgical instruments.
Synthes GmbH | سويسرا | Switzerland | ME0000000735SFDAA00115 | Insert, 1/4, f/Straight Rods Ø 5.0mm | Insert | The Cases for Trauma/CMF devices and their components are noninvasive reusable devices. Cases are intended to store Instruments and Implants.
Synthes GmbH | سويسرا | Switzerland | ME0000000735SFDAA00116 | Insert, 1/4, f/USS-II Polyax Cancellous Bone Screws | Insert | Case and components are portable for safe storage, handling, and transportation of reusable surgical instruments.
Synthes GmbH | سويسرا | Switzerland | ME0000000735SFDAA00117 | Module f/Straight Rods Ø 6.0mm | Module | The Cases for Trauma/CMF devices and their components are noninvasive reusable devices. Cases are intended to store Instruments and Implants.
Synthes GmbH | سويسرا | Switzerland | ME0000000735SFDAA00118 | Insert, 1/4, f/Curved Rods Ø 5.0mm | Insert | The Cases for Trauma/CMF devices and their components are noninvasive reusable devices. Cases are intended to store Instruments and Implants.
Synthes GmbH | سويسرا | Switzerland | ME0000000735SFDAA00119 | Insert, size 1/8, f/Additional Implants | Insert | Case and components are portable for safe storage, handling, and transportation of reusable surgical instruments.
Synthes GmbH | سويسرا | Switzerland | ME0000000735SFDAA00120 | Insert f/USS-II Polyaxial Pedicle Screw | Insert | Case and components are portable for safe storage, handling, and transportation of reusable surgical instruments.
Synthes GmbH | سويسرا | Switzerland | ME0000000735SFDAA00121 | Container, size 1/3, f/No. 68.606.417 | Container | The Cases for Trauma/CMF devices and their components are noninvasive reusable devices. Cases are intended to store Instruments and Implants.
Synthes GmbH | سويسرا | Switzerland | ME0000000735SFDAA00122 | Lid f/No. 68.606.417 | Lid | The Cases for Trauma/CMF devices and their components are noninvasive reusable devices. Cases are intended to store Instruments and Implants.
Synthes GmbH | سويسرا | Switzerland | ME0000000735SFDAA00123 | Vario Case™, 111, f/Click'X Implants | Case | The Cases for Trauma/CMF devices and their components are noninvasive reusable devices. Cases are intended to store Instruments and Implants.
Synthes GmbH | سويسرا | Switzerland | ME0000000735SFDAA00124 | Vario Case f/MIPI | Case | Case and components are portable for safe storage, handling, and transportation of reusable surgical instruments.
Synthes GmbH | سويسرا | Switzerland | ME0000000735SFDAA00125 | Module f/Occipital Screws Ø 4.5/5.0rnm | Module | Case and components are portable for safe storage, handling, and transportation of reusable surgical instruments.
Synthes GmbH | سويسرا | Switzerland | ME0000000735SFDAA00126 | Vario Case, extra-large, f/Proprep® | Case | Case and components are portable for safe storage, handling, and transportation of reusable surgical instruments.
Synthes GmbH | سويسرا | Switzerland | ME0000000735SFDAA00127 | Module Implants f/Occipito-cervical Fusion System | Module | Case and components are portable for safe storage, handling, and transportation of reusable surgical instruments.
Synthes GmbH | سويسرا | Switzerland | ME0000000735SFDAA00128 | Lid f/Instrument Tray, f/Screwdriver 90° | Lid | The Cases for Trauma/CMF devices and their components are noninvasive reusable devices
Synthes GmbH | سويسرا | Switzerland | ME0000000735SFDAA00129 | Bottom, f/Vario Case™ No. 68.306.000 | Case | The Cases for Trauma/CMF devices and their components are noninvasive reusable devices.
Synthes GmbH | سويسرا | Switzerland | ME0000000735SFDAA00130 | Vario Case™ f/Medium Ext-Fix, w/o Lid | Case | The Cases for Trauma/CMF devices and their components are noninvasive reusable devices.
Synthes GmbH | سويسرا | Switzerland | ME0000000735SFDAA00131 | Module f/Clamps, f/Large External Fixator | Module | The Cases for Trauma/CMF devices and their components are noninvasive reusable devices. Cases are intended to store Instruments and Implants.
Synthes GmbH | سويسرا | Switzerland | ME0000000735SFDAA00132 | Modular Tray f/V A Periarticular Aiming Arm Instr | Modular Tray | The Cases for Trauma/CMF devices and their components are noninvasive reusable devices.
Synthes GmbH | سويسرا | Switzerland | ME0000000735SFDAA00133 | Screw Rack Module, 1/2, f/Modular Screw Rack | Rack | The Cases for Trauma/CMF devices and their components are noninvasive reusable devices.
Synthes GmbH | سويسرا | Switzerland | ME0000000735SFDAA00134 | Tray f/Instrument Set f/HCS Ø 6.5mm, f/VC | Tray | The Cases for Trauma/CMF devices and their components are noninvasive reusable devices.
Synthes GmbH | سويسرا | Switzerland | ME0000000735SFDAA00135 | Framing f/Labelling Clip | Labelling Clip | The Cases for Trauma/CMF devices and their components are noninvasive reusable devices. Cases are intended to store Instruments and Implants.
Synthes GmbH | سويسرا | Switzerland | ME0000000735SFDAA00136 | Module f/Plates and Screws, f/MatrixNEURO | Module | the cases and components are portable containers designed for safe storage handling and transportation of reusable surgical instruments
Synthes GmbH | سويسرا | Switzerland | ME0000000735SFDAA00137 | Modular Tray f/screw targeting clamp f/Screws 3.5-7.3mm, size 1/4 | Modular Tray | the cases and components are portable containers designed for safe storage handling and transportation of reusable surgical instruments
Synthes GmbH | سويسرا | Switzerland | ME0000000735SFDAA00138 | Insert f/TLA and Handle | Insert f/TLA and Handle | The Cases for Trauma/CMF devices and their components are non-invasive reusable devices
Synthes GmbH | سويسرا | Switzerland | ME0000000735SFDAA00139 | Length Marker, white, type 12 | Length Marker | the cases and components are portable containers designed for safe storage handling and transportation of reusable surgical instruments
Synthes GmbH | سويسرا | Switzerland | ME0000000735SFDAA00140 | Length Marker, white, type 10 | Length Marker | the cases and components are portable containers designed for safe storage handling and transportation of reusable surgical instruments
Synthes GmbH | سويسرا | Switzerland | ME0000000735SFDAA00141 | Length Marker, black, type 8 | Length Marker | The Cases for Trauma/CMF devices and their components are non-invasive reusable devices.
Synthes GmbH | سويسرا | Switzerland | ME0000000735SFDAA00142 | Length Marker, black, type 6 | Length Marker | The Cases for Trauma/CMF devices and their components are non-invasive reusable devices.
Synthes GmbH | سويسرا | Switzerland | ME0000000735SFDAA00143 | Vario Case™ f/LCP DHS® Basic Instrument Set | Case | the cases and components are portable containers designed for safe storage handling and transportation of reusable surgical instruments
Synthes GmbH | سويسرا | Switzerland | ME0000000735SFDAA00144 | Vario Case™ f/lnstr. Set, w/o Lid, w/o Contents | Case | the cases and components are portable containers designed for safe storage handling and transportation of reusable surgical instruments
Synthes GmbH | سويسرا | Switzerland | ME0000000735SFDAA00145 | Modular Screw Rack, 1/2, Vario Case™ System | Modular Insert | The Cases and Components are portable containers designed for safe storage, handling, and transportation of reusable surgical instruments and/ or implants between the operating, storage and central sterilization rooms.
Synthes GmbH | سويسرا | Switzerland | ME0000000735SFDAA00146 | Lid f/No. 682.472 | Tray cover | The Cases for Trauma/CMF devices and their components are noninvasive reusable devices. Cases are intended to store Instruments and Implants.
Synthes GmbH | سويسرا | Switzerland | ME0000000735SFDAA00147 | Lid, f/No. 304.686 | Lid | The Cases for Traurna/CMF devices and their components are noninvasive reusable devices.
Synthes GmbH | سويسرا | Switzerland | ME0000000735SFDAA00148 | Module f/Instr.+lmplants f/Mini External Fixator | Module | The Cases for Trauma/CMF devices and their components are noninvasive reusable devices
Synthes GmbH | سويسرا | Switzerland | ME0000000735SFDAA00149 | Rack f/Cannulated Screws | Rack | The Cases for Trauma/CMF devices and their components are noninvasive reusable devices
Synthes GmbH | سويسرا | Switzerland | ME0000000735SFDAA00150 | Rack f/Connection Bolts | Rack | The Cases for Trauma/CMF devices and their components are noninvasive reusable devices.
Synthes GmbH | سويسرا | Switzerland | ME0000000735SFDAA00151 | Rack f/Slotted Bolts | Rack | The Cases for Trauma/CMF devices and their components are noninvasive reusable devices
Synthes GmbH | سويسرا | Switzerland | ME0000000735SFDAA00152 | Rack f/Screws Ø 2.4 and 2.7mm | Rack | The Cases for Trauma/CMF devices and their components are noninvasive reusable devices. Cases are intended to store Instruments and Implants.
Synthes GmbH | سويسرا | Switzerland | ME0000000735SFDAA00153 | Insert, size 1/2, w/Auxiliary Tray | Insert | The Cases for Trauma/CMF devices and their components are noninvasive reusable devices
Synthes GmbH | سويسرا | Switzerland | ME0000000735SFDAA00154 | Insert f/Standard Screw Extraction Set | Insert | The Cases for Trauma/CMF devices and their components are noninvasive reusable devices.
Synthes GmbH | سويسرا | Switzerland | ME0000000735SFDAA00155 | ACIS Tray f/Trial Implants | Tray | Case and components are portable for safe storage, handling, and transportation of reusable surgical instruments.
Synthes GmbH | سويسرا | Switzerland | ME0000000735SFDAA00156 | ACIS Tray f/Additional Instruments | Tray | Case and components are portable for safe storage, handling, and transportation of reusable surgical instruments.
Synthes GmbH | سويسرا | Switzerland | ME0000000735SFDAA00157 | ACIS Tray f/Basic Instruments | Tray | Case and components are portable for safe storage, handling, and transportation of reusable surgical instruments.
Synthes GmbH | سويسرا | Switzerland | ME0000000735SFDAA00158 | Vario Case™ f/SynCage Evolution Instruments | Case | Case and components are portable for safe storage, handling, and transportation of reusable surgical instruments.
Synthes GmbH | سويسرا | Switzerland | ME0000000735SFDAA00159 | T-PAL | N/A | Implants for stabilizing the lumbar spine
Synthes GmbH | سويسرا | Switzerland | ME0000000735SFDAA00160 | Vario Case™ f/T-PAL | Case | Case and components are portable for safe storage, handling, and transportation of reusable surgical instruments.
Synthes GmbH | سويسرا | Switzerland | ME0000000735SFDAA00161 | Vario Case™ f/Stability System | Case | Case and components are portable for safe storage, handling, and transportation of reusable surgical instruments.
Synthes GmbH | سويسرا | Switzerland | ME0000000735SFDAA00162 | Vario Case™ f/Oracle Cage Insertion Instruments | Case | Case and components are portable for safe storage, handling, and transportation of reusable surgical instruments.
Synthes GmbH | سويسرا | Switzerland | ME0000000735SFDAA00163 | Vario Case™ f/Oracle Access Instruments | Case | Case and components are portable for safe storage, handling, and transportation of reusable surgical instruments.
Synthes GmbH | سويسرا | Switzerland | ME0000000735SFDAA00164 | Vario Case™ f/Instrument Set f/narrow Retractors | Case | Case and components are portable for safe storage, handling, and transportation of reusable surgical instruments.
Synthes GmbH | سويسرا | Switzerland | ME0000000735SFDAA00165 | Vario Case™ f/OPAL Disc Removal Instruments | Case | The Cases for Trauma/CMF devices and their components are noninvasive reusable devices. Cases are intended to store Instruments and Implants.
Synthes GmbH | سويسرا | Switzerland | ME0000000735SFDAA00166 | Vario Case™ f/OPAL, w/Lid, w/o Contents | Case | The Cases for Trauma/CMF devices and their components are noninvasive reusable devices. Cases are intended to store Instruments and Implants.
Synthes GmbH | سويسرا | Switzerland | ME0000000735SFDAA00167 | Vario Case™ f/Insight Tubes | Case | Case and components are portable for safe storage, handling, and transportation of reusable surgical instruments.
Synthes GmbH | سويسرا | Switzerland | ME0000000735SFDAA00168 | Vario Case™ f/Insight Retractor | Case | Case and components are portable for safe storage, handling, and transportation of reusable surgical instruments.
Synthes GmbH | سويسرا | Switzerland | ME0000000735SFDAA00169 | Vario Case™ f/Synapse Instruments | Case | The Cases for Trauma/CMF devices and their components are noninvasive reusable devices. Cases are intended to store Instruments and Implants.
Synthes GmbH | سويسرا | Switzerland | ME0000000735SFDAA00170 | Loading Station f/sterile Synapse Implants | Loading Station | Case and components are portable for safe storage, handling, and transportation of reusable surgical instruments.
Synthes GmbH | سويسرا | Switzerland | ME0000000735SFDAA00171 | Module f/Synapse Hooks | Module | Case and components are portable for safe storage, handling, and transportation of reusable surgical instruments.
Synthes GmbH | سويسرا | Switzerland | ME0000000735SFDAA00172 | Module f/Synapse Rods and Locking Screws | Module | Case and components are portable for safe storage, handling, and transportation of reusable surgical instruments.
Synthes GmbH | سويسرا | Switzerland | ME0000000735SFDAA00173 | Module f/Synapse Screws Ø 4.5mm | Module | Case and components are portable for safe storage, handling, and transportation of reusable surgical instruments.
Synthes GmbH | سويسرا | Switzerland | ME0000000735SFDAA00174 | Module f/Synapse Screws Ø 3.5/4.0mrn + Shaft Screws | Module | Case and components are portable for safe storage, handling, and transportation of reusable surgical instruments.
Synthes GmbH | سويسرا | Switzerland | ME0000000735SFDAA00175 | Vario Case™ f/Synapse Implants | Case | The Cases for Trauma/CMF devices and their components are noninvasive reusable devices. Cases are intended to store Instruments and Implants.
Synthes GmbH | سويسرا | Switzerland | ME0000000735SFDAA00176 | Vario Case™ f/Synapse Instruments: Axon Upgrade | Case | Case and components are portable for safe storage, handling, and transportation of reusable surgical instruments.
Synthes GmbH | سويسرا | Switzerland | ME0000000735SFDAA00177 | Insert f/Additional Instruments, f/68 .614.000 | Insert | Case and components are portable for safe storage, handling, and transportation of reusable surgical instruments.
Synthes GmbH | سويسرا | Switzerland | ME0000000735SFDAA00178 | Module, size 1/4, f/Vario Case™ No. 68 .614.000 | Module | Case and components are portable for safe storage, handling, and transportation of reusable surgical instruments.
Synthes GmbH | سويسرا | Switzerland | ME0000000735SFDAA00179 | Vario Case™ f/Arch™ Laminoplasty System | Case | Case and components are portable for safe storage, handling, and transportation of reusable surgical instruments.
Synthes GmbH | سويسرا | Switzerland | ME0000000735SFDAA00180 | Insert f/Screws, f/Vectra and Vectra-T, f/VC | Insert | Case and components are portable for safe storage, handling, and transportation of reusable surgical instruments.
Synthes GmbH | سويسرا | Switzerland | ME0000000735SFDAA00181 | Additional Module f/Vectra-T Plates 4.0/4.5, f/VC | Module | Case and components are portable for safe storage, handling, and transportation of reusable surgical instruments.
Synthes GmbH | سويسرا | Switzerland | ME0000000735SFDAA00182 | Lid f/Module | Lid | Case and components are portable for safe storage, handling, and transportation of reusable surgical instruments.
Synthes GmbH | سويسرا | Switzerland | ME0000000735SFDAA00183 | Vario Case™ f/Vectra and Vectra-T, w/o Contents | Case | Case and components are portable for safe storage, handling, and transportation of reusable surgical instruments.
Synthes GmbH | سويسرا | Switzerland | ME0000000735SFDAA00184 | Insert, 1/4, f/additional items | Insert | Case and components are portable for safe storage, handling, and transportation of reusable surgical instruments.
Synthes GmbH | سويسرا | Switzerland | ME0000000735SFDAA00185 | Vario Case™ f/SynFrame, radiolucent | Case | Case and components are portable for safe storage, handling, and transportation of reusable surgical instruments.
Synthes GmbH | سويسرا | Switzerland | ME0000000735SFDAA00186 | Vario Case™, 1/2, f/Basic Instruments f/AACF | Case | Case and components are portable for safe storage, handling, and transportation of reusable surgical instruments.
Synthes GmbH | سويسرا | Switzerland | ME0000000735SFDAA00187 | Zero-P VA Module f/Trial Spacers | Module | Case and components are portable for safe storage, handling, and transportation of reusable surgical instruments.
Synthes GmbH | سويسرا | Switzerland | ME0000000735SFDAA00188 | Vario Case™ f/Zero-P VA, w/o Contents | Case | The Cases for Trauma/CMF devices and their components are noninvasive reusable devices. Cases are intended to store Instruments and Implants.
Synthes GmbH | سويسرا | Switzerland | ME0000000735SFDAA00189 | Zero-P VA, Module £!Instruments | Module | Case and components are portable for safe storage, handling, and transportation of reusable surgical instruments.
Synthes GmbH | سويسرا | Switzerland | ME0000000735SFDAA00190 | Vario Case™ f/StenoFix - Instrument Set | Case | Case and components are portable for safe storage, handling, and transportation of reusable surgical instruments.
Synthes GmbH | سويسرا | Switzerland | ME0000000735SFDAA00191 | Loading Station f/StenoFix | Loading Station | Case and components are portable for safe storage, handling, and transportation of reusable surgical instruments.
Synthes GmbH | سويسرا | Switzerland | ME0000000735SFDAA00192 | Tray f/FACET WEDGE | Tray | Case and components are portable for safe storage, handling, and transportation of reusable surgical instruments.
Synthes GmbH | سويسرا | Switzerland | ME0000000735SFDAA00193 | Module f/Schanz Screws | Module | Case and components are portable for safe storage, handling, and transportation of reusable surgical instruments.
Synthes GmbH | سويسرا | Switzerland | ME0000000735SFDAA00194 | Module f/MIS Rods Ø 6.0mm | Module | Case and components are portable for safe storage, handling, and transportation of reusable surgical instruments.
Synthes GmbH | سويسرا | Switzerland | ME0000000735SFDAA00195 | Modular Tray, f/Removal Instruments 1 | Modular Tray | Case and components are portable for safe storage, handling, and transportation of reusable surgical instruments.
Synthes GmbH | سويسرا | Switzerland | ME0000000735SFDAA00196 | Modular Tray, f/MIS Instr. 2A, w/Rod Holder straight | Tray | Case and components are portable for safe storage, handling, and transportation of reusable surgical instruments.
Synthes GmbH | سويسرا | Switzerland | ME0000000735SFDAA00197 | Modular Tray, f/MIS Instruments 1 | Modular Tray | Case and components are portable for safe storage, handling, and transportation of reusable surgical instruments.
Synthes GmbH | سويسرا | Switzerland | ME0000000735SFDAA00198 | Modular Tray, f/MIS Additional Instruments | Modular Tray | Case and components are portable for safe storage, handling, and transportation of reusable surgical instruments.
Synthes GmbH | سويسرا | Switzerland | ME0000000735SFDAA00199 | Mod. Tray, f/MIS Approach f/Pedicle Preparation | Tray | Case and components are portable for safe storage, handling, and transportation of reusable surgical instruments.
Synthes GmbH | سويسرا | Switzerland | ME0000000735SFDAA00200 | Holder f/Nos. 68 .620.020 and 68 .620.022 | Holder | The Cases for Trauma/CMF devices and their components are noninvasive reusable devices. Cases are intended to store Instruments and Implants.
Synthes GmbH | سويسرا | Switzerland | ME0000000735SFDAA00201 | Modular Tray, f/Basic Instrument Set | Modular Tray | Case and components are portable for safe storage, handling, and transportation of reusable surgical instruments.
Synthes GmbH | سويسرا | Switzerland | ME0000000735SFDAA00202 | Zero-P Module f/Trial Spacers | Module | Case and components are portable for safe storage, handling, and transportation of reusable surgical instruments.
Synthes GmbH | سويسرا | Switzerland | ME0000000735SFDAA00203 | Zero-P Module f/Screws | Module | Case and components are portable for safe storage, handling, and transportation of reusable surgical instruments.
Synthes GmbH | سويسرا | Switzerland | ME0000000735SFDAA00204 | Vario Case™ f/Synapse Instruments Ø 4.0mm | Case | The Cases for Trauma/CMF devices and their components are noninvasive reusable devices. Cases are intended to store Instruments and Implants.
Synthes GmbH | سويسرا | Switzerland | ME0000000735SFDAA00205 | Vario Case™ f/Dilation Instruments | Case | Case and components are portable for safe storage, handling, and transportation of reusable surgical instruments.
Synthes GmbH | سويسرا | Switzerland | ME0000000735SFDAA00206 | Lid (Stainless Steel), size 1/1, f/Vario Case™ | Lid | The Cases and Components are portable containers designed for safe storage, handling, and transportation of reusable surgical instruments and/ or implants between the operating, storage and central sterilization rooms
Synthes GmbH | سويسرا | Switzerland | ME0000000735SFDAA00207 | Modular Tray f/Periarticular Instruments | Modular Tray | The case and components are portable containers designed for safe storage, handling , and transportation of reusable surgical instruments.
Synthes GmbH | سويسرا | Switzerland | ME0000000735SFDAA00208 | Insert f/Low Profile 3.5 Reconstruction Plate Set | Plate Set | the cases and components are portable containers designed for safe storage handling and transportation of reusable surgical instruments
Synthes GmbH | سويسرا | Switzerland | ME0000000735SFDAA00209 | Graphic Case f/2 Inserts, w/o Contents | Graphic Case | Case and components are portable containers designed for safe storage and transportation
Synthes GmbH | سويسرا | Switzerland | ME0000000735SFDAA00210 | Vario Case, Framing w/Bottom, 1/1, 126mm | Case | The Cases for Trauma/CMF devices and their components are non-invasive reusable devices.
Synthes GmbH | سويسرا | Switzerland | ME0000000735SFDAA00211 | Vario Case f/Occipito-cervical Fusion System | Case | Case and components are portable for safe storage, handling, and transportation of reusable surgical instruments.
Synthes GmbH | سويسرا | Switzerland | ME0000000735SFDAA00212 | Vario Case f/Synapse, Implants | Case | Case and components are portable for safe storage, handling, and transportation of reusable surgical instruments. Case and components are portable for safe storage, handling, and transportation of reusable surgical instruments.
Synthes GmbH | سويسرا | Switzerland | ME0000000735SFDAA00213 | Vario Case f/Synapse, Instruments | Case | Case and components are portable for safe storage, handling, and transportation of reusable surgical instruments. Case and components are portable for safe storage, handling, and transportation of reusable surgical instruments.
Synthes GmbH | سويسرا | Switzerland | ME0000000735SFDAA00214 | Vario Case f/Zero-P VA | Case | Case and components are portable for safe storage, handling, and transportation of reusable surgical instruments.
Synthes GmbH | سويسرا | Switzerland | ME0000000735SFDAA00215 | Vario Case f/OPAL | Case | Case and components are portable for safe storage, handling, and transportation of reusable surgical instruments.
Synthes GmbH | سويسرا | Switzerland | ME0000000735SFDAA00216 | Vario Case f/OPAL, Disc Removal Instruments | Case | Case and components are portable for safe storage, handling, and transportation of reusable surgical instruments.
Synthes GmbH | سويسرا | Switzerland | ME0000000735SFDAA00217 | Graphic Case f/1 Insert, w/o Contents | Case | The Cases for Trauma/CMF devices and their components are noninvasive reusable devices.
Synthes GmbH | سويسرا | Switzerland | ME0000000735SFDAA00218 | Instr. Tray f/Screwdriver + Reduction Forceps | Tray | The Cases for Trauma/CMF devices and their components are noninvasive reusable devices
Synthes GmbH | سويسرا | Switzerland | ME0000000735SFDAA00219 | Graphic Case f/Titanium Sternal Fixation System | Case | The Cases for Trauma/CMF devices and their components are noninvasive reusable devices
Synthes GmbH | سويسرا | Switzerland | ME0000000735SFDAA00220 | Graphic Case f/Small Fragment Plate Set | Case | The Cases for Trauma/CMF devices and their components are noninvasive reusable devices. Cases are intended to store Instruments and Implants.
Synthes GmbH | سويسرا | Switzerland | ME0000000735SFDAA00221 | Graphic Case f/LCP Prox. Femoral Hook Plates | Case | The Cases for Trauma/CMF devices and their components are noninvasive reusable devices
Synthes GmbH | سويسرا | Switzerland | ME0000000735SFDAA00222 | Graphic Case f/LCP Condylar Plates 4.5/5.0 | Case | The Cases for Trauma/CMF devices and their components are noninvasive reusable devices.
Synthes GmbH | سويسرا | Switzerland | ME0000000735SFDAA00223 | Lid f/Low Profile 3.5 Pelvic System | Lid | The Cases for Trauma/CMF devices and their components are noninvasive reusable devices.
Synthes GmbH | سويسرا | Switzerland | ME0000000735SFDAA00224 | Screw Rack f/Cannulated Screws | Rack | The Cases for Trauma/CMF devices and their components are noninvasive reusable devices
Synthes GmbH | سويسرا | Switzerland | ME0000000735SFDAA00225 | Novocase f/Locking Distal Radius System 2.4 | case | The Cases for Trauma/CMF devices and their components are noninvasive reusable devices.
Synthes GmbH | سويسرا | Switzerland | ME0000000735SFDAA00226 | Graphic Case f/Instruments | Case | The Cases for Trauma/CMF devices and their components are noninvasive reusable devices.
Synthes GmbH | سويسرا | Switzerland | ME0000000735SFDAA00227 | Graphic Case f/LCP Small Fragm. lnstrSet | Case | The Cases for Trauma/CMF devices and their components are noninvasive reusable devices.
Synthes GmbH | سويسرا | Switzerland | ME0000000735SFDAA00228 | Graphic Case f/TFN Insertion Instrument Set | Case | The Cases for Trauma/CMF devices and their components are noninvasive reusable devices.
Synthes GmbH | سويسرا | Switzerland | ME0000000735SFDAA00229 | Graphic Case f/DCP®+LC-DCP® | Case | The Cases for Trauma/CMF devices and their components are noninvasive reusable devices.
Synthes GmbH | سويسرا | Switzerland | ME0000000735SFDAA00230 | Graphic Case f/Cable System | Case | The Cases for Trauma/CMF devices and their components are noninvasive reusable devices.
Synthes GmbH | سويسرا | Switzerland | ME0000000735SFDAA00231 | Case, small, closable, w/o Contents | 689.887 | The Cases for Trauma/CMF devices and their components are noninvasive reusable devices.
Synthes GmbH | سويسرا | Switzerland | ME0000000735SFDAA00232 | Container, extra-small, closable | Container | The Cases for Trauma/CMF devices and their components are noninvasive reusable devices.
Synthes GmbH | سويسرا | Switzerland | ME0000000735SFDAA00233 | Vario Case™, Framing, size 1/2 | Case | The Cases for Trauma/CMF devices and their components are noninvasive reusable devices
Synthes GmbH | سويسرا | Switzerland | ME0000000735SFDAA00234 | Novocase f/Modular Hand System | case | The Cases for Trauma/CMF devices and their components are noninvasive reusable devices
Synthes GmbH | سويسرا | Switzerland | ME0000000735SFDAA00235 | Vario Case™ size 1/1 , f/Battery Power Line 11 | Case | The Cases for Trauma/CMF devices and their components are noninvasive
Synthes GmbH | سويسرا | Switzerland | ME0000000735SFDAA00236 | Insert f/SynReam Instruments, size 111 | Insert | The Cases for Trauma/CMF devices and their components are noninvasive reusable devices.
Synthes GmbH | سويسرا | Switzerland | ME0000000735SFDAA00237 | Module f/SynReam Medullary Reamers | Module | The Cases for Trauma/CMF devices and their components are noninvasive reusable devices.
Synthes GmbH | سويسرا | Switzerland | ME0000000735SFDAA00238 | Vario Case™ f/Cable System | Case | The Cases for Trauma/CMF devices and their components are noninvasive reusable devices.
Synthes GmbH | سويسرا | Switzerland | ME0000000735SFDAA00239 | Vario Case™ f/SynFrame Basic System | Case | Case and components are portable for safe storage, handling, and transportation of reusable surgical instruments.
Synthes GmbH | سويسرا | Switzerland | ME0000000735SFDAA00240 | Vario Case™ f/Synex™ | Case | Case and components are portable for safe storage, handling, and transportation of reusable surgical instruments.
Synthes GmbH | سويسرا | Switzerland | ME0000000735SFDAA00241 | Insert, size 1/4, f/No. 687.267 | Insert | The Cases for Trauma/CMF devices and their components are noninvasive reusable devices. Cases are intended to store Instruments and Implants.
Synthes GmbH | سويسرا | Switzerland | ME0000000735SFDAA00242 | Insert, 1/2, f/Transpedic. Schanz Screws | Insert | Case and components are portable for safe storage, handling, and transportation of reusable surgical instruments.
Synthes GmbH | سويسرا | Switzerland | ME0000000735SFDAA00243 | Insert, size 1/2, f/No. 687.240 | Insert | Case and components are portable for safe storage, handling, and transportation of reusable surgical instruments.
Synthes GmbH | سويسرا | Switzerland | ME0000000735SFDAA00244 | Insert f/Cross-Link Clamps | Insert | Case and components are portable for safe storage, handling, and transportation of reusable surgical instruments.
Synthes GmbH | سويسرا | Switzerland | ME0000000735SFDAA00245 | Insert f/Fixation Rings f/USS Rods Ø 6.0mm | Insert | Case and components are portable for safe storage, handling, and transportation of reusable surgical instruments.
Synthes GmbH | سويسرا | Switzerland | ME0000000735SFDAA00246 | Insert f/Hooks, f/Upgrade Set USS | Insert | Case and components are portable for safe storage, handling, and transportation of reusable surgical instruments.
Synthes GmbH | سويسرا | Switzerland | ME0000000735SFDAA00247 | Insert, size 1/4, f/Transverse Connectors | Insert | Case and components are portable for safe storage, handling, and transportation of reusable surgical instruments.
Synthes GmbH | سويسرا | Switzerland | ME0000000735SFDAA00248 | Insert f/Screws, f/Upgrade Set USS | Insert | Case and components are portable for safe storage, handling, and transportation of reusable surgical instruments.
Synthes GmbH | سويسرا | Switzerland | ME0000000735SFDAA00249 | Insert, 1/4, f/Transverse Connectors | Insert | Case and components are portable for safe storage, handling, and transportation of reusable surgical instruments.
Synthes GmbH | سويسرا | Switzerland | ME0000000735SFDAA00250 | Insert f/small USS-II Hooks | Insert | Case and components are portable for safe storage, handling, and transportation of reusable surgical instruments.
Synthes GmbH | سويسرا | Switzerland | ME0000000735SFDAA00251 | Insert, 1/4, f/soft USS Rods Ø 6.0mm | Insert | Case and components are portable for safe storage, handling, and transportation of reusable surgical instruments.
Synthes GmbH | سويسرا | Switzerland | ME0000000735SFDAA00252 | Insert f/U SS-II Pedicle Screws, size 1/2 | Insert | Case and components are portable for safe storage, handling, and transportation of reusable surgical instruments.
Synthes GmbH | سويسرا | Switzerland | ME0000000735SFDAA00253 | Insert, f/N ario Case™ No. 687.140 | Insert | The Cases for Trauma/CMF devices and their components are noninvasive reusable devices. Cases are intended to store Instruments and Implants.
Synthes GmbH | سويسرا | Switzerland | ME0000000735SFDAA00254 | Insert f/Cervical Spine Screws | Insert | The Cases for Trauma/CMF devices and their components are noninvasive reusable devices. Cases are intended to store Instruments and Implants.
Synthes GmbH | سويسرا | Switzerland | ME0000000735SFDAA00255 | Module f/Cervical Spine Locking Plates 4.0/4.35 | Module | The Cases for Trauma/CMF devices and their components are noninvasive reusable devices. Cases are intended to store Instruments and Implants.
Synthes GmbH | سويسرا | Switzerland | ME0000000735SFDAA00256 | Module, size 1/4, f/Vario Case™ No. 687.070 | Module | The Cases for Trauma/CMF devices and their components are noninvasive reusable devices. Cases are intended to store Instruments and Implants.
Synthes GmbH | سويسرا | Switzerland | ME0000000735SFDAA00257 | Vario Case™ size 1/2, f/Basic Instr. Set f/Cervios | Case | Case and components are portable for safe storage, handling, and transportation of reusable surgical instruments.
Synthes GmbH | سويسرا | Switzerland | ME0000000735SFDAA00258 | Insert f/Cannulated Screws Ø 3.5mm | Insert | Case and components are portable for safe storage, handling, and transportation of reusable surgical instruments.
Synthes GmbH | سويسرا | Switzerland | ME0000000735SFDAA00259 | Insert f/Locking Screws M2+M3, f/VC 687.010 | Insert | Case and components are portable for safe storage, handling, and transportation of reusable surgical instruments.
Synthes GmbH | سويسرا | Switzerland | ME0000000735SFDAA00260 | Insert, size 1/2, f/No. 687.014 | Insert | Case and components are portable for safe storage, handling, and transportation of reusable surgical instruments.
Synthes GmbH | سويسرا | Switzerland | ME0000000735SFDAA00261 | Insert w/Feet | Insert | The Cases for Trauma/CMF devices and their components are noninvasive reusable devices. Cases are intended to store Instruments and Implants.
Synthes GmbH | سويسرا | Switzerland | ME0000000735SFDAA00262 | Insert, 112, f/addit. cervical implants, f/687.014 | Insert | Case and components are portable for safe storage, handling, and transportation of reusable surgical instruments.
Synthes GmbH | سويسرا | Switzerland | ME0000000735SFDAA00263 | Insert, 1/3, f/cervical implants, f/No . 687.010 | Insert | Case and components are portable for safe storage, handling, and transportation of reusable surgical instruments.
Synthes GmbH | سويسرا | Switzerland | ME0000000735SFDAA00264 | Vario Case™, size 1/2 | Case | Case and components are portable for safe storage, handling, and transportation of reusable surgical instruments.
Synthes GmbH | سويسرا | Switzerland | ME0000000735SFDAA00265 | Module f/Locking Clip, f/No. 687.005 | Module | The Cases for Trauma/CMF devices and their components are noninvasive reusable devices. Cases are intended to store Instruments and Implants.
Synthes GmbH | سويسرا | Switzerland | ME0000000735SFDAA00266 | Module f/ECD, f/Vario Case™ No. 687.005 | Module | The Cases for Trauma/CMF devices and their components are noninvasive reusable devices. Cases are intended to store Instruments and Implants.
Synthes GmbH | سويسرا | Switzerland | ME0000000735SFDAA00267 | Vario Case™ f/ECD, w/Lid, w/o Contents | Case | Case and components are portable for safe storage, handling, and transportation of reusable surgical instruments.
Synthes GmbH | سويسرا | Switzerland | ME0000000735SFDAA00268 | Vario Case™ f/VEPTR Instruments | Case | Case and components are portable for safe storage, handling, and transportation of reusable surgical instruments.
Synthes GmbH | سويسرا | Switzerland | ME0000000735SFDAA00269 | Insert f/LCP Olecranon and LCP-DMH Plates | Insert | The Cases for Trauma/CMF devices and their components are noninvasive reusable devices.
Synthes GmbH | سويسرا | Switzerland | ME0000000735SFDAA00270 | Insert f/LCP Distal Humeral Plates | Insert | The Cases for Trauma/CMF devices and their components are noninvasive reusable devices.
Synthes GmbH | سويسرا | Switzerland | ME0000000735SFDAA00271 | Screw Rack f/LCP Screws Ø 2.7mm + Ø 3.5mm | Rack | The Cases for Trauma/CMF devices and their components are noninvasive reusable devices
Synthes GmbH | سويسرا | Switzerland | ME0000000735SFDAA00272 | Insert f/Schanz Screws Ø 5.0mm | Insert | The Cases for Trauma/CMF devices and their components are noninvasive reusable devices
Synthes GmbH | سويسرا | Switzerland | ME0000000735SFDAA00273 | Insert f/Locking Bolts Ø 4.9mm | Insert | The Cases for Trauma/CMF devices and their components are noninvasive reusable devices. Cases are intended to store Instruments and Implants.
Synthes GmbH | سويسرا | Switzerland | ME0000000735SFDAA00274 | Insert f/Locking Screws Ø 6.0mm | Insert | The Cases for Trauma/CMF devices and their components are noninvasive reusable devices. Cases are intended to store Instruments and Implants.
Synthes GmbH | سويسرا | Switzerland | ME0000000735SFDAA00275 | Insert, size 1/1, f/No. 685.282 | Insert | The Cases for Trauma/CMF devices and their components are noninvasive reusable devices. Cases are intended to store Instruments and Implants.
Synthes GmbH | سويسرا | Switzerland | ME0000000735SFDAA00276 | Insert, size 111 , f/Vario Case™ No. 685.280 | Insert | The Cases for Trauma/CMF devices and their components are noninvasive reusable devices. Cases are intended to store Instruments and Implants.
Synthes GmbH | سويسرا | Switzerland | ME0000000735SFDAA00277 | Vario Case™ f/PolyMax 1.5/2.0 | Case | The Cases for Trauma/CMF devices and their components are noninvasive reusable devices.
Synthes GmbH | سويسرا | Switzerland | ME0000000735SFDAA00278 | Module Compact 2.4 Trauma | Module | The Cases for Trauma/CMF devices and their components are noninvasive reusable devices
Synthes GmbH | سويسرا | Switzerland | ME0000000735SFDAA00279 | Lid, f/No. 684.756 | Lid | The Cases for Trauma/CMF devices and their components are noninvasive reusable devices. Cases are intended to store Instruments and Implants.
Synthes GmbH | سويسرا | Switzerland | ME0000000735SFDAA00280 | Module Compact 2.0, w/Lid, w/o Contents | Module | The Cases for Trauma/CMF devices and their components are noninvasive reusable devices. Cases are intended to store Instruments and Implants.
Synthes GmbH | سويسرا | Switzerland | ME0000000735SFDAA00281 | Screw Rack, f/Nos . 683 .050 and 683.080 | Rack | The Cases for Trauma/CMF devices and their components are noninvasive reusable devices.
Synthes GmbH | سويسرا | Switzerland | ME0000000735SFDAA00282 | Screw Rack, f/No. 683 .030, w/o Contents | Rack | The Cases for Trauma/CMF devices and their components are noninvasive reusable devices.
Synthes GmbH | سويسرا | Switzerland | ME0000000735SFDAA00283 | Screw Rack, f/No . 683.020, w/o Contents | Rack | The Cases for Trauma/CMF devices and their components are noninvasive reusable devices
Synthes GmbH | سويسرا | Switzerland | ME0000000735SFDAA00284 | Rack f/Cortex Screws | Rack | The Cases for Trauma/CMF devices and their components are noninvasive reusable devices
Synthes GmbH | سويسرا | Switzerland | ME0000000735SFDAA00285 | Rack f/Locking Screws | Rack | The Cases for Trauma/CMF devices and their components are noninvasive reusable devices.
Synthes GmbH | سويسرا | Switzerland | ME0000000735SFDAA00286 | Module f/Cannulated Screws | Module | The Cases for Trauma/CMF devices and their components are noninvasive reusable devices. Cases are intended to store Instruments and Implants.
Synthes GmbH | سويسرا | Switzerland | ME0000000735SFDAA00287 | Insert, size 1/1, f/Hindfoot | Insert | The Cases for Trauma/CMF devices and their components are noninvasive reusable devices.
Synthes GmbH | سويسرا | Switzerland | ME0000000735SFDAA00288 | Insert, size 1/1, f/Forefoot | Insert | The Cases for Trauma/CMF devices and their components are noninvasive reusable devices.
Synthes GmbH | سويسرا | Switzerland | ME0000000735SFDAA00289 | Rack f/Locking Screws and Cortex Screws | Rack | The Cases for Trauma/CMF devices and their components are noninvasive reusable devices. Cases are intended to store Instruments and Implants.
Synthes GmbH | سويسرا | Switzerland | ME0000000735SFDAA00290 | Lid f/No. 682.631 | Lid | The Cases for Trauma/CMF devices and their components are noninvasive reusable devices
Synthes GmbH | سويسرا | Switzerland | ME0000000735SFDAA00291 | Rack f/LCP Screws 0 2.7 and 3.5mm | Rack | The Cases for Trauma/CMF devices and their components are noninvasive reusable devices. Cases are intended to store Instruments and Implants.
Synthes GmbH | سويسرا | Switzerland | ME0000000735SFDAA00292 | Module f/LCP Volar Distal Radius Plates 2.4 | Module | The Cases for Trauma/CMF devices and their components are noninvasive reusable devices.
Synthes GmbH | سويسرا | Switzerland | ME0000000735SFDAA00293 | Insert f/Additional Instruments | Insert | The Cases for Trauma/CMF devices and their components are noninvasive reusable devices.
Synthes GmbH | سويسرا | Switzerland | ME0000000735SFDAA00294 | Insert f/Standard Instruments | Insert | The Cases for Trauma/CMF devices and their components are noninvasive reusable devices.
Synthes GmbH | سويسرا | Switzerland | ME0000000735SFDAA00295 | Screw Rack f/Lock. Screws Ø 5.0mm (self-tapping) | Rack | The Cases for Trauma/CMF devices and their components are noninvasive reusable devices
Synthes GmbH | سويسرا | Switzerland | ME0000000735SFDAA00296 | Bottom, size 1/1, f/No. 681.230 | Case | The Cases for Trauma/CMF devices and their components are noninvasive reusable devices. Cases are intended to store Instruments and Implants.
Synthes GmbH | سويسرا | Switzerland | ME0000000735SFDAA00297 | Insert, size 1/2, f/Taps | Insert | The Cases for Trauma/CMF devices and their components are noninvasive reusable devices. Cases are intended to store Instruments and Implants.
Synthes GmbH | سويسرا | Switzerland | ME0000000735SFDAA00298 | Insert, size 1/2, f/Cylindrical Taps | Insert | The Cases for Trauma/CMF devices and their components are noninvasive reusable devices. Cases are intended to store Instruments and Implants.
Synthes GmbH | سويسرا | Switzerland | ME0000000735SFDAA00299 | SynCase Element 2 f/USS Low Profile Hook Set | Case | Case and components are portable for safe storage, handling, and transportation of reusable surgical instruments.
Synthes GmbH | سويسرا | Switzerland | ME0000000735SFDAA00300 | Lid, f/SynCase Nos. 677.265, 677.266+677.267 | Lid | Case and components are portable for safe storage, handling, and transportation of reusable surgical instruments.
Synthes GmbH | سويسرا | Switzerland | ME0000000735SFDAA00301 | Lid, f/SynCase No. 677.260 | Lid | Case and components are portable for safe storage, handling, and transportation of reusable surgical instruments.
Synthes GmbH | سويسرا | Switzerland | ME0000000735SFDAA00302 | Insert f/USS Low Profile Cross-Link Clamps | Insert | Case and components are portable for safe storage, handling, and transportation of reusable surgical instruments.
Synthes GmbH | سويسرا | Switzerland | ME0000000735SFDAA00303 | Lid, f/SynCase f/AFN Implants | Lid | The Cases for Trauma/CMF devices and their components are noninvasive reusable devices
Synthes GmbH | سويسرا | Switzerland | ME0000000735SFDAA00304 | Lid, f/SynCase f/AFN-Instruments (part 2) | Lid | The Cases for Trauma/CMF devices and their components are noninvasive reusable devices. Cases are intended to store Instruments and Implants.
Synthes GmbH | سويسرا | Switzerland | ME0000000735SFDAA00305 | Lid f/No. 675 .500 | Lid | The Cases for Trauma/CMF devices and their components are noninvasive reusable devices.
Synthes GmbH | سويسرا | Switzerland | ME0000000735SFDAA00306 | Upper Tray, f/SynReam Instruments | Tray | The Cases for Trauma/CMF devices and their components are noninvasive reusable devices.
Synthes GmbH | سويسرا | Switzerland | ME0000000735SFDAA00307 | Lower Tray, f/SynReam Instruments | Tray | The Cases for Trauma/CMF devices and their components are noninvasive reusable devices.
Synthes GmbH | سويسرا | Switzerland | ME0000000735SFDAA00308 | Lid f/No. 675.440 | Lid | The Cases for Trauma/CMF devices and their components are noninvasive reusable devices.
Synthes GmbH | سويسرا | Switzerland | ME0000000735SFDAA00309 | Upper Tray, f/Implants f/Humeral Nails | Tray | The Cases for Trauma/CMF devices and their components are noninvasive reusable devices.
Synthes GmbH | سويسرا | Switzerland | ME0000000735SFDAA00310 | Lower Tray, f/Implants f/Humeral Nails | Tray | The Cases for Trauma/CMF devices and their components are noninvasive reusable devices
Synthes GmbH | سويسرا | Switzerland | ME0000000735SFDAA00311 | Lid f/No. 675.430 | Lid | The Cases for Trauma/CMF devices and their components are noninvasive reusable devices.
Synthes GmbH | سويسرا | Switzerland | ME0000000735SFDAA00312 | Upper Tray, f/Instruments f/Humeral Nails | Tray | The Cases for Trauma/CMF devices and their components are noninvasive reusable devices.
Synthes GmbH | سويسرا | Switzerland | ME0000000735SFDAA00313 | Lower Tray, f/lnstruments f/Humeral Nails | Tray | The Cases for Trauma/CMF devices and their components are noninvasive reusable devices.
Synthes GmbH | سويسرا | Switzerland | ME0000000735SFDAA00314 | Insert, bottom, f/lnstruments, f/No. 675.420 | Insert | The Cases for Trauma/CMF devices and their components are noninvasive reusable devices.
Synthes GmbH | سويسرا | Switzerland | ME0000000735SFDAA00315 | Insert, medium, f/Locking Bolts, f/SynCase | Insert | The Cases for Trauma/CMF devices and their components are noninvasive reusable devices.
Synthes GmbH | سويسرا | Switzerland | ME0000000735SFDAA00316 | Insert f/SynCase | Insert | The Cases for Trauma/CMF devices and their components are noninvasive reusable devices
Synthes GmbH | سويسرا | Switzerland | ME0000000735SFDAA00317 | Insert, medium/top, f/Medullary Nails | Insert | The Cases for Trauma/CMF devices and their components are noninvasive reusable devices
Synthes GmbH | سويسرا | Switzerland | ME0000000735SFDAA00318 | Graphic Case f/LCP Proximal Femoral Plates 4.5/5.0 | Case | The Cases for Trauma/CMF devices and their components are noninvasive reusable devices.
Synthes GmbH | سويسرا | Switzerland | ME0000000735SFDAA00319 | Tray f/Inserters/Extractors | Tray | The Cases for Trauma/CMF devices and their components are noninvasive reusable devices.
Synthes GmbH | سويسرا | Switzerland | ME0000000735SFDAA00320 | Insert f/Locking Instruments, f/No. 675.100 | Insert | The Cases for Trauma/CMF devices and their components are noninvasive reusable devices.
Synthes GmbH | سويسرا | Switzerland | ME0000000735SFDAA00321 | Insert f/Locking Bolts, f/No. 675.100 | Insert | The Cases for Trauma/CMF devices and their components are noninvasive reusable devices
Synthes GmbH | سويسرا | Switzerland | ME0000000735SFDAA00322 | Lid f/SynCase LCP Implants 3.5 | Lid | The Cases for Trauma/CMF devices and their components are noninvasive reusable devices
Synthes GmbH | سويسرا | Switzerland | ME0000000735SFDAA00323 | Case f/LCP Plates 3.5 | Case | The Cases for Trauma/CMF devices and their components are noninvasive reusable devices.
Synthes GmbH | سويسرا | Switzerland | ME0000000735SFDAA00324 | Case f/LCP Screws 3.5 | Case | The Cases for Trauma/CMF devices and their components are noninvasive reusable devices
Synthes GmbH | سويسرا | Switzerland | ME0000000735SFDAA00325 | Lid f/SynCase f/LCP Instruments | Lid | The Cases for Trauma/CMF devices and their components are noninvasive reusable devices
Synthes GmbH | سويسرا | Switzerland | ME0000000735SFDAA00326 | Case f/LCP Reduction Instruments 3.5 | Case | The Cases for Trauma/CMF devices and their components are noninvasive reusable devices.
Synthes GmbH | سويسرا | Switzerland | ME0000000735SFDAA00327 | Case f/LCP Bending Instruments 3.5 | Case | The Cases for Trauma/CMF devices and their components are noninvasive reusable devices
Synthes GmbH | سويسرا | Switzerland | ME0000000735SFDAA00328 | Basic Tray f/LCP Instruments | Tray | The Cases for Trauma/CMF devices and their components are noninvasive reusable devices.
Synthes GmbH | سويسرا | Switzerland | ME0000000735SFDAA00329 | Lid f/No. 671.215 | Lid | The Cases for Trauma/CMF devices and their components are noninvasive reusable devices.
Synthes GmbH | سويسرا | Switzerland | ME0000000735SFDAA00330 | Case, top, f/LCP Plates 4.5/5.0 | Case | The Cases for Trauma/CMF devices and their components are noninvasive reusable devices
Synthes GmbH | سويسرا | Switzerland | ME0000000735SFDAA00331 | Case, bottom, f/LCP Plates 4.5/5.0 | Case | The Cases for Trauma/CMF devices and their components are noninvasive reusable devices.
Synthes GmbH | سويسرا | Switzerland | ME0000000735SFDAA00332 | Lid f/No. 67 1.210 | Lid | The Cases for Trauma/CMF devices and their components are noninvasive reusable devices
Synthes GmbH | سويسرا | Switzerland | ME0000000735SFDAA00333 | Case f/LCP Screws Ø 4.5/5.0mm | Case | The Cases for Trauma/CMF devices and their components are noninvasive reusable devices.
Synthes GmbH | سويسرا | Switzerland | ME0000000735SFDAA00334 | Lid f/No. 671.205 | Lid | The Cases for Trauma/CMF devices and their components are noninvasive reusable devices.
Synthes GmbH | سويسرا | Switzerland | ME0000000735SFDAA00335 | Case f/LCP Medial Distal Tibial Plates | Case | The Cases for Trauma/CMF devices and their components are noninvasive reusable devices.
Synthes GmbH | سويسرا | Switzerland | ME0000000735SFDAA00336 | Case f/LCP Instruments 3.5 and 4.5/5.0 | Case | The Cases for Traurna/CMF devices and their components are noninvasive reusable devices.
Synthes GmbH | سويسرا | Switzerland | ME0000000735SFDAA00337 | Basic Tray f/LCP Bending Instruments 4.5/5.0 | Tray | The Cases for Trauma/CMF devices and their components are noninvasive reusable devices
Synthes GmbH | سويسرا | Switzerland | ME0000000735SFDAA00338 | Module f/Kirschner Wires, w/o Contents | Module | The Cases for Trauma/CMF devices and their components are noninvasive reusable devices.
Synthes GmbH | سويسرا | Switzerland | ME0000000735SFDAA00339 | Lid, large, t/No. 304.760 | Lid | The cases and components are portable container designed for safe storage, handling, and transportation of reusable surgical instruments.
Synthes GmbH | سويسرا | Switzerland | ME0000000735SFDAA00340 | Graphic Case f/External Midface Distractor | Case | The Cases for Trauma/CMF devices and their components are noninvasive reusable devices
Synthes GmbH | سويسرا | Switzerland | ME0000000735SFDAA00341 | Tray f/lnstrument Set, f/HCS 1.5mm | Tray | The Cases for Trauma/CMF devices and their components are noninvasive reusable devices.
Synthes GmbH | سويسرا | Switzerland | ME0000000735SFDAA00342 | Vario Case™ f/Expert R/AFN Femoral Nails | Case | The Cases for Trauma/CMF devices and their components are noninvasive reusable devices.
Synthes GmbH | سويسرا | Switzerland | ME0000000735SFDAA00343 | Modul. Tray f/LCP Med. Dist. Tib. Low Bend Pl. 3.5 | Tray | The Cases for Trauma/CMF devices and their components are non-invasive reusable devices
Synthes GmbH | سويسرا | Switzerland | ME0000000735SFDAA00344 | Modular Tray f/LCP Proximal Femoral Plates 4.5/5.0 | Modular Tray | The Cases for Trauma/CMF devices and their components are non-invasive reusable devices
Synthes GmbH | سويسرا | Switzerland | ME0000000735SFDAA00345 | Vario Case™, Framing w/Bottom, 1/2, 126mm | Case | The Cases for Trauma/CMF devices and their components are non-invasive reusable devices. Cases are intended to store Instruments and Implants.
Synthes GmbH | سويسرا | Switzerland | ME0000000735SFDAA00346 | Graphic Case f/RIA Instrument Set | Case | The Cases for Trauma/CMF devices and their components are non-invasive reusable devices. Cases are intended to store Instruments and Implants.
Synthes GmbH | سويسرا | Switzerland | ME0000000735SFDAA00347 | Length Marker, white, type 16 | Length Marker | The Cases for Trauma/CMF devices and their components are non-invasive reusable devices.
Synthes GmbH | سويسرا | Switzerland | ME0000000735SFDAA00348 | Cleaning Brush f/Cannulated Instruments | Cleaning Brush | Cleaning tool for O1thopaedic instruments.
Synthes GmbH | سويسرا | Switzerland | ME0000000735SFDAA00350 | Cleaning Brush f/Cannulated Instruments | Cleaning Stylet | Cleaning tool for orthopaedic instruments.
Synthes GmbH | سويسرا | Switzerland | ME0000000735SFDAA00352 | Vario Case™ f/PFNA Instrument Set | Case | The Cases for Trauma/CMF devices and their components are noninvasive reusable devices.
Synthes GmbH | سويسرا | Switzerland | ME0000000735SFDAA00353 | Insert 1, f/Locking Screws 5.0mm | Insert | The Cases for Trauma/CMF devices and their components are noninvasive reusable devices.
Synthes GmbH | سويسرا | Switzerland | ME0000000735SFDAA00354 | Modular Tray f/LCP Paediatric Plates | Modular Tray | The Cases and Components are portable containers designed for safe storage, handling, and transportation of reusable surgical instruments and/ or implants between the operating, storage and central sterilization rooms.
Synthes GmbH | سويسرا | Switzerland | ME0000000735SFDAA00355 | LCP Dorsal Distal Radius Plate | N/A | Locking compression plates for osteosynthesis in the distal radius
Synthes GmbH | سويسرا | Switzerland | ME0000000735SFDAA00356 | Vario Case 1 1 height 88mm f Air Pen Drive | Case Set for the instruments | Safe storage and handling and sterilization of power tools
Synthes GmbH | سويسرا | Switzerland | ME0000000735SFDAA00357 | Vario Case Framing w Bottom 1 2 126mm | Case Set for the instruments | Bone fixation instruments
Synthes GmbH | سويسرا | Switzerland | ME0000000735SFDAA00358 | Vario Case f Synapse Instruments 4.0mm | Case Set for the instruments | Case and components are portable for safe storage, handling, and transportation of reusable surgical instruments.
Synthes GmbH | سويسرا | Switzerland | ME0000000735SFDAA00360 | Lid Stainless Steel size 1 2 f Vario Case | Instrument Cover | The Cases and Components are portable containers designed for safe storage, handling, and transportation of reusable surgical instruments and/ or implants between the operating, storage and central sterilization rooms
Synthes GmbH | سويسرا | Switzerland | ME0000000735SFDAA00361 | Lid flat size 1/2 | Instrument Cover | The Cases for Trauma/CMF devices and their components are noninvasive reusable devices. Cases are intended to store Instruments and Implants.
Synthes GmbH | سويسرا | Switzerland | ME0000000735SFDAA00362 | Lid f No. 60.110.002 Stainless Steel Implants | Instrument Cover | the cases and components are portable containers designed for safe storage handling and transportation of reusable surgical instruments
Synthes GmbH | سويسرا | Switzerland | ME0000000735SFDAA00363 | Lid f Washing Basket size 1 1 | Instrument Cover | Safe storage, handing and sterilization of power tools
Synthes GmbH | سويسرا | Switzerland | ME0000000735SFDAA00364 | Graphic Case f RIA Instrument Set w o Contents | Case Set for the instruments | External Fixator Devices
Synthes GmbH | سويسرا | Switzerland | ME0000000735SFDAA00365 | Vario Case™, size 1/2, f/TSLP Implants | Case | Case and components are portable for safe storage, handling, and transportation of reusable surgical instruments.
Synthes GmbH | سويسرا | Switzerland | ME0000000735SFDAA00366 | Vario Case™, size 1/1 , f/ATB+TSLP Instruments | Case | Case and components are portable for safe storage, handling, and transportation of reusable surgical instruments.
Synthes GmbH | سويسرا | Switzerland | ME0000000735SFDAA00367 | Vario Case™ f/Electric Pen Drive | Case | Safe storage, handling and sterilization of power tools.
Synthes GmbH | سويسرا | Switzerland | ME0000000735SFDAA00368 | Vario Case™ f/Cervical Distractors, size 1/2 | Case | Case and components are portable for safe storage, handling, and transportation of reusable surgical instruments.
MEDOS INTERNATIONAL SARL | سويسرا | Switzerland | ME0000000631SFDAA00116 | RIGIDLOOP™ | SURGICAL INSTRUMENTS | General Reusable Surgical Instruments
Synthes GmbH | سويسرا | Switzerland | ME0000000735SFDAA00369 | Cleaning Brush 1.25mm, f/Cann. Instruments | Cleaning Brush | Cleaning Brush
Synthes GmbH | سويسرا | Switzerland | ME0000000735SFDAA00370 | Washing Basket | Container for the instruments | Safe storage handling and sterilization of power tools
Synthes GmbH | سويسرا | Switzerland | ME0000000735SFDAA00371 | Modular Tray size 1 1 f TEN Instruments | Tray for the instruments | The Cases for Trauma/CMF devices and their components are noninvasive reusable devices. Cases are intended to store Instruments and Implants.
Synthes GmbH | سويسرا | Switzerland | ME0000000735SFDAA00372 | Vario Case Framing size 1 1 height 88mm | Case Set for the instruments | The Cases for Trauma/CMF devices and their components are noninvasive reusable devices. Cases are intended to store Instruments and Implants.
Synthes GmbH | سويسرا | Switzerland | ME0000000735SFDAA00373 | Vario Case f Periprosthetic Fracture Implants | Case Set for the instruments | The Cases for Trauma/CMF devices and their components are noninvasive reusable devices. Cases are intended to store Instruments and Implants.
Synthes GmbH | سويسرا | Switzerland | ME0000000735SFDAA00374 | Vario Case Framing size 1/1 height 126mm | Case Set for the instruments | The Cases for Trauma/CMF devices and their components are noninvasive reusable devices. Cases are intended to store Instruments and Implants.
Synthes GmbH | سويسرا | Switzerland | ME0000000735SFDAA00376 | Cleaning Stylet 1.1 mm, f/Cannulated Instruments | Cleaning Stylet | Cleaning Stylet
Synthes GmbH | سويسرا | Switzerland | ME0000000735SFDAA00377 | Lid, f/No. 60.110.102 (Titanium Implants) | Lid | Lid
Synthes GmbH | سويسرا | Switzerland | ME0000000735SFDAA00378 | Expert™ R/AFN | N/A | Retrograde antegrade nails for intramedullary nailing of the femur
Synthes GmbH | سويسرا | Switzerland | ME0000000735SFDAA00379 | Rack f/Locking Screws Stardrive | Rack | The Cases for Trauma/CMF devices and their components are noninvasive reusable devices.
Synthes GmbH | سويسرا | Switzerland | ME0000000735SFDAA00380 | Modular Tray f/Instruments f/R/AFN | Modular Tray | The Cases for Trauma/CMF devices and their components are noninvasive reusable devices.
Synthes GmbH | سويسرا | Switzerland | ME0000000735SFDAA00381 | Vario Case™ f/MultiLoc™ Humeral Nailing System | Case | The Cases for Trauma/CMF devices and their components are noninvasive reusable devices
Synthes GmbH | سويسرا | Switzerland | ME0000000735SFDAA00382 | Modular Insert, 1/3, f/MultiLoc™ Screws 4.5mm | Modular Insert | The Cases for Trauma/CMF devices and their components are noninvasive reusable devices.
Synthes GmbH | سويسرا | Switzerland | ME0000000735SFDAA00383 | Modular Insert, 1/3, f/Locking Screws Sd 4.0mm | Modular Insert | The Cases for Trauma/CMF devices and their components are noninvasive reusable devices.
Synthes GmbH | سويسرا | Switzerland | ME0000000735SFDAA00384 | Module LCP Compact Hand 2.4 (St. Steel Implants) | Module | The case and components are portable containers designed for safe storage, handling, and transportation of resuable surgical instruments
Synthes GmbH | سويسرا | Switzerland | ME0000000735SFDAA00385 | Insert f Seldrill Schanz Screws | Insert for Screws | the cases and components are portable containers designed for safe storage handling and transportation of reusable surgical instruments
Synthes GmbH | سويسرا | Switzerland | ME0000000735SFDAA00386 | Lid f No. 682.476 | Container cover | The Cases for Trauma/CMF devices and their components are noninvasive reusable devices. Cases are intended to store Instruments and Implants.
Synthes GmbH | سويسرا | Switzerland | ME0000000735SFDAA00387 | Lid f Screw Rack No. 681.325 | Container cover | The Cases for Trauma/CMF devices and their components are noninvasive reusable devices. Cases are intended to store Instruments and Implants.
Synthes GmbH | سويسرا | Switzerland | ME0000000735SFDAA00388 | Modular Tray f/Elbow Aiming Instruments | Container For Implants and or Instruments | The Cases for Trauma/CMF devices and their components are noninvasive reusable devices. Cases are intended to store Instruments and Implants.
Synthes GmbH | سويسرا | Switzerland | ME0000000735SFDAA00389 | Modular Tray f Instrument Set | Container For Implants and or Instruments | the cases and components are portable containers designed for safe storage handling and transportation of reusable surgical instruments
Synthes GmbH | سويسرا | Switzerland | ME0000000735SFDAA00390 | Screw Rack size 1 1 | Screws Container | the cases and components are portable containers designed for safe storage handling and transportation of reusable surgical instruments
Synthes GmbH | سويسرا | Switzerland | ME0000000735SFDAA00391 | Tray f Additional Instruments | Reusable sterilization instruments container | to sterilize and store the instruments and or non sterile implants for Orthopaedic Surgery
Synthes GmbH | سويسرا | Switzerland | ME0000000735SFDAA00392 | Tray f Basic Instrument Set | Reusable sterilization instruments container | the cases and components are portable containers designed for safe storage handling and transportation of reusable surgical instruments
Synthes GmbH | سويسرا | Switzerland | ME0000000735SFDAA00393 | Tray f Instruments f Vario Case | Reusable sterilization instruments container | the cases and components are portable containers designed for safe storage handling and transportation of reusable surgical instruments
Synthes GmbH | سويسرا | Switzerland | ME0000000735SFDAA00394 | Tray f Standard Instruments | Reusable sterilization instruments container | Tray to sterilize and store the instruments and or non sterile implants for Orthopaedic Surgery
Synthes GmbH | سويسرا | Switzerland | ME0000000735SFDAA00395 | Vario Case f DHS Blade | Reusable sterilization instruments container | the cases and components are portable containers designed for safe storage handling and transportation of reusable surgical instruments
Synthes GmbH | سويسرا | Switzerland | ME0000000735SFDAA00396 | Vario Case f Large External Fixator | Reusable sterilization instruments container | Case and components are portable containers designed for safe storage and transportation
Synthes GmbH | سويسرا | Switzerland | ME0000000735SFDAA00397 | Vario Case f LCP DHS Basic InstrSet | Reusable sterilization instruments container | the cases and components are portable containers designed for safe storage handling and transportation of reusable surgical instruments
Synthes GmbH | سويسرا | Switzerland | ME0000000735SFDAA00398 | Vario Case f Pelvic C Clamp | Reusable sterilization instruments container | the cases and components are portable containers designed for safe storage handling and transportation of reusable surgical instruments
Synthes GmbH | سويسرا | Switzerland | ME0000000735SFDAA00400 | Vario Case f/Plate Set LC-DCP 4.5 | Reusable sterilization instruments container | The Cases for Trauma/CMF devices and their components are noninvasive reusable devices. Cases are intended to store Instruments and Implants.
Synthes GmbH | سويسرا | Switzerland | ME0000000735SFDAA00401 | Vario Case f/SmFragm. Instr Set LC-DCP | Reusable sterilization instruments container | The Cases for Trauma/CMF devices and their components are noninvasive reusable devices. Cases are intended to store Instruments and Implants.
Synthes GmbH | سويسرا | Switzerland | ME0000000735SFDAA00402 | Vario Case 1/1 f/LCP Compact | Reusable sterilization instruments container | The Cases for Trauma/CMF devices and their components are noninvasive reusable devices. Cases are intended to store Instruments and Implants.
Synthes GmbH | سويسرا | Switzerland | ME0000000735SFDAA00403 | Vario Case Framing w/Bottom | Reusable sterilization instruments container | The Cases for Trauma/CMF devices and their components are noninvasive reusable devices. Cases are intended to store Instruments and Implants.
Synthes GmbH | سويسرا | Switzerland | ME0000000735SFDAA00404 | Vario Case Framing w Nuts | Reusable sterilization instruments container | Tray framing with nuts intended to place store and sterilize
Synthes GmbH | سويسرا | Switzerland | ME0000000735SFDAA00405 | VC F/PELVIC IMPLANT SET W/O | Reusable sterilization container | The Cases for Trauma/CMF devices and their components are noninvasive reusable devices. Cases are intended to store Instruments and Implants.
Synthes GmbH | سويسرا | Switzerland | ME0000000735SFDAA00406 | Vario Case f Intramedullary Reaming System | Container For Implants and or Instruments | Case and components are portable containers designed for safe storage and transportation
Synthes GmbH | سويسرا | Switzerland | ME0000000735SFDAA00407 | Application Instr.w/Alignment Guide f/FlapFix™ | Case | The Cases for Trauma/CMF devices and their components are noninvasive reusable devices. Cases are intended to store Instruments and Implants.
Synthes GmbH | سويسرا | Switzerland | ME0000000735SFDAA00408 | T PAL Small Trial Implant | Cases | The Cases for Trauma/CMF devices and their components are noninvasive reusable devices. Cases are intended to store Instruments and Implants.
Synthes GmbH | سويسرا | Switzerland | ME0000000735SFDAA00409 | Screw Rack for No. 681.650 w o Contents | Screws Container | The Cases for Trauma/CMF devices and their components are noninvasive reusable devices. Cases are intended to store Instruments and Implants.
Synthes GmbH | سويسرا | Switzerland | ME0000000735SFDAA00410 | Vario Case f/DHS DCS InstrSet | Reusable sterilization instruments container | The Cases for Trauma/CMF devices and their components are noninvasive reusable devices. Cases are intended to store Instruments and Implants.
Synthes GmbH | سويسرا | Switzerland | ME0000000735SFDAA00411 | Vario Case f/Pelvic Reduction Set | Reusable sterilization instruments container | The Cases for Trauma/CMF devices and their components are noninvasive reusable devices. Cases are intended to store Instruments and Implants.
Synthes GmbH | سويسرا | Switzerland | ME0000000735SFDAA00412 | Vario Case f Compact Air Drive | Reusable instruments container | Safe storage handling and sterilization of power tools
Synthes GmbH | سويسرا | Switzerland | ME0000000735SFDAA00413 | Insert size 12 fBasic Instruments fVario Case | Insert for Instrument Set | Safe storage handling and sterilization of power tools
Synthes GmbH | سويسرا | Switzerland | ME0000000735SFDAA00414 | Mod. Tray fInstr. fLFN | Case Tray | the cases and components are portable containers designed for safe storage handling and transportation of reusable surgical instruments
Synthes GmbH | سويسرا | Switzerland | ME0000000735SFDAA00415 | Case large closable | Container For Implants and or Instruments | Tray for sterilization
Synthes GmbH | سويسرا | Switzerland | ME0000000735SFDAA00416 | MatrixMANDIBLE Cheek Retractor Blade | Retractor Blade | The Cases for Trauma/CMF devices and their components are noninvasive reusable devices. Cases are intended to store Instruments and Implants.
Synthes GmbH | سويسرا | Switzerland | ME0000000735SFDAA00417 | Labelling Clip | Durable labeling clip | the cases and components are portable containers designed for safe storage handling and transportation of reusable surgical instruments
Synthes GmbH | سويسرا | Switzerland | ME0000000735SFDAA00418 | Rod to Rod Clamp | Large External Fixator | External Fixator Devices to temporary fixation and intra- and postoperative treatment of open and closed fractures
Synthes GmbH | سويسرا | Switzerland | ME0000000735SFDAA00419 | Screw Rack f Stainless Steel Screws | Screws Container | Screws Sterilization
Synthes GmbH | سويسرا | Switzerland | ME0000000735SFDAA00420 | Vario Case™ f/Piezoelectric System | Case | Safe storage, handling and sterilization of power tools
Synthes GmbH | سويسرا | Switzerland | ME0000000735SFDAA00421 | Insert f/Low Profile 3.5 Pelvic Instrument Set | Insert | The Cases and Components are portable containers designed for safe storage, handling, and transportation of reusable surgical instruments and/ or implants between the operating, storage and central sterilization rooms
Synthes GmbH | سويسرا | Switzerland | ME0000000735SFDAA00422 | Insert f/Low Profile 3.5 Reconstruction Plate Set | Insert | The Cases for Trauma/CMF devices and their components are non-invasive reusable devices.
Synthes GmbH | سويسرا | Switzerland | ME0000000735SFDAA00423 | Insert, bottom, f/Instrument Set Low Profile 3.5 | Insert | The Cases for Trauma/CMF devices and their components are non-invasive reusable devices.
Synthes GmbH | سويسرا | Switzerland | ME0000000735SFDAA00424 | Insert, bottom, f/Pelvic Retractor Set | Insert | The Cases for Trauma/CMF devices and their components are non-invasive reusable devices
Synthes GmbH | سويسرا | Switzerland | ME0000000735SFDAA00425 | Insert, top, f/Instrument Set Low Profile 3.5 | Insert | The Cases for Trauma/CMF devices and their components are non-invasive reusable devices.
Synthes GmbH | سويسرا | Switzerland | ME0000000735SFDAA00426 | Insert, top, f/Low Profile 3.5 Pelv. Retractor Set | Insert | The Cases for Trauma/CMF devices and their components are non-invasive reusable devices.
Synthes GmbH | سويسرا | Switzerland | ME0000000735SFDAA00427 | Screw Rack Module, 1/3, f/Screws | Rack | The Cases for Trauma/CMF devices and their components are non-invasive reusable devices.
Synthes GmbH | سويسرا | Switzerland | ME0000000735SFDAA00428 | Screw Rack, metal, size 1/2 | Rack | The case and components are portable containers designed for safe storage, handling , and transportation of reusable surgical instruments.
Synthes GmbH | سويسرا | Switzerland | ME0000000735SFDAA00429 | Screw Rack, size 1/4, height 35.5mm | Rack | The case and components are portable containers designed for safe storage, handling , and transportation of reusable surgical instruments.
Synthes GmbH | سويسرا | Switzerland | ME0000000735SFDAA00430 | Screw Rack, size 1/2, f/HCS 1.5 - 3.0mm | Rack | The case and components are portable containers designed for safe storage, handling , and transportation of reusable surgical instruments.
Synthes GmbH | سويسرا | Switzerland | ME0000000735SFDAA00431 | LCP Volar Column Distal Radius Plate | N/A | Locking compression volar plates for osteosynthesis in the distal radius
Synthes GmbH | سويسرا | Switzerland | ME0000000735SFDAA00432 | Insert f/Screw Rack Module, f/HCS 3.0mm | Insert | The Cases for Trauma/CMF devices and their components are noninvasive reusable devices
Synthes GmbH | سويسرا | Switzerland | ME0000000735SFDAA00433 | Insert f/Screw Rack Module, f/HCS 1.5mm | Insert | The Cases for Trauma/CMF devices and their components are noninvasive reusable devices
Synthes GmbH | سويسرا | Switzerland | ME0000000735SFDAA00434 | Modular Auxiliary Tray, w/o Contents | Tray | The Cases and Components are portable containers designed for safe storage, handling, and transportation of reusable surgical instruments and/ or implants between the operating, storage and central sterilization rooms
Synthes GmbH | سويسرا | Switzerland | ME0000000735SFDAA00435 | Modular Tray f/LCP Anterolat. Dist. Tibial Pl. 3.5 | Modular Tray | The Cases and Components are portable containers designed for safe storage, handling, and transportation of reusable surgical instruments and/ or implants between the operating, storage and central sterilization rooms.
Synthes GmbH | سويسرا | Switzerland | ME0000000735SFDAA00436 | Lid f/Modular Screw Rack, f/HCS 4.5+6.5mm | Lid | The Cases for Trauma/CMF devices and their components are noninvasive reusable devices
Synthes GmbH | سويسرا | Switzerland | ME0000000735SFDAA00437 | Insert f/Screw Rack Module, f/HCS 2.4mm | Insert | The Cases for Trauma/CMF devices and their components are non-invasive reusable devices.
Synthes GmbH | سويسرا | Switzerland | ME0000000735SFDAA00438 | Modular Tray f/Aiming Arm, 1/2, w/o Contents | Modular Tray | The Cases for Trauma/CMF devices and their components are non-invasive reusable devices.
Synthes GmbH | سويسرا | Switzerland | ME0000000735SFDAA00439 | Mod. Tray f/Reduction Instruments, size 1/1 | Tray | The case and components are portable containers designed for safe storage, handling , and transportation of reusable surgical instruments.
Synthes GmbH | سويسرا | Switzerland | ME0000000735SFDAA00440 | Mod. Tray f/VA-LCP Dist.Tib .+Fib .PI. 2.7 /3.5 | Tray | The case and components are portable containers designed for safe storage, handling , and transportation of reusable surgical instruments.
Synthes GmbH | سويسرا | Switzerland | ME0000000735SFDAA00441 | Mod. Tray f/VA-Locking and Cortex Scr. Insert. | Tray | The case and components are portable containers designed for safe storage, handling, and transportation of reusable surgical instruments
Synthes GmbH | سويسرا | Switzerland | ME0000000735SFDAA00442 | Mod. Tray, f/Modular Screw Rack, f/Screws 3.5mm | Tray | The case and components are portable containers designed for safe storage, handling , and transportation of reusable surgical instruments.
Synthes GmbH | سويسرا | Switzerland | ME0000000735SFDAA00443 | Modular Tray f/Aiming Arm Instruments | Modular Tray | The case and components are portable containers designed for safe storage, handling , and transportation of reusable surgical instruments.
Synthes GmbH | سويسرا | Switzerland | ME0000000735SFDAA00444 | Modular Tray f/Guiding Block f/VA-LCP Condylar Plate 4.5/5.0 | Modular Tray | The case and components are portable containers designed for safe storage, handling, and transportation of resuable surgical instruments
Synthes GmbH | سويسرا | Switzerland | ME0000000735SFDAA00445 | Modular Tray f/LCP DHS® Implants, size 1/1 | Modular Tray | The Cases for Trauma/CMF devices and their components are non-invasive reusable devices.
Synthes GmbH | سويسرا | Switzerland | ME0000000735SFDAA00446 | Modular Tray f/Screw Insertion 2.4/2.7 | Modular Tray | The Cases and Components are portable containers designed for safe storage, handling, and transportation of reusable surgical instruments and/ or implants between the operating, storage and central sterilization rooms.
Synthes GmbH | سويسرا | Switzerland | ME0000000735SFDAA00447 | Modular Tray f/Trial Implants f/VA-LCP Elbow Plates | Modular Tray | The case and components are portable containers designed for safe storage, handling , and transportation of reusable surgical instruments.
Synthes GmbH | سويسرا | Switzerland | ME0000000735SFDAA00448 | Modular Tray f/VA Instruments | Modular Tray | The case and components are portable containers designed for safe storage, handling, and transportation of resuable surgical instruments
Synthes GmbH | سويسرا | Switzerland | ME0000000735SFDAA00449 | Modular Tray f/VA-LCP Elbow Plates, size 1/1 | Modular Tray | The case and components are portable containers designed for safe storage, handling , and transportation of reusable surgical instruments.
Synthes GmbH | سويسرا | Switzerland | ME0000000735SFDAA00450 | Tray f/Instrument Set, f/HCS 2.4 and 3.0mm | Tray | The Cases for Trauma/CMF devices and their components are non-invasive reusable devices
Synthes GmbH | سويسرا | Switzerland | ME0000000735SFDAA00451 | Tray f/Instruments f/LCP and VA-LCP Plates 2.4 | Tray | The case and components are portable containers designed for safe storage, handling , and transportation of reusable surgical instruments.
Synthes GmbH | سويسرا | Switzerland | ME0000000735SFDAA00452 | Tray f/Screws, f/LCP DHS/DCS® Basic Instr. Set | Tray | The Cases for Trauma/CMF devices and their components are non-invasive reusable devices.
Synthes GmbH | سويسرا | Switzerland | ME0000000735SFDAA00453 | Lid (Stainless Steel), f/Vario Case™ | Lid | The case and components are portable containers designed for safe storage, handling , and transportation of reusable surgical instruments.
Synthes GmbH | سويسرا | Switzerland | ME0000000735SFDAA00454 | Lid f/Instrument Set Low Profile 3.5 f/PelvReduc. | Lid | The Cases for Trauma/CMF devices and their components are non-invasive reusable devices
Synthes GmbH | سويسرا | Switzerland | ME0000000735SFDAA00455 | Lid f/Low Profile 3.5 Pelvic Retractor Set | Lid | The Cases for Trauma/CMF devices and their components are non-invasive reusable devices
Synthes GmbH | سويسرا | Switzerland | ME0000000735SFDAA00456 | Lid f/modular Screw Rack, f/Frame, 1/4 | Lid | The case and components are portable containers designed for safe storage, handling , and transportation of reusable surgical instruments.
Synthes GmbH | سويسرا | Switzerland | ME0000000735SFDAA00457 | Lid f/Modular Tray | Lid | The Cases and Components are portable containers designed for safe storage, handling, and transportation of reusable surgical instruments and/ or implants between the operating, storage and central sterilization rooms
Synthes GmbH | سويسرا | Switzerland | ME0000000735SFDAA00458 | Graphic Case f/3 Inserts, w/o Contents | Case | The Cases for Trauma/CMF devices and their components are non-invasive reusable devices.
Synthes GmbH | سويسرا | Switzerland | ME0000000735SFDAA00459 | Graphic Case f/Expert Humeral Nail | Case | The Cases for Trauma/CMF devices and their components are non-invasive reusable devices
Synthes GmbH | سويسرا | Switzerland | ME0000000735SFDAA00460 | Vario Case™ f/Expert™ Tibial Nails (Titanium Alloy) | Case | The case and components are portable containers designed for safe storage, handling, and transportation of resuable surgical instruments
Synthes GmbH | سويسرا | Switzerland | ME0000000735SFDAA00461 | Vario Case™ f/TomoFix™ Knee Osteotomy System | Case | The Cases for Trauma/CMF devices and their components are non-invasive reusable devices
Synthes GmbH | سويسرا | Switzerland | ME0000000735SFDAA00462 | Vario Case™ f/VA Instr.+Long Screw Insertion Instr. | Case | The case and components are portable containers designed for safe storage, handling , and transportation of reusable surgical instruments.
Synthes GmbH | سويسرا | Switzerland | ME0000000735SFDAA00463 | Vario Case™ f/VA Periarticular Aiming Arm Instr. | Case | The case and components are portable containers designed for safe storage, handling , and transportation of reusable surgical instruments.
Synthes GmbH | سويسرا | Switzerland | ME0000000735SFDAA00464 | Vario Case™ f/VA-LCP Condylar Plate 4.5/5.0 | Case | The case and components are portable containers designed for safe storage, handling , and transportation of reusable surgical instruments.
Synthes GmbH | سويسرا | Switzerland | ME0000000735SFDAA00465 | Vario Case™ f/VA-LCP Proximal Tibial Plates 3.5 | Case | The case and components are portable containers designed for safe storage, handling , and transportation of reusable surgical instruments.
Synthes GmbH | سويسرا | Switzerland | ME0000000735SFDAA00466 | Vario Case™, Framing | Case | The Cases for Trauma/CMF devices and their components are non-invasive reusable devices.
Synthes GmbH | سويسرا | Switzerland | ME0000000735SFDAA00467 | Vario Case™ f/lnstr. Set f/Expert R/AFN Femoral Nails | Case | The Cases for Trauma/CMF devices and their components are non-invasive reusable devices.
Synthes GmbH | سويسرا | Switzerland | ME0000000735SFDAA00468 | Vario Case™ f/Cannulated Screw | Case | The Cases for Trauma/CMF devices and their components are non-invasive reusable devices.
Synthes GmbH | سويسرا | Switzerland | ME0000000735SFDAA00469 | Vario Case™ f/InstrSet f/Cann. Screws 6.5/7.3mm | Case | The Cases for Trauma/CMF devices and their components are non-invasive reusable devices
Synthes GmbH | سويسرا | Switzerland | ME0000000735SFDAA00470 | Vario Case™ f/InstrSet f/HCS 3.0mm, w/o Lid | Case | The Cases for Trauma/CMF devices and their components are non-invasive reusable devices.
Synthes GmbH | سويسرا | Switzerland | ME0000000735SFDAA00471 | Vario Case™ f/LCP Distal Humeral Plates | Case | The Cases for Trauma/CMF devices and their components are non-invasive reusable devices. Cases are intended to store Instruments and Implants.
Synthes GmbH | سويسرا | Switzerland | ME0000000735SFDAA00472 | Auxiliary Module, size 1/3, height 28mm | Auxiliary Module | the cases and components are portable containers designed for safe storage, handling, and transportation of reusable surgical instruments
Synthes GmbH | سويسرا | Switzerland | ME0000000735SFDAA00473 | Module f/VA-LCP Two-Column Distal Radius Plate 2.4 | Module | the cases and components are portable containers designed for safe storage, handling, and transportation of reusable surgical instruments
Synthes GmbH | سويسرا | Switzerland | ME0000000735SFDAA00474 | Module f/VA-LCP Volar Rim Distal Radius Plates 2.4 | Module | the cases and components are portable containers designed for safe storage, handling, and transportation of reusable surgical instruments
Synthes GmbH | سويسرا | Switzerland | ME0000000735SFDAA00475 | Cleaning Stylet, f/Cannulated Instruments | Cleaning Stylet | Non-invasive reusable devices, Cleaning tool for orthopaedic instruments
Synthes GmbH | سويسرا | Switzerland | ME0000000735SFDAA00477 | Cleaning Brush 3.6mm, L 600mm | Cleaning Brush | Non-invasive reusable devices. Cleaning tool for orthopaedic instruments.
Synthes GmbH | سويسرا | Switzerland | ME0000000735SFDAA00478 | Lid f/Mod. Tray, Next Gener. | Lid | The case and components are portable containers designed for safe storage, handling , and transportation of reusable surgical instruments.
Synthes GmbH | سويسرا | Switzerland | ME0000000735SFDAA00479 | Rack f/Locking Screws and Standard Screws | Rack | The Cases and Components are portable containers designed for safe storage, handling, and transportation of reusable surgical instruments and/ or implants between the operating, storage and central sterilization rooms.
Synthes GmbH | سويسرا | Switzerland | ME0000000735SFDAA00480 | Vario Case™ f/Cannulated Screw | Case | The Cases for Trauma/CMF devices and their components are noninvasive reusable devices.
Synthes GmbH | سويسرا | Switzerland | ME0000000735SFDAA00481 | Insert f/Schanz Screws | Insert | The Cases for Trauma/CMF devices and their components are noninvasive reusable devices.
Synthes GmbH | سويسرا | Switzerland | ME0000000735SFDAA00482 | Vario Case™ f/Small External Fixator | Case | The Cases for Trauma/CMF devices and their components are noninvasive reusable devices
AIREX AG | سويسرا | Switzerland | ME0000001021SFDAA00594 | Balance Trainer | Balance Trainer | movement therapy aid for both institutional and home use.
Synthes GmbH | سويسرا | Switzerland | ME0000000735SFDAA01243 | Screwholder | holder | The Cases for Trauma/CMF devices and their components are noninvasive reusable devices.
Synthes GmbH | سويسرا | Switzerland | ME0000000735SFDAA01244 | Screw Rack f/SCFE Screws, size 1/2 | Rack | The Cases for Trauma/CMF devices and their components are noninvasive reusable devices
Synthes GmbH | سويسرا | Switzerland | ME0000000735SFDAA01245 | Screw Rack f/VC No. 68.226.000, w/o Contents | Rack | The Cases for Trauma/CMF devices and their components are noninvasive reusable devices.
Synthes GmbH | سويسرا | Switzerland | ME0000000735SFDAA01246 | Auxiliary Tray f/Graphic Case | Tray | The Cases for Trauma/CMF devices and their components are noninvasive reusable devices.
Synthes GmbH | سويسرا | Switzerland | ME0000000735SFDAA01247 | Modular Auxiliary Tray, 1/4, w/o Lid | Tray | The Cases for Trauma/CMF devices and their components are noninvasive reusable devices.
Synthes GmbH | سويسرا | Switzerland | ME0000000735SFDAA01248 | Modular Tray f/LCP Percutaneous Aiming System 3.5 | Modular Tray | The Cases for Trauma/CMF devices and their components are noninvasive reusable devices
Synthes GmbH | سويسرا | Switzerland | ME0000000735SFDAA01249 | Graphic Case f/VA-LCP Elbow Plate System 2.7/3.5 | Case | The Cases for Trauma/CMF devices and their components are noninvasive reusable devices
Synthes GmbH | سويسرا | Switzerland | ME0000000735SFDAA01250 | Graphic Case f/Wire Instrument Set | Case | The Cases for Trauma/CMF devices and their components are noninvasive reusable device
Synthes GmbH | سويسرا | Switzerland | ME0000000735SFDAA01251 | Vario Case™ f/LCP Prox. Tib. Pl. 3.5, w/Screw Rack | Case | The Cases for Trauma/CMF devices and their components are noninvasive reusable devices.
Synthes GmbH | سويسرا | Switzerland | ME0000000735SFDAA01253 | Vario Case™ f/Add Instruments, f/Expert™ LFN | Case | The Cases for Trauma/CMF devices and their components are noninvasive reusable devices.
Synthes GmbH | سويسرا | Switzerland | ME0000000735SFDAA01254 | Vario Case™ f/DHS®-Implants | Case | The Cases for Trauma/CMF devices and their components are noninvasive reusable devices.
Synthes GmbH | سويسرا | Switzerland | ME0000000735SFDAA01255 | Vario Case™ f/LCP Elbow Plate System | Case | The Cases for Trauma/CMF devices and their components are noninvasive reusable devices.
Synthes GmbH | سويسرا | Switzerland | ME0000000735SFDAA01256 | Graphic Case f/Small Fragment Instrument Set | Case | The Cases for Trauma/CMF devices and their components are noninvasive reusable devices. Cases are intended to store Instruments and Implants.
Synthes GmbH | سويسرا | Switzerland | ME0000000735SFDAA01257 | Graphic Case f/SynReam | Case | The Cases for Trauma/CMF devices and their components are noninvasive reusable devices.
Synthes GmbH | سويسرا | Switzerland | ME0000000735SFDAA01258 | Graphic Case f/TFN Auxiliary Instrument Set | Case | The Cases for Trauma/CMF devices and their components are noninvasive reusable devices.
Synthes GmbH | سويسرا | Switzerland | ME0000000735SFDAA01259 | Graphic Case f/TFN Locking Instrument Set | Case | The Cases for Trauma/CMF devices and their components are noninvasive reusable devices.
Synthes GmbH | سويسرا | Switzerland | ME0000000735SFDAA01260 | Graphic Case f/Aiming Arm Instruments | Case | The Cases for Trauma/CMF devices and their components are noninvasive reusable devices
Synthes GmbH | سويسرا | Switzerland | ME0000000735SFDAA01261 | Graphic Case f/Bone Forceps Set | Case | The Cases for Trauma/CMF devices and their components are noninvasive reusable devices.
Synthes GmbH | سويسرا | Switzerland | ME0000000735SFDAA01262 | Graphic Case f/Calcaneal Locking Plates | Case | The Cases for Trauma/CMF devices and their components are noninvasive reusable devices.
Synthes GmbH | سويسرا | Switzerland | ME0000000735SFDAA01263 | Graphic Case f/Cannulated Screw | Case | The Cases for Trauma/CMF devices and their components are noninvasive reusable devices
Synthes GmbH | سويسرا | Switzerland | ME0000000735SFDAA01264 | Graphic Case f/Cortex,LCP,VA-LCP+Cancellous Bone Screws | Case | The Cases for Trauma/CMF devices and their components are noninvasive reusable devices.
Synthes GmbH | سويسرا | Switzerland | ME0000000735SFDAA01265 | Graphic Case f/DHS/DCS® | Case | The Cases for Trauma/CMF devices and their components are noninvasive reusable devices.
Synthes GmbH | سويسرا | Switzerland | ME0000000735SFDAA01266 | Graphic Case f/HCS 4.5mm | Case | The Cases for Trauma/CMF devices and their components are noninvasive reusable devices.
Synthes GmbH | سويسرا | Switzerland | ME0000000735SFDAA01267 | Graphic Case f/Implants f/CAPOS | Case | The Cases for Trauma/CMF devices and their components are noninvasive reusable devices.
Synthes GmbH | سويسرا | Switzerland | ME0000000735SFDAA01268 | Graphic Case f/Insertion Instrument Set | Case | The Cases for Trauma/CMF devices and their components are noninvasive reusable devices.
Synthes GmbH | سويسرا | Switzerland | ME0000000735SFDAA01269 | Graphic Case f/lnstr. Set f/Cann. Screw 3.0mm | Case | The Cases for Trauma/CMF devices and their components are noninvasive reusable devices
Synthes GmbH | سويسرا | Switzerland | ME0000000735SFDAA01270 | Graphic Case f/Instrument Set | Case | The Cases for Trauma/CMF devices and their components are noninvasive reusable devices.
Synthes GmbH | سويسرا | Switzerland | ME0000000735SFDAA01271 | Graphic Case f/Instrument Set, f/MultiLoc™ Humeral Nail | Case | The Cases for Trauma/CMF devices and their components are noninvasive reusable devices
Synthes GmbH | سويسرا | Switzerland | ME0000000735SFDAA01272 | Graphic Case f/lnstruments and Implants | Case | The Cases for Trauma/CMF devices and their components are noninvasive reusable devices.
Synthes GmbH | سويسرا | Switzerland | ME0000000735SFDAA01273 | Graphic Case f/LCP Distal Humeral Plates 3.5 | Case | The Cases for Trauma/CMF devices and their components are noninvasive reusable devices
Synthes GmbH | سويسرا | Switzerland | ME0000000735SFDAA01274 | Graphic Case f/LCP Medial Prox. Tibial Plates 3.5 | Case | The Cases for Traurna/CMF devices and their components are noninvasive reusable devices.
Synthes GmbH | سويسرا | Switzerland | ME0000000735SFDAA01275 | Graphic Case f/LCP Proximal Tibial Plates 3.5 | Case | The Cases for Trauma/CMF devices and their components are noninvasive reusable devices.
Synthes GmbH | سويسرا | Switzerland | ME0000000735SFDAA01276 | Graphic Case f/Locking Instrument Set | Case | The Cases for Trauma/CMF devices and their components are noninvasive reusable devices.
Synthes GmbH | سويسرا | Switzerland | ME0000000735SFDAA01277 | Graphic Case f/Mini Fragment Instrument Set | Case | The Cases for Trauma/CMF devices and their components are noninvasive reusable devices. Cases are intended to store Instruments and Implants.
Synthes GmbH | سويسرا | Switzerland | ME0000000735SFDAA01278 | Graphic Case f/Mini Instrument Set | Case | The Cases for Trauma/CMF devices and their components are noninvasive reusable devices
Synthes GmbH | سويسرا | Switzerland | ME0000000735SFDAA01279 | Graphic Case f/Periarticular Instrument Set | Case | The Cases for Trauma/CMF devices and their components are noninvasive reusable devices.
Synthes GmbH | سويسرا | Switzerland | ME0000000735SFDAA01280 | Modular Tray f/LCP Elbow Plates 3.5/2.7 | Modular Tray | The Cases for Trauma/CMF devices and their components are noninvasive reusable devices.
Synthes GmbH | سويسرا | Switzerland | ME0000000735SFDAA01281 | Vario Case™ f/LCP Small Fragment Instrument Set | Case | The Cases for Trauma/CMF devices and their components are noninvasive reusable devices
Synthes GmbH | سويسرا | Switzerland | ME0000000735SFDAA01282 | Vario Case™ f/Plate Set LCP | Case | The Cases for Trauma/CMF devices and their components are noninvasive reusable devices.
Synthes GmbH | سويسرا | Switzerland | ME0000000735SFDAA01283 | Vario Case™ f/SCFE Screws, size 1/1 | Case | The Cases for Trauma/CMF devices and their components are noninvasive reusable devices.
Synthes GmbH | سويسرا | Switzerland | ME0000000735SFDAA01284 | Vario Case™ f/Small Fragment Instrum. Set LC-DCP® | Case | The Cases for Trauma/CMF devices and their components are noninvasive reusable devices. Cases are intended to store Instruments and Implants.
Synthes GmbH | سويسرا | Switzerland | ME0000000735SFDAA01285 | Vario Case™ f/Small Fragment Instrum. Set 2.7/3.5 | Case | The Cases for Trauma/CMF devices and their components are noninvasive reusable devices.
Synthes GmbH | سويسرا | Switzerland | ME0000000735SFDAA01286 | Vario Case™ f/Standard Instrument Set, size 1/1 | Case | The Cases for Trauma/CMF devices and their components are noninvasive reusable devices.
Synthes GmbH | سويسرا | Switzerland | ME0000000735SFDAA01287 | Vario Case™ f/Standard Instruments | Case | The case and components are portable containers designed for safe storage, handling, and transportation of resuable surgical instruments
Synthes GmbH | سويسرا | Switzerland | ME0000000735SFDAA01288 | Vario Case™ f/Instrument Set f/Wrist Fusion | Case | The Cases for Trauma/CMF devices and their components are noninvasive reusable devices.
Synthes GmbH | سويسرا | Switzerland | ME0000000735SFDAA01289 | Vario Case™, size 1/2 | Case | Safe storage, handling and sterilization of power tools
Synthes GmbH | سويسرا | Switzerland | ME0000000735SFDAA01290 | Vario Case™, size 1/2, f/TRS Battery Handpiece | Case | Safe storage handling and sterilization of power tools.
Synthes GmbH | سويسرا | Switzerland | ME0000000735SFDAA01292 | Vario Case™, size 1/1, f/Trauma Recon System | Case | Safe storage, handling and sterilization of power tools.
Synthes GmbH | سويسرا | Switzerland | ME0000000735SFDAA01293 | Module f/Instruments f/V A-LCP Two-Column DRP 2.4 | Module | The Cases for Trauma/CMF devices and their components are noninvasive reusable devices.
Synthes GmbH | سويسرا | Switzerland | ME0000000735SFDAA01294 | Module f/LCP Volar Distal Radius Plates 2.4 | Module | The Cases for Trauma/CMF devices and their components are noninvasive reusable devices
Synthes GmbH | سويسرا | Switzerland | ME0000000735SFDAA01295 | Module f/Screws, f/TomoFix™, f/Frame, size 1/4 | Module | The Cases for Trauma/CMF devices and their components are noninvasive reusable devices.
Synthes GmbH | سويسرا | Switzerland | ME0000000735SFDAA01296 | Module f/V A-LCP Dorsal Distal Radius Plates 2.4 | Module | The Cases for Trauma/CMF devices and their components are noninvasive reusable devices
Synthes GmbH | سويسرا | Switzerland | ME0000000735SFDAA01297 | Module f/V A-LCP Two-Column Distal Radius PI. 2.4 | Module | The Cases for Trauma/CMF devices and their components are noninvasive reusable devices.
Synthes GmbH | سويسرا | Switzerland | ME0000000735SFDAA01298 | Module f/V A-LCP Volar Distal Radius Plates 2.4 | Module | The Cases for Trauma/CMF devices and their components are noninvasive reusable devices
Synthes GmbH | سويسرا | Switzerland | ME0000000735SFDAA01299 | Module Instruments and Implants VAL Hand | Module | The Cases for Trauma/CMF devices and their components are noninvasive reusable devices.
Synthes GmbH | سويسرا | Switzerland | ME0000000735SFDAA01300 | Module Low Profile Neuro 1/3, Basic | Module | The Cases for Trauma/CMF devices and their components are noninvasive reusable devices.
Synthes GmbH | سويسرا | Switzerland | ME0000000735SFDAA01301 | Insert f/Osteotomy Guiding Device, f/Vario Case™ | Insert | The Cases for Trauma/CMF devices and their components are noninvasive reusable devices
Synthes GmbH | سويسرا | Switzerland | ME0000000735SFDAA01302 | Insert, extra-large, f/No. 68.004.001 | Insert | The Cases for Trauma/CMF devices and their components are noninvasive reusable devices.
Synthes GmbH | سويسرا | Switzerland | ME0000000735SFDAA01303 | Insert, extra-large, f/TN Tibial Nails | Insert | The Cases for Trauma/CMF devices and their components are noninvasive reusable devices.
Synthes GmbH | سويسرا | Switzerland | ME0000000735SFDAA01304 | Rack f/Cann. Conical Screws 5.0mm | Rack | The Cases for Trauma/CMF devices and their components are noninvasive reusable devices.
Synthes GmbH | سويسرا | Switzerland | ME0000000735SFDAA01305 | Rack f/Locking Bolts | Rack | The Cases for Trauma/CMF devices and their components are noninvasive reusable devices. Cases are intended to store Instruments and Implants.
Synthes GmbH | سويسرا | Switzerland | ME0000000735SFDAA01306 | Rack f/Standard and LCP Screws 2.7/3.5/4.0 | Rack | The Cases for Trauma/CMF devices and their components are noninvasive reusable devices.
Synthes GmbH | سويسرا | Switzerland | ME0000000735SFDAA01307 | Rack f/Stopper f/LCP Periarticular Aiming Arm Instr | Rack | The Cases for Trauma/CMF devices and their components are noninvasive reusable devices. Cases are intended to store Instruments and Implants.
Synthes GmbH | سويسرا | Switzerland | ME0000000735SFDAA01308 | Rack f/TN Cancellous Bone Locking Screws | Rack | The Cases for Trauma/CMF devices and their components are noninvasive reusable devices
Synthes GmbH | سويسرا | Switzerland | ME0000000735SFDAA01309 | Rack f/TN Locking Screws | Rack | The Cases for Trauma/CMF devices and their components are noninvasive reusable devices
Synthes GmbH | سويسرا | Switzerland | ME0000000735SFDAA01310 | Rack, f/No. 60.240.201, w/o Contents | Rack | The Cases for Trauma/CMF devices and their components are noninvasive reusable devices.
Synthes GmbH | سويسرا | Switzerland | ME0000000735SFDAA01311 | Screw Block 2.7mm, w/o Lid | Lid | The Cases for Trauma/CMF devices and their components are noninvasive reusable devices.
Synthes GmbH | سويسرا | Switzerland | ME0000000735SFDAA01312 | Screw Rack Module, 1/3, f/Screws | Rack | The Cases for Trauma/CMF devices and their components are noninvasive reusable devices.
Synthes GmbH | سويسرا | Switzerland | ME0000000735SFDAA01313 | Screw Rack Module, size 1/2 | Rack | The Cases for Trauma/CMF devices and their components are noninvasive reusable devices
Synthes GmbH | سويسرا | Switzerland | ME0000000735SFDAA01314 | Screw Rack, f/HCS 1.5 - 3.0mm | Rack | The Cases for Trauma/CMF devices and their components are noninvasive reusable devices.
Synthes GmbH | سويسرا | Switzerland | ME0000000735SFDAA01315 | Modular Tray, f/MultiLoc™ Humeral Nailing System | Modular Tray | The Cases for Trauma/CMF devices and their components are noninvasive reusable devices.
Synthes GmbH | سويسرا | Switzerland | ME0000000735SFDAA01316 | Insert 2, f/straight LCP Plates | Insert | The Cases for Trauma/CMF devices and their components are noninvasive reusable devices. Cases are intended to store Instruments and Implants.
Synthes GmbH | سويسرا | Switzerland | ME0000000735SFDAA01317 | Insert 2, Instruments f/Expert™ Tibial Nail | Insert | The Cases for Trauma/CMF devices and their components are noninvasive reusable devices
Synthes GmbH | سويسرا | Switzerland | ME0000000735SFDAA01318 | Insert f/Module f/V A-LCP Dors. Dist. Radius P1.2.4 | Insert | The Cases for Trauma/CMF devices and their components are noninvasive reusable devices.
Synthes GmbH | سويسرا | Switzerland | ME0000000735SFDAA01319 | Insert, extra-large, f/Expert™ LFN, left | Insert | The Cases for Trauma/CMF devices and their components are noninvasive reusable devices
Synthes GmbH | سويسرا | Switzerland | ME0000000735SFDAA01320 | Insert, size 1/1 | Insert | The Cases for Trauma/CMF devices and their components are noninvasive reusable devices.
Synthes GmbH | سويسرا | Switzerland | ME0000000735SFDAA01321 | Rack f/Cancellous Bone Screws 6.5mm | Rack | The Cases for Trauma/CMF devices and their components are noninvasive reusable devices
Synthes GmbH | سويسرا | Switzerland | ME0000000735SFDAA01322 | Graphic Case f/Angled Blade Plates | Case | The Cases for Trauma/CMF devices and their components are noninvasive reusable devices
MEDOS INTERNATIONAL SARL | سويسرا | Switzerland | ME0000000631SFDAA00428 | MONARCH® SPINE SYSTEM CAP INSERTER | SURGICAL INSTRUMENTS | General Reusable Surgical Instruments are intended to be used for general surgical use or implant insertion during orthopedic procedures.
MEDOS INTERNATIONAL SARL | سويسرا | Switzerland | ME0000000631SFDAA00429 | FRONTIER® ANTERIOR DEFORMITY SYSTEM CAP INSERTER | SURGICAL INSTRUMENTS | General Reusable Surgical Instruments are intended to be used for general surgical use or implant insertion during orthopedic procedures.
MEDOS INTERNATIONAL SARL | سويسرا | Switzerland | ME0000000631SFDAA00430 | MOSS® MIAMI SPINE SYSTEM OUTER NUT TIGHTENER | SURGICAL INSTRUMENTS | General Reusable Surgical Instruments are intended to be used for general surgical use or implant insertion during orthopedic procedures.
MEDOS INTERNATIONAL SARL | سويسرا | Switzerland | ME0000000631SFDAA00431 | EXPEDIUM™ SPINE SYSTEM DUAL INNER INSERTER | SURGICAL INSTRUMENTS | General Reusable Surgical Instruments are intended to be used for general surgical use or implant insertion during orthopedic procedures.
MEDOS INTERNATIONAL SARL | سويسرا | Switzerland | ME0000000631SFDAA00432 | EXPEDIUM™ SPINE SYSTEM MONOAXIAL SCREWDRIVER | SURGICAL INSTRUMENTS | General Reusable Surgical Instruments are intended to be used for general surgical use or implant insertion during orthopedic procedures.
Synthes GmbH | سويسرا | Switzerland | ME0000000735SFDAA01323 | Rack f/Screws and Spiral Blades | Rack | The Cases for Trauma/CMF devices and their components are noninvasive reusable devices
Synthes GmbH | سويسرا | Switzerland | ME0000000735SFDAA01324 | Rack f/Screws, f/Vario Case™ | Rack | The Cases for Trauma/CMF devices and their components are noninvasive reusable devices.
Synthes GmbH | سويسرا | Switzerland | ME0000000735SFDAA01325 | Screw Rack, size 1/2, w/Drawer, L 100mm | Rack | The Cases for Trauma/CMF devices and their components are noninvasive reusable devices
Synthes GmbH | سويسرا | Switzerland | ME0000000735SFDAA01326 | Graphic Case, Tray f/LCP Superior Clavicle Plate | Case | The Cases for Trauma/CMF devices and their components are noninvasive reusable devices.
Synthes GmbH | سويسرا | Switzerland | ME0000000735SFDAA01327 | Impl.f/V A-LCP extraarticular Prox.Ulna Plates 2.7/3.5 | Plates | The Cases for Trauma/CMF devices and their components are noninvasive reusable devices.
Synthes GmbH | سويسرا | Switzerland | ME0000000735SFDAA01328 | Impl.f/V A-LCP Lateral Distal Humeral Plates 2.7/3.5 | Plates | The Cases for Trauma/CMF devices and their components are noninvasive reusable devices.
Synthes GmbH | سويسرا | Switzerland | ME0000000735SFDAA01329 | Impl.f/V A-LCP Med.+Med.Distal Humeral Pl.Syst. 2.7/3.5 | Plates | The Cases for Trauma/CMF devices and their components are noninvasive reusable devices.
Synthes GmbH | سويسرا | Switzerland | ME0000000735SFDAA01330 | Impl.f/VA-LCP Posterolateral Distal Humeral Pl.2.7/3.5 | Plates | The Cases for Trauma/CMF devices and their components are noninvasive reusable devices
Synthes GmbH | سويسرا | Switzerland | ME0000000735SFDAA01331 | Implant Module f/V A MTP-Fusion Pl. 2.4/2.7 | Module | The Cases for Trauma/CMF devices and their components are noninvasive reusable devices.
Synthes GmbH | سويسرا | Switzerland | ME0000000735SFDAA01332 | Instrument Tray f/Retractor f/Small Fragments, Pliers | Tray | The Cases for Trauma/CMF devices and their components are noninvasive reusable devices
Synthes GmbH | سويسرا | Switzerland | ME0000000735SFDAA01333 | Instrument Tray f/V A Locking and Cortex Screws | Tray | The Cases for Trauma/CMF devices and their components are noninvasive reusable devices
Synthes GmbH | سويسرا | Switzerland | ME0000000735SFDAA01334 | Mod. Tray f/Instrum ., f/Aiming Device, combinable | Tray | The Cases for Trauma/CMF devices and their components are noninvasive reusable devices
Synthes GmbH | سويسرا | Switzerland | ME0000000735SFDAA01335 | Modular Tray f/VA Instruments 2.4/2.7mm | Modular Tray | The Cases for Trauma/CMF devices and their components are noninvasive reusable devices
Synthes GmbH | سويسرا | Switzerland | ME0000000735SFDAA01336 | Modular Tray f/VA-LCP Elbow Plates: Distal Humerus | Modular Tray | The Cases for Trauma/CMF devices and their components are noninvasive reusable devices
Synthes GmbH | سويسرا | Switzerland | ME0000000735SFDAA01337 | Modular Tray f/V A-LCP Elbow Plates, size 1/2 | Modular Tray | The Cases for Trauma/CMF devices and their components are noninvasive reusable devices.
Synthes GmbH | سويسرا | Switzerland | ME0000000735SFDAA01338 | Tray f/LCP Anterior Clavicle Plate, w/o Lid | Tray | The Cases for Trauma/CMF devices and their components are noninvasive reusable devices
Synthes GmbH | سويسرا | Switzerland | ME0000000735SFDAA01339 | Tray f/LCP Superior Anterior Clavicle Plate | Tray | The Cases for Trauma/CMF devices and their components are noninvasive reusable devices
Synthes GmbH | سويسرا | Switzerland | ME0000000735SFDAA01340 | Tray f/TFNA Insertion Instruments f/Helical Balde, Basic Set | Tray | The Cases for Trauma/CMF devices and their components are noninvasive reusable devices.
Synthes GmbH | سويسرا | Switzerland | ME0000000735SFDAA01341 | Tray f/TFNA Insertion Instruments (Helical Blade+Screw) | Tray | The Cases for Trauma/CMF devices and their components are noninvasive reusable devices.
Synthes GmbH | سويسرا | Switzerland | ME0000000735SFDAA01342 | Tray f/TFNA Insertion Instruments (Nails) | Tray | The Cases for Trauma/CMF devices and their components are noninvasive reusable devices.
Synthes GmbH | سويسرا | Switzerland | ME0000000735SFDAA01343 | Tray f/TFNA Locking Instruments | Tray | The Cases for Trauma/CMF devices and their components are noninvasive reusable devices.
Synthes GmbH | سويسرا | Switzerland | ME0000000735SFDAA01344 | Tray f/TFNA Locking Instruments, Basic Set | Tray | The Cases for Trauma/CMF devices and their components are noninvasive reusable devices.
Synthes GmbH | سويسرا | Switzerland | ME0000000735SFDAA01345 | Tray f/TFNA Opening Instruments | Tray | The Cases for Trauma/CMF devices and their components are noninvasive reusable devices.
Synthes GmbH | سويسرا | Switzerland | ME0000000735SFDAA01346 | Container f/Kirschner Wires | Container | The Cases for Trauma/CMF devices and their components are noninvasive reusable devices.
Synthes GmbH | سويسرا | Switzerland | ME0000000735SFDAA01347 | Tray f/TFNA Opening Instruments, Basic Set | Tray | The Cases for Trauma/CMF devices and their components are noninvasive reusable devices
Synthes GmbH | سويسرا | Switzerland | ME0000000735SFDAA01348 | Tray, f/TFNA Extractions Instruments (Basic Set) | Tray | The Cases for Trauma/CMF devices and their components are noninvasive reusable devices.
Synthes GmbH | سويسرا | Switzerland | ME0000000735SFDAA01349 | Lid f/Graphic Case | Lid | The case and components are portable containers designed for safe storage, handling, and transportation of resuable surgical instruments
Synthes GmbH | سويسرا | Switzerland | ME0000000735SFDAA01350 | Lid f/Graphic Case f/HCS 3.0mm | Lid | The Cases for Trauma/CMF devices and their components are noninvasive reusable devices. Cases are intended to store Instruments and Implants.
Synthes GmbH | سويسرا | Switzerland | ME0000000735SFDAA01351 | Lid f/Instrument Tray, 1/3 | Lid | The Cases for Trauma/CMF devices and their components are noninvasive reusable devices.
Synthes GmbH | سويسرا | Switzerland | ME0000000735SFDAA01352 | Lid f/LCP Small Fragment Screw Rack | Lid | The Cases for Trauma/CMF devices and their components are noninvasive reusable devices.
Synthes GmbH | سويسرا | Switzerland | ME0000000735SFDAA01353 | Lid f/Mini Fragment Instrument Set | Lid | The Cases for Traurna/CMF devices and their components are noninvasive reusable devices. Cases are intended to store Instruments and Implants.
Synthes GmbH | سويسرا | Switzerland | ME0000000735SFDAA01354 | Lid, f/Screw Rack No. 68.103.010 | Lid | The Cases for Trauma/CMF devices and their components are noninvasive reusable devices.
Synthes GmbH | سويسرا | Switzerland | ME0000000735SFDAA01355 | Lid f/Small Fragment Instrument Set | Lid | The Cases for Trauma/CMF devices and their components are noninvasive reusable devices. Cases are intended to store Instruments and Implants.
Synthes GmbH | سويسرا | Switzerland | ME0000000735SFDAA01356 | Lid f/Small Fragment Plate Set | Lid | The Cases for Trauma/CMF devices and their components are noninvasive reusable devices. Cases are intended to store Instruments and Implants.
Synthes GmbH | سويسرا | Switzerland | ME0000000735SFDAA01357 | Lid f/SynCase No. 68.027.010 | Lid | The Cases for Trauma/CMF devices and their components are noninvasive reusable devices
Synthes GmbH | سويسرا | Switzerland | ME0000000735SFDAA01358 | Lid f/SynCase No. 68.027.020 | Lid | The Cases for Trauma/CMF devices and their components are noninvasive reusable devices.
Synthes GmbH | سويسرا | Switzerland | ME0000000735SFDAA01359 | Lid Low Profile Neuro f/No. 61.503.200 | Lid | The Cases for Trauma/CMF devices and their components are noninvasive reusable devices.
Synthes GmbH | سويسرا | Switzerland | ME0000000735SFDAA01361 | Lid, f/SynCase No. 68.004.010 | Lid | The Cases for Trauma/CMF devices and their components are noninvasive reusable devices.
Synthes GmbH | سويسرا | Switzerland | ME0000000735SFDAA01362 | Lid, f/SynCase No. 68.004.020 | Lid | The Cases for Trauma/CMF devices and their components are noninvasive reusable devices
Synthes GmbH | سويسرا | Switzerland | ME0000000735SFDAA01363 | Lid, flat, size 1/4 | Lid | The Cases for Trauma/CMF devices and their components are noninvasive reusable devices.
Synthes GmbH | سويسرا | Switzerland | ME0000000735SFDAA01364 | Modular Tray f/Compression Wires | Modular Tray | The Cases for Trauma/CMF devices and their components are noninvasive reusable devices.
Synthes GmbH | سويسرا | Switzerland | ME0000000735SFDAA01365 | Modular Tray f/Large Fragment Standard Instruments | Modular Tray | The Cases for Trauma/CMF devices and their components are noninvasive reusable devices.
Synthes GmbH | سويسرا | Switzerland | ME0000000735SFDAA01366 | Modular Tray f/LCP Large Fragment Instruments | Modular Tray | The Cases for Trauma/CMF devices and their components are noninvasive reusable devices.
Synthes GmbH | سويسرا | Switzerland | ME0000000735SFDAA01367 | Modular Tray f/LCP Prox. Hum. Plates, periartic. | Modular Tray | The Cases for Trauma/CMF devices and their components are noninvasive reusable devices.
Synthes GmbH | سويسرا | Switzerland | ME0000000735SFDAA01368 | Modular Tray f/LCP Proximal Tibial Plates 3.5 | Modular Tray | The Cases for Trauma/CMF devices and their components are noninvasive reusable devices
Synthes GmbH | سويسرا | Switzerland | ME0000000735SFDAA01369 | Modular Tray f/Long Screw Insertion Instruments | Modular Tray | The Cases for Trauma/CMF devices and their components are noninvasive reusable devices.
Synthes GmbH | سويسرا | Switzerland | ME0000000735SFDAA01370 | Modular Tray f/Medium Distractor, w/o Contents | Modular Tray | The Cases for Trauma/CMF devices and their components are noninvasive reusable devices
Synthes GmbH | سويسرا | Switzerland | ME0000000735SFDAA01371 | Modular Tray f/PHILOS Instruments & Implants, 1/4 | Modular Tray | The Cases for Trauma/CMF devices and their components are noninvasive reusable devices
Synthes GmbH | سويسرا | Switzerland | ME0000000735SFDAA01372 | Modular Tray f/Small Fragment Instruments 3.5, 1/2 | Modular Tray | The Cases for Trauma/CMF devices and their components are noninvasive reusable devices.
Synthes GmbH | سويسرا | Switzerland | ME0000000735SFDAA01373 | Modular Tray f/V A Instruments 3.5, size 1/2 | Modular Tray | The Cases for Trauma/CMF devices and their components are noninvasive reusable devices.
Synthes GmbH | سويسرا | Switzerland | ME0000000735SFDAA01374 | Modular Tray f/Instruments f/V A-Locking | Modular Tray | The Cases for Trauma/CMF devices and their components are noninvasive reusable devices
Synthes GmbH | سويسرا | Switzerland | ME0000000735SFDAA01375 | Modular Tray f/lnstruments f/V A-Locking | Modular Tray | The Cases for Trauma/CMF devices and their components are noninvasive reusable devices.
Synthes GmbH | سويسرا | Switzerland | ME0000000735SFDAA01376 | Mod. Tray f/V A-LCP Ant.Med.Dist.Tib.Plat. 2.7/3.5 | Modular Tray | The Cases for Trauma/CMF devices and their components are noninvasive reusable devices.
Synthes GmbH | سويسرا | Switzerland | ME0000000735SFDAA01377 | Mod. Tray f/VA-LCP Post.Lat.Dist.Tib.L+T-Pl. 2.7 | Modular Tray | The Cases for Trauma/CMF devices and their components are noninvasive reusable devices.
Synthes GmbH | سويسرا | Switzerland | ME0000000735SFDAA01378 | Mod. Tray, size 1/2, f/Instr., f/LCP Paed-HipPI | Modular Tray | The Cases for Trauma/CMF devices and their components are noninvasive reusable devices.
Synthes GmbH | سويسرا | Switzerland | ME0000000735SFDAA01379 | Mod. Tray, size 1/3, f/Mod. Ser. Rack f/Screws 2.7 | Modular Tray | The Cases for Trauma/CMF devices and their components are noninvasive reusable devices.
Synthes GmbH | سويسرا | Switzerland | ME0000000735SFDAA01381 | Modular Tray f/LCP Medial Distal Tibial Plates 3.5 | Modular Tray | The Cases for Trauma/CMF devices and their components are noninvasive reusable devices.
Synthes GmbH | سويسرا | Switzerland | ME0000000735SFDAA01382 | Vario Case™ f/Standard Instruments, LFN | Case | The Cases for Trauma/CMF devices and their components are noninvasive reusable devices
Synthes GmbH | سويسرا | Switzerland | ME0000000735SFDAA01383 | Vario Case™, size 1/2, f/Electric Pen Drive | Case | Safe storage, handling and sterilization of power tools.
Synthes GmbH | سويسرا | Switzerland | ME0000000735SFDAA01384 | Auxiliary Modular Insert, f/Modular Screw Rack | Modular Insert | The Cases for Trauma/CMF devices and their components are noninvasive reusable devices.
Synthes GmbH | سويسرا | Switzerland | ME0000000735SFDAA01385 | Insert 1, f/Locking Bolts 4.9mm | Insert | The Cases for Trauma/CMF devices and their components are noninvasive reusable devices
Synthes GmbH | سويسرا | Switzerland | ME0000000735SFDAA01386 | Insert 1, Instruments f/Expert™ Tibial Nail | Insert | The Cases for Trauma/CMF devices and their components are noninvasive reusable devices.
Synthes GmbH | سويسرا | Switzerland | ME0000000735SFDAA01387 | Insert 2, f/Periarticular Instrument Set | Insert | The Cases for Trauma/CMF devices and their components are noninvasive reusable devices
Ebnat AG | سويسرا | Switzerland | ME0000009098SFDAA00003 | Nano-b | KIDS, Manual Toothbrush | Ultra-soft, silver-impregnated bristles gently protect kids' gums and teeth, while reducing bacteria count on the toothbrush bristles. Premium, Swiss-Made quality, developed alongside a leading Swiss university. Ergonomic handle design, suitable for both parents' and kids' hands. Each toothbrush comes in its own travel & storage case. | فرشاة أسنان للأطفال
Synthes GmbH | سويسرا | Switzerland | ME0000000735SFDAA01390 | Module f/InstrSet Cann-Ser 2.4mm (TAN) | Module | The Cases for Trauma/CMF devices and their components are noninvasive reusable devices. Cases are intended to store Instruments and Implants.
Synthes GmbH | سويسرا | Switzerland | ME0000000735SFDAA01237 | Vario Case™ f/ASLS Instruments, 1/1, w/o Contents | Case | The Cases for Trauma/CMF devices and their components are noninvasive reusable devices. Cases are intended to store Instruments and Implants.
Synthes GmbH | سويسرا | Switzerland | ME0000000735SFDAA01210 | Modular Tray f/Opening Wedge Measuring Device | Modular Tray | The Cases for Trauma/CMF devices and their components are noninvasive reusable devices. Cases are intended to store Instruments and Implants.
Synthes GmbH | سويسرا | Switzerland | ME0000000735SFDAA01227 | Tray f/Additional Instruments f/CSS 6.5/7.3mm | Tray | The Cases for Trauma/CMF devices and their components are noninvasive reusable devices. Cases are intended to store Instruments and Implants.
Synthes GmbH | سويسرا | Switzerland | ME0000000735SFDAA01399 | Vario Case™ For SynFrame Basic System | Case | The Cases for Trauma/CMF devices and their components are noninvasive reusable devices. Cases are intended to store Instruments and Implants.
Synthes GmbH | سويسرا | Switzerland | ME0000000735SFDAA01235 | Graphic Case f/Mandible External Fixator II | Case | The Cases for Trauma/CMF devices and their components are noninvasive reusable devices. Cases are intended to store Instruments and Implants.
Synthes GmbH | سويسرا | Switzerland | ME0000000735SFDAA01398 | Vario Case™, Framing w/Nuts | Case | The Cases for Trauma/CMF devices and their components are noninvasive reusable devices. Cases are intended to store Instruments and Implants.
Synthes GmbH | سويسرا | Switzerland | ME0000000735SFDAA01226 | Modular Tray, Size 1/1 , f/TEN Extractions Instrum. | Modular Tray | The Cases for Trauma/CMF devices and their components are noninvasive reusable devices. Cases are intended to store Instruments and Implants.
Synthes GmbH | سويسرا | Switzerland | ME0000000735SFDAA01389 | Module f/lmplants, w/o Contents | Module | The Cases for Trauma/CMF devices and their components are noninvasive reusable devices. Cases are intended to store Instruments and Implants.
Synthes GmbH | سويسرا | Switzerland | ME0000000735SFDAA01207 | Modular Tray f/Compression System 2.4/2.7mm | Modular Tray | The Cases for Trauma/CMF devices and their components are noninvasive reusable devices. Cases are intended to store Instruments and Implants.
Synthes GmbH | سويسرا | Switzerland | ME0000000735SFDAA01236 | Vario Case™ f/Instr f/Removal of Prox. Fem. Nails | Case | The Cases for Trauma/CMF devices and their components are noninvasive reusable devices. Cases are intended to store Instruments and Implants.
Synthes GmbH | سويسرا | Switzerland | ME0000000735SFDAA01239 | Vario Case™ f/lnstr. f/Extraction of PFNA Blades | Case | The Cases for Trauma/CMF devices and their components are noninvasive reusable devices. Cases are intended to store Instruments and Implants.
Synthes GmbH | سويسرا | Switzerland | ME0000000735SFDAA01396 | Modular Tray f/LCP-DF 4.5/5.0, size 1/1 | Modular Tray | The Cases for Trauma/CMF devices and their components are noninvasive reusable devices. Cases are intended to store Instruments and Implants.
Synthes GmbH | سويسرا | Switzerland | ME0000000735SFDAA01391 | Module f/Instrument Set f/Cannulated Screw 2.4mm | Module | The Cases for Trauma/CMF devices and their components are noninvasive reusable devices. Cases are intended to store Instruments and Implants.
Synthes GmbH | سويسرا | Switzerland | ME0000000735SFDAA01232 | Universal Instrument Tray, large | Tray | The Cases for Trauma/CMF devices and their components are noninvasive reusable devices. Cases are intended to store Instruments and Implants.
Synthes GmbH | سويسرا | Switzerland | ME0000000735SFDAA01395 | Tray f/In-situ Bending Instruments | Tray | The Cases for Trauma/CMF devices and their components are noninvasive reusable devices. Cases are intended to store Instruments and Implants.
Synthes GmbH | سويسرا | Switzerland | ME0000000735SFDAA01208 | Modular Tray f/Distal+Proximal Reamer 2.4/2.7 | Modular Tray | The Cases for Trauma/CMF devices and their components are noninvasive reusable devices. Cases are intended to store Instruments and Implants.
Synthes GmbH | سويسرا | Switzerland | ME0000000735SFDAA01230 | Tray f/Instrument Set, f/LCP Plates 2.4/2.7/3.5 | Tray | The Cases for Trauma/CMF devices and their components are noninvasive reusable devices. Cases are intended to store Instruments and Implants.
Synthes GmbH | سويسرا | Switzerland | ME0000000735SFDAA01234 | Graphic Case f/Instrument Set (long) | Case | The Cases for Trauma/CMF devices and their components are noninvasive reusable devices. Cases are intended to store Instruments and Implants.
Synthes GmbH | سويسرا | Switzerland | ME0000000735SFDAA01392 | Module f/Kirschner Wires 1.0 to 2.5mm | Module | The Cases for Trauma/CMF devices and their components are noninvasive reusable devices. Cases are intended to store Instruments and Implants.
Synthes GmbH | سويسرا | Switzerland | ME0000000735SFDAA01233 | Graphic Case f/InstrSet f/Angl. Blade Plates | Case | The Cases for Trauma/CMF devices and their components are noninvasive reusable devices. Cases are intended to store Instruments and Implants.
Synthes GmbH | سويسرا | Switzerland | ME0000000735SFDAA01388 | Module f/Impl. f/V A-Locking Intercarpal Fusion Pl. | Module | The Cases for Trauma/CMF devices and their components are noninvasive reusable devices. Cases are intended to store Instruments and Implants.
Synthes GmbH | سويسرا | Switzerland | ME0000000735SFDAA01231 | Trays 1+2 f/LCP Periartic. Aiming Arm Instr. | Trays | The Cases for Trauma/CMF devices and their components are noninvasive reusable devices. Cases are intended to store Instruments and Implants.
Synthes GmbH | سويسرا | Switzerland | ME0000000735SFDAA01209 | Modular Tray f/LCP Prox. Fem. Hook Plates 4.5/5.0 | Modular Tray | The Cases for Trauma/CMF devices and their components are noninvasive reusable devices. Cases are intended to store Instruments and Implants.
Synthes GmbH | سويسرا | Switzerland | ME0000000735SFDAA01397 | Modular Tray f/LCP-PLT 4.5/5.0, size 1/1 | Modular Tray | The Cases for Trauma/CMF devices and their components are noninvasive reusable devices. Cases are intended to store Instruments and Implants.
Synthes GmbH | سويسرا | Switzerland | ME0000000735SFDAA01228 | Tray f/ Additional Instruments | Tray | The Cases for Trauma/CMF devices and their components are noninvasive reusable devices. Cases are intended to store Instruments and Implants.
Synthes GmbH | سويسرا | Switzerland | ME0000000735SFDAA01240 | Vario Case™ f/Prox. Aiming Device f/Expert™ RFN | Case | The Cases for Trauma/CMF devices and their components are noninvasive reusable devices. Cases are intended to store Instruments and Implants.
Synthes GmbH | سويسرا | Switzerland | ME0000000735SFDAA01229 | Tray f/Additional Instrument Set 2.0 | Tray | The Cases for Trauma/CMF devices and their components are noninvasive reusable devices. Cases are intended to store Instruments and Implants.
Synthes GmbH | سويسرا | Switzerland | ME0000000735SFDAA01393 | Module f/LCP Instrument Set 2.0, w/Lid | Module | The Cases for Trauma/CMF devices and their components are noninvasive reusable devices. Cases are intended to store Instruments and Implants.
Synthes GmbH | سويسرا | Switzerland | ME0000000735SFDAA01401 | Power Cord, three-pole | Power Cord | The Cases for Trauma/CMF devices and their components are noninvasive reusabl_e devices. Cases are intended to store Instruments and Implants.
Synthes GmbH | سويسرا | Switzerland | ME0000000735SFDAA01434 | Auxiliary Bin f/Extraction Set | Auxiliary Bin | Cleaning tool for orthopaedic instruments.
Synthes GmbH | سويسرا | Switzerland | ME0000000735SFDAA01444 | Vario Case™ f/Cannulated Screw 3.0mm | Case | The Cases for Trauma/CMF devices and their components are noninvasive reusable devices. Cases are intended to store Instruments and Implants.
Synthes GmbH | سويسرا | Switzerland | ME0000000735SFDAA01427 | Screw Rack Module, size 1/2 | Screw Rack | The Cases for Trauma/CMF devices and their components are noninvasive reusable devices. Cases are intended to store Instruments and Implants.
Synthes GmbH | سويسرا | Switzerland | ME0000000735SFDAA01435 | Module f/Modular Hand 1.0/1.3 | Module | The Cases for Trauma/CMF devices and their components are noninvasive ret1sable devices. Cases are intended to store Instruments and Implants.
Synthes GmbH | سويسرا | Switzerland | ME0000000735SFDAA01426 | Tray f/Instrument Set | Tray | The Cases for Trauma/CMF devices and their components are noninvasive reusable devices. Cases are intended to store Instruments and Implants.
Synthes GmbH | سويسرا | Switzerland | ME0000000735SFDAA01421 | Modular Tray f/LCP Med Dist Tib Pl 3.5 | Modular Tray | The Cases for Trauma/CMF devices and their components are noninvasive reusable devices. Cases are intended to store Instruments and Implants.
Synthes GmbH | سويسرا | Switzerland | ME0000000735SFDAA01415 | ModTray f/VA-LCP LatDistFibPl 2.7 | Modular Tray | The Cases for Trauma/CMF devices and their components are noninvasive reusable devices. Cases are intended to store Instruments and Implants.
Synthes GmbH | سويسرا | Switzerland | ME0000000735SFDAA01420 | Vario Case™ f/LCP Large Fragment Instruments | Case | The Cases for Trauma/CMF devices and their components are noninvasive reusable devices. Cases are intended to store Instruments and Implants.
Synthes GmbH | سويسرا | Switzerland | ME0000000735SFDAA01450 | Vario Case f/Cervical Retractors | Case | The Cases for Trauma/CMF devices and their components are noninvasive reusable devices. Cases are intended to store Instruments and Implants.
Synthes GmbH | سويسرا | Switzerland | ME0000000735SFDAA01403 | Module f/MatrixMIDFACE Screws and Instruments, 2/3 | Module | The Cases for Trauma/CMF devices and their components are noninvasive reusable devices. Cases are intended to store Instruments and Implants.
Synthes GmbH | سويسرا | Switzerland | ME0000000735SFDAA01440 | Vario Case™ f/DHS/DCS® Basic | Case | The Cases for Trauma/CMF devices and their components are noninvasive reusable devices. Cases are intended to store Instruments and Implants.
Synthes GmbH | سويسرا | Switzerland | ME0000000735SFDAA01425 | Screw Rack f/Locking Screws 5.0mm, f/68.225.110 | Screw Rack | The Cases for Trauma/CMF devices and their components are noninvasive reusable devices. Cases are intended to store Instruments and Implants.
Synthes GmbH | سويسرا | Switzerland | ME0000000735SFDAA01409 | Modular Tray f/General Instruments | Modular Tray | The Cases and Components are portable containers designed for safe storage, handling, and transportation of reusable surgical instruments and/ or implants between the operating, storage and central sterilization rooms.
Synthes GmbH | سويسرا | Switzerland | ME0000000735SFDAA01414 | Mod. Tray f/VA-LCP Med.Dist.Tib.Pl.2.7/3.5 | Modular Tray | The Cases for Trauma/CMF devices and their components are noninvasive reusable devices. Cases are intended to store Instruments and Implants.
Synthes GmbH | سويسرا | Switzerland | ME0000000735SFDAA01428 | Vario Case™ f/DO System Instruments | Case | The Cases for Trauma/CMF devices and their components are noninvasive reusable devices. Cases are intended to store Instruments and Implants.
Synthes GmbH | سويسرا | Switzerland | ME0000000735SFDAA01437 | Cleaning Brush 1.35mm, f/Cann. Instruments | Cleaning Brush | Cleaning tool for orthopaedic instruments.
Synthes GmbH | سويسرا | Switzerland | ME0000000735SFDAA01432 | Tray f/SYNFIX Evolution | Tray | The Cases for Trauma/CMF devices and their components are noninvasive reusable devices. Cases are intended to store Instruments and Implants.
Synthes GmbH | سويسرا | Switzerland | ME0000000735SFDAA01394 | Module f/LCP Proximal Radius Plates 2.4 | Module | The Cases for Trauma/CMF devices and their components are noninvasive reusable devices. Cases are intended to store Instruments and Implants.
Synthes GmbH | سويسرا | Switzerland | ME0000000735SFDAA01451 | Vario Case™, Framing w/Nuts | Case | The Cases for Trauma/CMF devices and their components are noninvasive reusable devices. Cases are intended to store Instruments and Implants.
Synthes GmbH | سويسرا | Switzerland | ME0000000735SFDAA01449 | Vario Case f/SynFrame | Case | The Cases for Trauma/CMF devices and their components are noninvasive reusable devices. Cases are intended to store Instruments and Implants.
Synthes GmbH | سويسرا | Switzerland | ME0000000735SFDAA01454 | Instrument Tray MatrixMANDIBLE Trauma, 3/3 | Tray | The Cases for Trauma/CMF' devices and their components are noninvasive reusable devices. Cases are intended to store Instruments and Implants.
Synthes GmbH | سويسرا | Switzerland | ME0000000735SFDAA01404 | Module f/MatrixMIDFACE Plates, 3/3, w/Lid, w/o Cont. | Module | The Cases for Trauma/CMF devices and their components are noninvasive reusable devices. Cases are intended to store Instruments and Implants.
Synthes GmbH | سويسرا | Switzerland | ME0000000735SFDAA01429 | Vario Case™ f/DO System Optional Ring Components | Case | The Cases for Trauma/CMF devices and their components are noninvasive reusable devices. Cases are intended to store Instruments and Implants.
Synthes GmbH | سويسرا | Switzerland | ME0000000735SFDAA01448 | Vario Case f/DensAccess | Case | The Cases for Trauma/CMF devices and their components are noninvasive reusable devices. Cases are intended to store Instruments and Implants.
Synthes GmbH | سويسرا | Switzerland | ME0000000735SFDAA01438 | Holding Forceps w/Swivel Foot, f/Plates 3.5 | Holding Forceps | The Cases for Trauma/CMF devices and their components are noninvasive reusable devices. Cases are intended to store Instruments and Implants.
Synthes GmbH | سويسرا | Switzerland | ME0000000735SFDAA01419 | Modular Tray f/LCP Condylar Plates 4.5/5.0 | Modular Tray | The Cases for Trauma/CMF devices and their components are noninvasive reusable devices. Cases are intended to store Instruments and Implants.
Synthes GmbH | سويسرا | Switzerland | ME0000000735SFDAA01421 | Modular Tray f/LCP Med Dist Tib Pl 3.5 | Modular Tray | The Cases for Trauma/CMF devices and their components are noninvasive reusable devices. Cases are intended to store Instruments and Implants.
Synthes GmbH | سويسرا | Switzerland | ME0000000735SFDAA01420 | Vario Case™ f/LCP Large Fragment Instruments | Case | The Cases for Trauma/CMF devices and their components are noninvasive reusable devices. Cases are intended to store Instruments and Implants.
Synthes GmbH | سويسرا | Switzerland | ME0000000735SFDAA01421 | Modular Tray f/LCP Med Dist Tib Pl 3.5 | Modular Tray | The Cases for Trauma/CMF devices and their components are noninvasive reusable devices. Cases are intended to store Instruments and Implants.
Synthes GmbH | سويسرا | Switzerland | ME0000000735SFDAA01442 | Module Mini External Fixator | Module | The Cases for Trauma/CMF devices and their components are noninvasive reusable devices. Cases are intended to store Insh·uments and Implants.
Synthes GmbH | سويسرا | Switzerland | ME0000000735SFDAA01408 | Washing Basket, size 1/1 , f/EPD and APD | Washing Basket | Cleaning tool for orthopaedic instruments.
Synthes GmbH | سويسرا | Switzerland | ME0000000735SFDAA01418 | Modular Tray f/LCP Proximal Tibial Plates 4.5/5.0 | Modular Tray | The Cases for Trauma/CMF devices and their components are noninvasive reusable devices. Cases are intended to store InshT1ments and Implants.
Synthes GmbH | سويسرا | Switzerland | ME0000000735SFDAA01423 | Modular Tray f/LCP Anterolat. Dist. Tibial Pl. 3.5 | Modular Tray | The Cases and Components are portable containers designed for safe storage, handling, and transportation of reusable surgical instruments and/ or implants between the operating, storage and central sterilization rooms.
Synthes GmbH | سويسرا | Switzerland | ME0000000735SFDAA01417 | Modular Tray, f/Instrument Set | Modular Tray | The Cases for Trauma/CMF devices and their components are noninvasive reusable devices. Cases are intended to store Instruments and Implants.
Synthes GmbH | سويسرا | Switzerland | ME0000000735SFDAA01439 | Module IMF Screws 2.0mm, w/Lid | Module | The Cases for Trauma/CMF devices and their components are noninvasive reusable devices. Cases are intended to store Instruments and Implants.
Synthes GmbH | سويسرا | Switzerland | ME0000000735SFDAA01418 | Modular Tray f/LCP Proximal Tibial Plates 4.5/5.0 | Modular Tray | The Cases for Trauma/CMF devices and their components are noninvasive reusable devices. Cases are intended to store InshT1ments and Implants.
Hocoma AG | سويسرا | Switzerland | ME0000002310SFDAA00007 | ArmeoSenso | Self Directed Arm Therapy | SENSOR-BASED SOLUTION FOR ARM FUNCTION RECOVERY
Hocoma AG | سويسرا | Switzerland | ME0000002310SFDAA00007 | ArmeoSenso | Self Directed Arm Therapy | SENSOR-BASED SOLUTION FOR ARM FUNCTION RECOVERY
Hocoma AG | سويسرا | Switzerland | ME0000002310SFDAA00008 | ArmeoSpring | Virtual display arm rehabilitation system gravity compensating | Rehabilitative exercise device for upper extremity therapy
Hocoma AG | سويسرا | Switzerland | ME0000002310SFDAA00008 | ArmeoSpring | Virtual display arm rehabilitation system gravity compensating | Rehabilitative exercise device for upper extremity therapy
Hocoma AG | سويسرا | Switzerland | ME0000002310SFDAA00009 | ArmeoSpring Pediatric | Self Directed Arm Therapy | Rehabilitative exercise device for upper extremity therapy
Hocoma AG | سويسرا | Switzerland | ME0000002310SFDAA00009 | ArmeoSpring Pediatric | Self Directed Arm Therapy | Rehabilitative exercise device for upper extremity therapy
Synthes GmbH | سويسرا | Switzerland | ME0000000735SFDAA01400 | Matrix Drill Bit 1.4mm | Matrix Drill | The Cases for Trauma/CMF devices and their components are noninvasive reusable devices. Cases are intended to store Instruments and Implants.
S&T AG | سويسرا | Switzerland | ME0000011879SFDAA00013 | MICROVASCULER CLAMPS | MICROVASCULER CLAMPS | INSTRUMENT MICROVASCULER CLAMPS
S&T AG | سويسرا | Switzerland | ME0000011879SFDAA00009 | MICROSURGICAL NEEDLEHOLDERS | NEEDLEHOLDERS | MICROSURGICAL NEEDLEHOLDERS INSTRUMENTS
S&T AG | سويسرا | Switzerland | ME0000011879SFDAA00012 | SURGICAL FORCEPS | FORCEPS | INSTRUMENTS SURGICAL FORCEPS
Synthes GmbH | سويسرا | Switzerland | ME0000000735SFDAA01411 | Module LCP Compact Hand | Module | The Cases for Trauma/CMF devices and their components are noninvasive reusable devices. Cases are intended to store Insh·uments and Implants.
Synthes GmbH | سويسرا | Switzerland | ME0000000735SFDAA01462 | Graphic Case f/VEPTR II Basic Instruments | Case | The Cases for Trauma/CMF devices and their components are noninvasive reusable devices. Cases are intended to store Instruments and Implants.
Synthes GmbH | سويسرا | Switzerland | ME0000000735SFDAA01465 | Graphic Case f/XRL Medium Trial Implants | Case | The Cases for Trauma/CMF devices and their components are noninvasive reusable devices. Cases are intended to store Instruments and Implants.
Synthes GmbH | سويسرا | Switzerland | ME0000000735SFDAA01459 | Graphic Case f/S- and J-Rods | Case | The Cases for Trauma/CMF devices and their components are noninvasive reusable devices. Cases are intended to store Instruments and Implants.
Synthes GmbH | سويسرا | Switzerland | ME0000000735SFDAA01476 | Tray f/Additional Instruments f/Compact Hand™ | Tray | The Cases for Trauma/CMF devices and their components are noninvasive reusable devices. Cases are intended to store Instruments and Implants.
Synthes GmbH | سويسرا | Switzerland | ME0000000735SFDAA01463 | Graphic Case f/VEPTR Implants | Case | The Cases for Trauma/CMF devices and their components are noninvasive reusable devices. Cases are intended to store Instruments and Implants.
Synthes GmbH | سويسرا | Switzerland | ME0000000735SFDAA01467 | Vario Case™ f/Oracle Discectomy Instruments | Case | The Cases for Trauma/CMF devices and their components are noninvasive reusable devices. Cases are intended to store Instruments and Implants.
Synthes GmbH | سويسرا | Switzerland | ME0000000735SFDAA01470 | Module LCP Compact Hand 2.0 (St. Steel Implants) | Module | The Cases for Trauma/CMF devices and their components are noninvasive reusable devices. Cases are intended to store Instruments and Implants.
Synthes GmbH | سويسرا | Switzerland | ME0000000735SFDAA01472 | Instrument Tray MatrixMIDFACE, 2/3 | Instrument Tray | The Cases for Trauma/CMF devices and their components are noninvasive reusable devices. Cases are intended to store Instruments and Implants.
Synthes GmbH | سويسرا | Switzerland | ME0000000735SFDAA01461 | Graphic Case f/VEPTR II Basic Implants | Case | The Cases for Trauma/CMF devices and their components are noninvasive reusable devices. Cases are intended to store Instruments and Implants.
Synthes GmbH | سويسرا | Switzerland | ME0000000735SFDAA01458 | Graphic Case f/Power Handpiece | Case | The Cases for Trauma/CMF devices and their components are noninvasive reusable devices. Cases are intended to store Instruments and Implants.
Synthes GmbH | سويسرا | Switzerland | ME0000000735SFDAA01460 | Graphic Case f/VEPTR II Additional Instruments | Case | The Cases for Trauma/CMF devices and their components are noninvasive reusable devices. Cases are intended to store Instruments and Implants.
Synthes GmbH | سويسرا | Switzerland | ME0000000735SFDAA01466 | Vario Case™ f/SynFrame Soft Tissue Retractors | Case | The Cases for Trauma/CMF devices and their components are noninvasive reusable devices. Cases are intended to store Instruments and Implants.
Synthes GmbH | سويسرا | Switzerland | ME0000000735SFDAA01464 | Graphic Case f/XRL Medium Instruments | Case | The Cases for Trauma/CMF devices and their components are noninvasive reusable devices. Cases are intended to store Instruments and Implants.
Synthes GmbH | سويسرا | Switzerland | ME0000000735SFDAA01468 | Module f/Vectra-T Plates 4.0/4.5, f/Vario Case™ | Module | The Cases for Trauma/CMF devices and their components are noninvasive reusable devices. Cases are intended to store Instruments and Implants.
Synthes GmbH | سويسرا | Switzerland | ME0000000735SFDAA01457 | Graphic Case f/Basic Implants f/VEPTR | Case | The Cases for Trauma/CMF devices and their components are noninvasive reusable devices. Cases are intended to store Instruments and Implants.
Synthes GmbH | سويسرا | Switzerland | ME0000000735SFDAA01473 | Module f/MatrixMANDIBLE Trauma Plates, 3/3 | Module | The Cases for Trauma/CMF devices and their components are noninvasive reusable devices. Cases are intended to store Instruments and Implants.
Synthes GmbH | سويسرا | Switzerland | ME0000000735SFDAA01475 | Tray f /Standard Instruments f/Compact Hand™ | Tray | The Cases for Trauma/CMF devices and their components are noninvasive reusable devices. Cases are intended to store Instruments and Implants.
Synthes GmbH | سويسرا | Switzerland | ME0000000735SFDAA01475 | Tray f /Standard Instruments f/Compact Hand™ | Tray | The Cases for Trauma/CMF devices and their components are noninvasive reusable devices. Cases are intended to store Instruments and Implants.
Synthes GmbH | سويسرا | Switzerland | ME0000000735SFDAA01475 | Tray f /Standard Instruments f/Compact Hand™ | Tray | The Cases for Trauma/CMF devices and their components are noninvasive reusable devices. Cases are intended to store Instruments and Implants.
Synthes GmbH | سويسرا | Switzerland | ME0000000735SFDAA01475 | Tray f /Standard Instruments f/Compact Hand™ | Tray | The Cases for Trauma/CMF devices and their components are noninvasive reusable devices. Cases are intended to store Instruments and Implants.
Synthes GmbH | سويسرا | Switzerland | ME0000000735SFDAA01475 | Tray f /Standard Instruments f/Compact Hand™ | Tray | The Cases for Trauma/CMF devices and their components are noninvasive reusable devices. Cases are intended to store Instruments and Implants.
Synthes GmbH | سويسرا | Switzerland | ME0000000735SFDAA01471 | Labelling Clips f/lnstrument Tray MatrixNEURO | Labelling Clips | The Cases for Trauma/CMF devices and their components are noninvasive reusable devices. Cases are intended to store Instruments and Implants.
Synthes GmbH | سويسرا | Switzerland | ME0000000735SFDAA01475 | Tray f /Standard Instruments f/Compact Hand™ | Tray | The Cases for Trauma/CMF devices and their components are noninvasive reusable devices. Cases are intended to store Instruments and Implants.
Synthes GmbH | سويسرا | Switzerland | ME0000000735SFDAA01475 | Tray f /Standard Instruments f/Compact Hand™ | Tray | The Cases for Trauma/CMF devices and their components are noninvasive reusable devices. Cases are intended to store Instruments and Implants.
Synthes GmbH | سويسرا | Switzerland | ME0000000735SFDAA01474 | Insert f/Collinear Reduction Clamp | Insert | The Cases for Trauma/CMF devices and their components are noninvasive reusable devices. Cases are intended to store Instruments and Implants.
Synthes GmbH | سويسرا | Switzerland | ME0000000735SFDAA01443 | Vario Case™ f/PHILOS Instrument Set | Case | The Cases for Trauma/CMF devices and their components are noninvasive reusable devices. Cases are intended to store Instruments and Implants.
Synthes GmbH | سويسرا | Switzerland | ME0000000735SFDAA01433 | Module Compact Foot | Module | The Cases for Trauma/CMF devices and their components are noninvasive reusable devices. Cases are intended to store Instruments and Implants.
Curaden AG | سويسرا | Switzerland | ME0000000715SFDAA00004 | Curaprox Toothbrush | Toothbrush | An oral hygiene instrument used to clean the teeth gums and tongue
Synthes GmbH | سويسرا | Switzerland | ME0000000735SFDAA01469 | Zero-P VA Module f/Screws | Module | The Cases for Trauma/CMF devices and their components are noninvasive reusable devices. Cases are intended to store Instruments and Implants.
Synthes GmbH | سويسرا | Switzerland | ME0000000735SFDAA01238 | Vario Case™ f/Instrument Set f/Cervios | Case | The Cases for Trauma/CMF devices and their components are noninvasive reusable devices. Cases are intended to store Instruments and Implants.
Curaden AG | سويسرا | Switzerland | ME0000000763SFDAA00001 | Curaprox Prime plus handy | Interdental Brushes | Brushes to prevent gum disease by getting rid of pieces of food and plaque from between your teeth
Medos International SARL | سويسرا | Switzerland | ME0000000765SFDAA00027 | EXPEDIUM VERSE® AUXILIARY RED TRAY | Surgical Instrument | Intended for use in the Peripheral Nervous System only during spinal surgery to facilitate visualization of the neuroanatomy and disc space and to retract and reposition, probe and provide suction around the dural sac and nerve roots allowing safe passage of other spinal instrumentation and implants
MEDOS INTERNATIONAL SARL | سويسرا | Switzerland | ME0000000765SFDAA00038 | POWERED INSTRUMENTS EXPEDIUM SYSTEM TRAY FOR PED PREP, SCREW & SET SCREW INSERTION | Surgical Instrument | Intended for use in the Peripheral Nervous System only during spinal surgery to facilitate visualization of the neuroanatomy and disc space and to retract and reposition, probe and provide suction around the dural sac and nerve roots allowing safe passage of other spinal instrumentation and implants
MEDOS INTERNATIONAL SARL | سويسرا | Switzerland | ME0000000765SFDAA00012 | EXPEDIUM® Advance Set Screw Inserter, Long | Surgical Instrument | Intended for use in the Peripheral Nervous System only during spinal surgery to facilitate visualization of the neuroanatomy and disc space and to retract and reposition, probe and provide suction around the dural sac and nerve roots allowing safe passage of other spinal instrumentation and implants
MEDOS INTERNATIONAL SARL | سويسرا | Switzerland | ME0000000765SFDAA00007 | Reduction Derotation Instrument Tray | Surgical Instrument | Intended for use in the Peripheral Nervous System only during spinal surgery to facilitate visualization of the neuroanatomy and disc space and to retract and reposition, probe and provide suction around the dural sac and nerve roots allowing safe passage of other spinal instrumentation and implants
Medos International SARL | سويسرا | Switzerland | ME0000000765SFDAA00035 | POWERED INSTRUMENTS EXPEDIUM SYSTEM CASE FOR PED PREP, SCREW & SET SCREW INSERTION | Surgical Instrument | Intended for use in the Peripheral Nervous System only during spinal surgery to facilitate visualization of the neuroanatomy and disc space and to retract and reposition, probe and provide suction around the dural sac and nerve roots allowing safe passage of other spinal instrumentation and implants
Medos International SARL | سويسرا | Switzerland | ME0000000765SFDAA00008 | Derotation Frame Instrument Tray | Surgical Instrument | Intended for use in the Peripheral Nervous System only during spinal surgery to facilitate visualization of the neuroanatomy and disc space and to retract and reposition, probe and provide suction around the dural sac and nerve roots allowing safe passage of other spinal instrumentation and implants
Medos International SARL | سويسرا | Switzerland | ME0000000765SFDAA00013 | EXPEDIUM® Advance Set Screw Inserter, Short | Surgical Instrument | Intended for use in the Peripheral Nervous System only during spinal surgery to facilitate visualization of the neuroanatomy and disc space and to retract and reposition, probe and provide suction around the dural sac and nerve roots allowing safe passage of other spinal instrumentation and implants
MEDOS INTERNATIONAL SARL | سويسرا | Switzerland | ME0000000765SFDAA00036 | POWERED INSTRUMENTS EXPEDIUM SYSTEM DOUBLE LEAD TAP CADDY | Surgical Instrument | Intended for use in the Peripheral Nervous System only during spinal surgery to facilitate visualization of the neuroanatomy and disc space and to retract and reposition, probe and provide suction around the dural sac and nerve roots allowing safe passage of other spinal instrumentation and implants
MEDOS INTERNATIONAL SARL | سويسرا | Switzerland | ME0000000765SFDAA00037 | POWERED INSTRUMENTS EXPEDIUM SYSTEM SINGLE LEAD TAP CADDY | Surgical Instrument | Intended for use in the Peripheral Nervous System only during spinal surgery to facilitate visualization of the neuroanatomy and disc space and to retract and reposition, probe and provide suction around the dural sac and nerve roots allowing safe passage of other spinal instrumentation and implants
S&T AG | سويسرا | Switzerland | ME0000011879SFDAA00014 | Instrument Cases | Trays and Racks | Tray for surgical instruments
MEDOS INTERNATIONAL SARL | سويسرا | Switzerland | ME0000000631SFDAA00538 | Coupler, Autoclavable | C-Mount camera couplers | C-Mount camera couplers, hereafter referred to as “couplers”, allow connection between a C-mount camera head and an endoscope. Fixed focal length couplers have a fixed focal lens for fixed magnification.
Synthes GmbH | سويسرا | Switzerland | ME0000000735SFDAA01591 | Vario Case f/SynCage Evolution | Case | The Cases for Trauma/CMF devices and their components are noninvasive reusable devices. Cases are intended to store Instruments and Implants.
Synthes GmbH | سويسرا | Switzerland | ME0000000735SFDAA01590 | Vario Case™ f/Distraction Osteogenesis | Case | The Cases for Trauma/CMF devices and their components are noninvasive reusable devices. Cases are intended to store Instruments and Implants.
Synthes GmbH | سويسرا | Switzerland | ME0000000735SFDAA01594 | Vario Case f/SynMesh™ | Case | The Cases for Trauma/CMF devices and their components are noninvasive reusable devices. Cases are intended to store Instruments and Implants.
Synthes GmbH | سويسرا | Switzerland | ME0000000735SFDAA01588 | Module f/VA-LCP Distal Radius Plates 2.4 | Module | The Cases for Trauma/CMF devices and their components are noninvasive reusable devices. Cases are intended to store Instruments and Implants.
Synthes GmbH | سويسرا | Switzerland | ME0000000735SFDAA01578 | Module f/LCP Proximal Radius Plates 2.4 | Module | The Cases for Trauma/CMF devices and their components are noninvasive reusable devices. Cases are intended to store Instruments and Implants.
Synthes GmbH | سويسرا | Switzerland | ME0000000735SFDAA01587 | Vario Case™, Framing w/Bottom | Case | The Cases for Trauma/CMF devices and their components are noninvasive reusable devices. Cases are intended to store Instruments and Implants.
Synthes GmbH | سويسرا | Switzerland | ME0000000735SFDAA01589 | Insert f/Module, f/V A-LCP Distal Radius Pl. 2.4 | Insert | The Cases for Trauma/CMF devices and their components are noninvasive reusable devices. Cases are intended to store Instruments and Implants.
Synthes GmbH | سويسرا | Switzerland | ME0000000735SFDAA01582 | Module f/MatrixMANDIBLE Trauma Screws, 3/3 | Module | The Cases for Trauma/CMF devices and their components are noninvasive reusable devices. Cases are intended to store Instruments and Implants.
Synthes GmbH | سويسرا | Switzerland | ME0000000735SFDAA01586 | Vario Case™ f/LCP Small Fragment Instr. Set 3.5 | Case | The Cases for Trauma/CMF devices and their components are noninvasive reusable devices. Cases are intended to store Instruments and Implants.
Synthes GmbH | سويسرا | Switzerland | ME0000000735SFDAA01592 | Aluminium Plate, anodized, w/application diagram | Aluminium Plate | The Cases for Trauma/CMF devices and their components are noninvasive reusable devices. Cases are intended to store Instruments and Implants.
Synthes GmbH | سويسرا | Switzerland | ME0000000735SFDAA01593 | Vario Case™ f/Hybrid Ring Fixator Set | Case | The Cases for Trauma/CMF devices and their components are noninvasive reusable devices. Cases are intended to store Instruments and Implants.
Synthes GmbH | سويسرا | Switzerland | ME0000000735SFDAA01581 | Vario Case f/VEPTR, Expansion Set | Case | The Cases for Trauma/CMF devices and their components are noninvasive reusable devices. Cases are intended to store Instruments and Implants.
Synthes GmbH | سويسرا | Switzerland | ME0000000735SFDAA01583 | Screw Rack, size 1/2 | Screw Rack | The Cases for Trauma/CMF devices and their components are noninvasive reusable devices. Cases are intended to store Instruments and bnplants.
Synthes GmbH | سويسرا | Switzerland | ME0000000735SFDAA01585 | Tray f/Standard Instruments f/CSS 6.5/7.3mm | Tray | The Cases for Trauma/CMF devices and their components are noninvasive reusable devices. Cases are intended to store Instruments and Implants.
Synthes GmbH | سويسرا | Switzerland | ME0000000735SFDAA01577 | Labelling Clips f/Instrument Tray MatrixNEURO | Labelling Clips | The Cases for Trauma/CMF devices and their components are noninvasive reusable devices. Cases are intended to store Instruments and Implants.
Synthes GmbH | سويسرا | Switzerland | ME0000000735SFDAA01580 | Module f/Chisels, f/Orthopaedic Foot Instruments | Module | The Cases for Trauma/CMF devices and their components are noninvasive reusable devices. Cases are intended to store Instruments and Implants.
Synthes GmbH | سويسرا | Switzerland | ME0000000735SFDAA01584 | Vario Case f/Periarticular Aiming Arm Instruments | Case | The Cases for Trauma/CMF devices and their components are noninvasive reusable devices. Cases are intended to store Instruments and Implants.
Synthes GmbH | سويسرا | Switzerland | ME0000000735SFDAA01579 | Auxiliary Module, size 1/3, height 14mm | Module | The Cases for Trauma/CMF devices and their components are noninvasive reusable devices. Cases are intended to store Instruments and Implants.
S&T AG | سويسرا | Switzerland | ME0000011879SFDAA00015 | Clamp Sterilization Case | INSTRUMENTS TRAYS AND RACKS | Instruments Clamps Sterilization Case
Synthes GmbH | سويسرا | Switzerland | ME0000000735SFDAA01617 | Module External Midface Distractor | Module | The Cases for Trauma/CMF devices and their components are noninvasive reusable devices. Cases are intended to store Instruments and Implants.
Synthes GmbH | سويسرا | Switzerland | ME0000000735SFDAA01625 | Vario Case™ f/Suprapatellar Insertion Instruments | Case | The Cases for Trauma/CMF devices and their components are noninvasive reusable devices. Cases are intended to store Instruments and Implants.
Synthes GmbH | سويسرا | Switzerland | ME0000000735SFDAA01627 | Screw Rack | Screw Rack | The Cases for Trauma/CMF devices and their components are noninvasive reusable devices. Cases are intended to store Instruments and Implants.
Synthes GmbH | سويسرا | Switzerland | ME0000000735SFDAA01614 | Module Mandible Distractor, multiaxial | Module | The Cases for Trauma/CMF devices and their components are noninvasive reusable devices. Cases are intended to store Instruments and Implants.
Synthes GmbH | سويسرا | Switzerland | ME0000000735SFDAA01623 | Labelling Clips f/Screws and Screwdriver Shafts | Labelling Clips | The Cases for Trauma/CMF devices and their components are noninvasive reusable devices. Cases are intended to store Instruments and Implants.
Synthes GmbH | سويسرا | Switzerland | ME0000000735SFDAA01616 | Module f/Universal Screw Removal Set | Module | The Cases for Trauma/CMF devices and their components are noninvasive reusable devices. Cases are intended to store Instruments and Implants.
Synthes GmbH | سويسرا | Switzerland | ME0000000735SFDAA01620 | Instrument Tray f/MatrixNEURO Reconstruction Mesh Pl. | Instrument Tray | The Cases for Trauma/CMF devices and their components are noninvasive reusable devices. Cases are intended to store Instruments and Implants.
Synthes GmbH | سويسرا | Switzerland | ME0000000735SFDAA01628 | Spacer f/Graphic Case Tray | Case Tray | The Cases for Trauma/CMF devices and their components are noninvasive reusable devices. Cases are intended to store Instruments and Implants.
Synthes GmbH | سويسرا | Switzerland | ME0000000735SFDAA01618 | Instrument f/Removal of Inserts | Insert | The Cases for Trauma/CMF devices and their components are noninvasive reusable devices. Cases are intended to store Instruments and Implants.
Synthes GmbH | سويسرا | Switzerland | ME0000000735SFDAA01719 | Module f/Transpalatal Distractor System | Module | The Cases for Trauma/CMF devices and their components are noninvasive reusable devices. Cases are intended to store Instruments and Implants.
Synthes GmbH | سويسرا | Switzerland | ME0000000735SFDAA01700 | Module f/Maxillary Distractor, monoaxial | Module | The Cases for Trauma/CMF devices and their components are noninvasive reusable devices. Cases are intended to store Instruments and Implants.
Synthes GmbH | سويسرا | Switzerland | ME0000000735SFDAA01703 | Tray f/FRN Opening Instruments | Tray | The Cases for Trauma/CMF devices and their components are noninvasive reusable devices. Cases are intended to store Instruments and Implants.
Synthes GmbH | سويسرا | Switzerland | ME0000000735SFDAA01698 | Module f/MatrixMANDIBLE Preformed Reco.-Plates | Module | The Cases for Trauma/CMF devices and their components are noninvasive reusable devices. Cases are intended to store Instruments and Implants.
Synthes GmbH | سويسرا | Switzerland | ME0000000735SFDAA01701 | Tray f/FRN Locking Instruments | Tray | The Cases for Trauma/CMF devices and their components are noninvasive reusable devices. Cases are intended to store Instruments and Implants.
Synthes GmbH | سويسرا | Switzerland | ME0000000735SFDAA01707 | Tray f/FRN Insertion Instruments | Tray | The Cases for Trauma/CMF devices and their components are noninvasive reusable devices. Cases are intended to store Instruments and Implants.
Synthes GmbH | سويسرا | Switzerland | ME0000000735SFDAA01717 | Instrument Tray f/MatrixMANDIBLE Preformed Reco.Pl. | Instrument Tray | The Cases for Trauma/CMF devices and their components are noninvasive reusable devices. Cases are intended to store Instruments and Implants.
Synthes GmbH | سويسرا | Switzerland | ME0000000735SFDAA01720 | Labelling Clip (empty) f/Insert NANO | Labelling Clip | The Cases for Trauma/CMF devices and their components are noninvasive reusable devices. Cases are intended to store Instruments and Implants.
Synthes GmbH | سويسرا | Switzerland | ME0000000735SFDAA01727 | MatrixWAVE MMF, System Labelling Plate | Labelling Plate | The Cases for Trauma/CMF devices and their components are noninvasive reusable devices. Cases are intended to store Instruments and Implants.
Synthes GmbH | سويسرا | Switzerland | ME0000000735SFDAA01716 | Insert f/Bending Templates | Insert | The Cases for Trauma/CMF devices and their components are noninvasive reusable devices. Cases are intended to store Instruments and Implants.
Synthes GmbH | سويسرا | Switzerland | ME0000000735SFDAA01714 | Tray NANO | Tray | The Cases for Trauma/CMF devices and their components are noninvasive reusable devices. Cases are intended to store Instruments and Implants.
Synthes GmbH | سويسرا | Switzerland | ME0000000735SFDAA01728 | Insert f/Drill Bits and Taps | Insert | The Cases for Trauma/CMF devices and their components are noninvasive reusable devices. Cases are intended to store Instruments and Implants.
Synthes GmbH | سويسرا | Switzerland | ME0000000735SFDAA01723 | Insert f/Reduction Handles, w/o Contents | Insert | The Cases for Trauma/CMF devices and their components are noninvasive reusable devices. Cases are intended to store Instruments and Implants.
Synthes GmbH | سويسرا | Switzerland | ME0000000735SFDAA01704 | MatrixWAVE MMF, ID Tag Matrix | ID Tag | The Cases for Trauma/CMF devices and their components are noninvasive reusable devices. Cases are intended to store Instruments and Implants.
Synthes GmbH | سويسرا | Switzerland | ME0000000735SFDAA01722 | Vario Case™, Framing w/Bottom | Case | The Cases for Trauma/CMF devices and their components are noninvasive reusable devices. Cases are intended to store Instruments and Implants.
Synthes GmbH | سويسرا | Switzerland | ME0000000735SFDAA01709 | MatrixWAVE MMF, Insert NANO, ID Tag f/MMF-Plate | Insert | The Cases for Trauma/CMF devices and their components are noninvasive reusable devices. Cases are intended to store Instruments and Implants.
Synthes GmbH | سويسرا | Switzerland | ME0000000735SFDAA01718 | MatrixWAVE MMF, Insert NANO f/Locking Screws | Insert | The Cases for Trauma/CMF devices and their components are noninvasive reusable devices. Cases are intended to store Instruments and Implants.
Synthes GmbH | سويسرا | Switzerland | ME0000000735SFDAA01706 | MatrixWAVE MMF, Insert NANO, ID Tag | Insert | The Cases for Trauma/CMF devices and their components are noninvasive reusable devices. Cases are intended to store Instruments and Implants.
Synthes GmbH | سويسرا | Switzerland | ME0000000735SFDAA01721 | Inlay NANO, entire, Silicone | Insert | The Cases for Trauma/CMF devices and their components are noninvasive reusable devices. Cases are intended to store Instruments and Implants.
Synthes GmbH | سويسرا | Switzerland | ME0000000735SFDAA01712 | Rack f/Module PolyMax, w/o Inserts | Insert | The Cases for Trauma/CMF devices and their components are noninvasive reusable devices. Cases are intended to store Instruments and Implants.
Synthes GmbH | سويسرا | Switzerland | ME0000000735SFDAA01699 | Divider f/Tray NANO | Tray | The Cases for Trauma/CMF devices and their components are noninvasive reusable devices. Cases are intended to store Instruments and Implants.
Synthes GmbH | سويسرا | Switzerland | ME0000000735SFDAA01710 | Insert NANO f/IMF Screws and Instruments | Insert | The Cases for Trauma/CMF devices and their components are noninvasive reusable devices. Cases are intended to store Instruments and Implants.
Synthes GmbH | سويسرا | Switzerland | ME0000000735SFDAA01726 | MatrixWAVE MMF, Implant Module | Module | The Cases for Trauma/CMF devices and their components are noninvasive reusable devices. Cases are intended to store Instruments and Implants.
Synthes GmbH | سويسرا | Switzerland | ME0000000735SFDAA01711 | Auxiliary Bin f/Module PolyMax | Module | The Cases for Trauma/CMF devices and their components are noninvasive reusable devices. Cases are intended to store Instruments and Implants.
Synthes GmbH | سويسرا | Switzerland | ME0000000735SFDAA01708 | MatrixWAVE MMF, Lid | Lid | The Cases for Trauma/CMF devices and their components are noninvasive reusable devices. Cases are intended to store Instruments and Implants.
Synthes GmbH | سويسرا | Switzerland | ME0000000735SFDAA01705 | MatrixWAVE MMF, Instrument Module | Module | The Cases for Trauma/CMF devices and their components are noninvasive reusable devices. Cases are intended to store Instruments and Implants.
Synthes GmbH | سويسرا | Switzerland | ME0000000735SFDAA01767 | Lid, f/Module PolyMax No. 684.827 | Module | The Cases for Trauma/CMF devices and their components are noninvasive reusable devices. Cases are intended to store Instruments and Implants.
Synthes GmbH | سويسرا | Switzerland | ME0000000735SFDAA01762 | Mod. Tray f/VA-LCP Ant.Lat.Dist.Tib.Pl.2.7/3.5 | Tray | The Cases for Trauma/CMF devices and their components are noninvasive reusable devices. Cases are intended to store Instruments and Implants.
Synthes GmbH | سويسرا | Switzerland | ME0000000735SFDAA01757 | Tray, Compact Plate Set f/Module Instr.&Impl. VAL Hand | Tray | The Cases for Trauma/CMF devices and their components are noninvasive reusable devices. Cases are intended to store Instruments and Implants.
Synthes GmbH | سويسرا | Switzerland | ME0000000735SFDAA01766 | Module MatrixMANDIBLE Compact Recon, 3/3 | Module | The Cases for Trauma/CMF devices and their components are noninvasive reusable devices. Cases are intended to store Instruments and Implants.
Synthes GmbH | سويسرا | Switzerland | ME0000000735SFDAA01746 | Label Sheet f/FRN Opening Instruments and FRN Insertion Instruments | Label Sheet | The Cases for Trauma/CMF devices and their components are noninvasive reusable devices. Cases are intended to store Instruments and Implants.
Synthes GmbH | سويسرا | Switzerland | ME0000000735SFDAA01761 | Tray, Drill Guide Inserts f/No. 03.130.291 | Tray | The Cases for Trauma/CMF devices and their components are noninvasive reusable devices. Cases are intended to store Instruments and Implants.
Synthes GmbH | سويسرا | Switzerland | ME0000000735SFDAA01755 | Modular Tray, 1/3, Instruments, Cutting/Bending, f/VAL Hand | Tray | The Cases for Trauma/CMF devices and their components are noninvasive reusable devices. Cases are intended to store Instruments and Implants.
Synthes GmbH | سويسرا | Switzerland | ME0000000735SFDAA01751 | Lid f/Tray | Tray | The Cases for Trauma/CMF devices and their components are noninvasive reusable devices. Cases are intended to store Instruments and Implants.
Synthes GmbH | سويسرا | Switzerland | ME0000000735SFDAA01753 | Vario Case™f/LISS Instruments and Insertion Guide | Case | The Cases for Trauma/CMF devices and their components are noninvasive reusable devices. Cases are intended to store Instruments and Implants.
Synthes GmbH | سويسرا | Switzerland | ME0000000735SFDAA01748 | Outer Case Lid, 3/3 Width | Case | The Cases for Trauma/CMF devices and their components are noninvasive reusable devices. Cases are intended to store Instruments and Implants.
Synthes GmbH | سويسرا | Switzerland | ME0000000735SFDAA01759 | Graphic Case, 111, f/VAL Hand | Case | The Cases for Trauma/CMF devices and their components are noninvasive reusable devices. Cases are intended to store Instruments and Implants.
Synthes GmbH | سويسرا | Switzerland | ME0000000735SFDAA01764 | Module f/Sternal Fixation Set | Module | The Cases for Trauma/CMF devices and their components are noninvasive reusable devices. Cases are intended to store Instruments and Implants.
Synthes GmbH | سويسرا | Switzerland | ME0000000735SFDAA01760 | Tray, Kirschner Wires f/No. 60.130.000 | Tray | The Cases for Trauma/CMF devices and their components are noninvasive reusable devices. Cases are intended to store Instruments and Implants.
Synthes GmbH | سويسرا | Switzerland | ME0000000735SFDAA01750 | Outer Case, 3 Level High, 3/3 Width | Case | The Cases for Trauma/CMF devices and their components are noninvasive reusable devices. Cases are intended to store Instruments and Implants.
Synthes GmbH | سويسرا | Switzerland | ME0000000735SFDAA01754 | Modular Tray, 1/3, Instruments, standard, f/VAL Hand | Tray | The Cases for Trauma/CMF devices and their components are noninvasive reusable devices. Cases are intended to store Instruments and Implants.
Synthes GmbH | سويسرا | Switzerland | ME0000000735SFDAA01758 | Tray, Std.Plate Set f/Module Instr.&Impl. VAL Hand | Tray | The Cases for Trauma/CMF devices and their components are noninvasive reusable devices. Cases are intended to store Instruments and Implants.
Synthes GmbH | سويسرا | Switzerland | ME0000000735SFDAA01765 | Instrument Tray f/Shortcut™ and Bending Pliers | Tray | The Cases for Trauma/CMF devices and their components are noninvasive reusable devices. Cases are intended to store Instruments and Implants.
Synthes GmbH | سويسرا | Switzerland | ME0000000735SFDAA01756 | Modular Tray, 1/3, Instruments, Reduction, f/VAL Hand | Tray | The Cases for Trauma/CMF devices and their components are noninvasive reusable devices. Cases are intended to store Instruments and Implants.
Synthes GmbH | سويسرا | Switzerland | ME0000000735SFDAA01763 | Label Sheet f/No. 305.694 | Label Sheet | The Cases for Trauma/CMF devices and their components are noninvasive reusable devices. Cases are intended to store Instruments and Implants.
Synthes GmbH | سويسرا | Switzerland | ME0000000735SFDAA01749 | Outer Case, 2 Level High, 3/3 Width | Case | The Cases for Trauma/CMF devices and their components are noninvasive reusable devices. Cases are intended to store Instruments and Implants.
Synthes GmbH | سويسرا | Switzerland | ME0000000735SFDAA01752 | Graphic Case with Lid f/RIA 2 Instrument Set | Case | The Cases for Trauma/CMF devices and their components are noninvasive reusable devices. Cases are intended to store Instruments and Implants.
Synthes GmbH | سويسرا | Switzerland | ME0000000735SFDAA01747 | Label Sheet f/FRN Locking Instruments | Label Sheet | The Cases for Trauma/CMF devices and their components are noninvasive reusable devices. Cases are intended to store Instruments and Implants.
Integra LifeSciences Switzerland Sarl | سويسرا | Switzerland | ME0000015848SFDAA00005 | CODMAN® CERTAS™ Tool Kit | CODMAN® CERTAS™ Tool Kit | Adjust and confirm the performance setting of a Plus Programmable Valve
Integra LifeSciences Switzerland Sarl | سويسرا | Switzerland | ME0000015848SFDAA00006 | CODMAN CERTAS® X-Ray Overlay Tool | CODMAN CERTAS® X-Ray Overlay Tool | confirm the performance setting of a Plus Programmable Valve
MEDOS INTERNATIONAL SARL | سويسرا | Switzerland | ME0000000631SFDAA00573 | UNIPLATE™ ANTERIOR CERVICAL PLATE SYSTEM | Instruments for spine surgery | to repeated stresses related to bone contact, impaction, routine cleaning, and sterilization processes.
Stryker GmbH | سويسرا | Switzerland | ME0000005447SFDAA00360 | Hoffmann® II Connecting Rod | Reusable external orthopaedic fixation system. | Reusable external orthopaedic fixation system.
Stryker GmbH | سويسرا | Switzerland | ME0000005447SFDAA00358 | Hoffmann LRF™ Full Ring | Reusable external orthopaedic fixation system. | Reusable external orthopaedic fixation system.
Stryker GmbH | سويسرا | Switzerland | ME0000005447SFDAA00359 | Hoffmann® II Pin To Rod Coupling | Reusable external orthopaedic fixation system. | Reusable external orthopaedic fixation system.
Stryker GmbH | سويسرا | Switzerland | ME0000005447SFDAA00362 | Hoffmann LRF™ Segment Ring | Reusable external orthopaedic fixation system. | Reusable external orthopaedic fixation system.
Stryker GmbH | سويسرا | Switzerland | ME0000005447SFDAA00357 | Hoffmann LRF™ Foot Ring Short | Reusable external orthopaedic fixation system. | Reusable external orthopaedic fixation system.
Stryker GmbH | سويسرا | Switzerland | ME0000005447SFDAA00361 | Hoffmann LRF™ Open Ring | Reusable external orthopaedic fixation system. | Reusable external orthopaedic fixation system.
Leica Microsystems (Schweiz) AG | سويسرا | Switzerland | ME0000001424SFDAA00046 | Proveo 8 Stand F42 OCT Ready | Surgical Microscope | Proveo 8 surgical microscope is an optical instruments for improving the visibility of objects through magnification and illumination
Zimmer GmbH | سويسرا | Switzerland | ME0000014772SFDAA00011 | chisel | General Instrument | chisel , straight, 3/310 mm -lexer chisel, 8/200 mm -lexer chisel, 8/280 mm -lexer chisel, 8/330 mm -chisel for cemet extraction, 9/340 mm, angled 15° , negative -chisel for cement splitting, 5/280 mm -chisel for cup- extraction, 7.5/310 -
Zimmer GmbH | سويسرا | Switzerland | ME0000014772SFDAA00016 | top for extraction ( screws ) | General Instrument | top for extraction ( screws )
ASP International GmbH Zweigniederlassung Zug | سويسرا | Switzerland | ME0000000620SFDAA00002 | CIDEX® OPA Solution Test Strips | Ortho-pthalaldehyde Solution Test Strips | CIDEX OPA Solution Test Strips are developed exclusively for monitoring the minimum effective concentration (MEC) of CIDEX OPA Solution. It is recommended that CIDEX OPA Solution be tested before each usage with the CIDEX OPA Solution test strips in order to guard against solution below its MEC of 0.3%.
ASP International GmbH | سويسرا | Switzerland | ME0000001037SFDAA00137 | CIDEX™ OPA Solution Test Strips | CIDEX™ OPA Solution Test Strips | Ortho-phthalaldehyde Test Strips
Medela AG | سويسرا | Switzerland | ME0000015118SFDAA00011 | Harmony | Breast Pump | Manual Breast Pump | مضخة الثدي اليدوية
Leica Microsystems (Schweiz) AG | سويسرا | Switzerland | ME0000001424SFDAA00045 | ARveo 8 | Surgical Microscope | The Arveo surgical microscope is an optical instrument for improving the visibility of objects through magnification and illumination.
Medela AG | سويسرا | Switzerland | ME0000015118SFDAA00014 | PersonalFit 2 Breast Shields | Nipple Shield | Breast Nipple Shield
Medela AG | سويسرا | Switzerland | ME0000015118SFDAA00012 | Contact™ Nipple Shield | Nipple Shield | Contact Nipple Shield | واقيات الحلمات
Medela AG | سويسرا | Switzerland | ME0000015118SFDAA00013 | Supplemental Nursing System | Feeding Tube | Supplemental Feeding System | نظام الإرضاع التكميلي
MEDELA AG | سويسرا | Switzerland | ME0000005732SFDAA00006 | Freestyle Flex | Freestyle Flex | The Freestyle Flex is a personal-use electric breast pump that includes 2-Phase Expression technology and is capable of single and double pumping. The operating life of the Freestyle Flex breast pump is 250 hours. | هي مضخة ثدي كهربائية مخصصة للاستخدام الشخصي وتتضمن Freestyle Flex مضخة الثدي 2- وهي قادرة على ضخ الحليب بالنظام الفردي أو المزدوج. Phase Expression
Synthes GmbH | سويسرا | Switzerland | ME0000008675SFDAA00007 | Rack, long, f/Connection Bolts | Rack | The Cases for Trauma/CMF devices and their components are noninvasive reusable devices. Cases are intended to store Instruments and Implants.
Stryker GmbH | سويسرا | Switzerland | ME0000005447SFDAA00366 | AxSOS® Instrument Tray | Instrument tray, reusable | Instrument tray, reusable
Stryker GmbH | سويسرا | Switzerland | ME0000005447SFDAA00368 | AxSOS® Targeting Arm Dist. Lat. Femur | Internal orthopaedic fixation system, plate/screw, non-bioabsorbable, non-sterile | Internal orthopaedic fixation system, plate/screw, non-bioabsorbable, non-sterile
Synthes GmbH | سويسرا | Switzerland | ME0000008675SFDAA00006 | MAXFRAME™ Label Sheet | Label Sheet | The Cases for Trauma/CMF devices and their components are noninvasive reusable devices. Cases are intended to store Instruments and Implants.
Stryker GmbH | سويسرا | Switzerland | ME0000005447SFDAA00367 | AxSOS® Aiming Block Dist. Lat. Femur | Orthopaedic implant aiming/guiding block, reusable | Orthopaedic implant aiming/guiding block, reusable
Synthes GmbH | سويسرا | Switzerland | ME0000008675SFDAA00009 | Instrument Tray f/MatrixMIDFACE | Tray | The Cases for Trauma/CMF devices and their components are noninvasive reusable devices. Cases are intended to store Instruments and Implants.
Synthes GmbH | سويسرا | Switzerland | ME0000008675SFDAA00013 | Module f/MatrixORTHOGNATHIC Plate, Screw | Module | The Cases for Trauma/CMF devices and their components are noninvasive reusable devices. Cases are intended to store Instruments and Implants.
Synthes GmbH | سويسرا | Switzerland | ME0000008675SFDAA00002 | Instrument Tray f/Sternal ZipFix™ Instruments | Tray | The Cases for Trauma/CMF devices and their components are noninvasive reusable devices. Cases are intended to store Instruments and Implants.
Synthes GmbH | سويسرا | Switzerland | ME0000008675SFDAA00008 | Module MatrixMANDIBLE Compact Trauma | Module | The Cases for Trauma/CMF devices and their components are noninvasive reusable devices. Cases are intended to store Instruments and Implants.
Synthes GmbH | سويسرا | Switzerland | ME0000008675SFDAA00012 | Module MatrixMIDFACE, 1/3 | Module | The Cases for Trauma/CMF devices and their components are noninvasive reusable devices. Cases are intended to store Instruments and Implants.
Synthes GmbH | سويسرا | Switzerland | ME0000008675SFDAA00014 | Module MatrixMANDIBLE Trauma, 2/3 | Module | The Cases for Trauma/CMF devices and their components are noninvasive reusable devices. Cases are intended to store Instruments and Implants.
Synthes GmbH | سويسرا | Switzerland | ME0000008675SFDAA00010 | Module MatrixMIDFACE Compact | Module | The Cases for Trauma/CMF devices and their components are noninvasive reusable devices. Cases are intended to store Instruments and Implants.
Synthes GmbH | سويسرا | Switzerland | ME0000008675SFDAA00003 | Screw Type Marker Push Pin | Marker | The Cases for Trauma/CMF devices and their components are noninvasive reusable devices. Cases are intended to store Instruments and Implants.
Synthes GmbH | سويسرا | Switzerland | ME0000008675SFDAA00004 | MAXFRAME™ Strut ID Band Set | ID-Bands | The Cases for Trauma/CMF devices and their components are noninvasive reusable devices. Cases are intended to store Instruments and Implants.
Synthes GmbH | سويسرا | Switzerland | ME0000008675SFDAA00011 | Instrument Tray f/MatrixMANDIBLE Transbuccal Instr. | Tray | The Cases for Trauma/CMF devices and their components are noninvasive reusable devices. Cases are intended to store Instruments and Implants.
Synthes GmbH | سويسرا | Switzerland | ME0000008675SFDAA00015 | Module f/MatrixORTHOGNATHIC LOCK Impl. | Module | The Cases for Trauma/CMF devices and their components are noninvasive reusable devices. Cases are intended to store Instruments and Implants.
Synthes GmbH | سويسرا | Switzerland | ME0000008675SFDAA00005 | MAXFRAME™ Strut ID Plug Set | ID Plug | The Cases for Trauma/CMF devices and their components are noninvasive reusable devices. Cases are intended to store Instruments and Implants.
Synthes GmbH | سويسرا | Switzerland | ME0000008675SFDAA00001 | Wire Post | Wire | Temporary fixation and intra- and postoperative treatment of open and closed fractures and elective orthopedic interventions.
Synthes GmbH | سويسرا | Switzerland | ME0000000735SFDAA01797 | Case f/MAXFRAME, Strut Swap Kit | Case | The Cases for Trauma/CM F devices and their components are noninvasive reusable devices. Cases are intended to store Instruments and Implants.
Medela AG | سويسرا | Switzerland | ME0000015118SFDAA00015 | Breast Milk Bottles | Soft Feeder | Breast Milk Bottles | زجاجات لبن الأم
Stryker GmbH | سويسرا | Switzerland | ME0000005447SFDAA00402 | Fixos™ Direct Measuring Gauge | Surgical depth gauge | Surgical depth gauge
Synthes GmbH | سويسرا | Switzerland | ME0000000735SFDAA01798 | Graphic Case, w/Lid, f/MatrixRIB Fixation System | Case | The Cases for Trauma/CMF devices and their components are noninvasive reusable devices. Cases are intended to store Instruments and Implants.
Synthes GmbH | سويسرا | Switzerland | ME0000000735SFDAA01799 | Modular Tray f/LCP Lateral Distal Fibula Plates | Tray | The Cases for Trauma/CMF devices and their components are noninvasive reusable devices. Cases are intended to store Instruments and Implants.
Synthes GmbH | سويسرا | Switzerland | ME0000000735SFDAA01800 | Modular Tray f/VA-Locking Calcaneal Plates 2.7 | Tray | The Cases for Trauma/CMF devices and their components are noninvasive reusable devices. Cases are intended to store Instruments and Implants.
Synthes GmbH | سويسرا | Switzerland | ME0000000735SFDAA01801 | Graphic Case f/Hip Preservation Set | Case | The Cases for Trauma/CMF devices and their components are noninvasive reusable devices. Cases are intended to store Instruments and Implants.
TRISA AG | سويسرا | Switzerland | ME0000004538SFDAA00001 | Trisa Professional | Dental Flosses | Dental Flosses | خيوط تنظيف الأسنان
Stryker GmbH | سويسرا | Switzerland | ME0000005447SFDAA00533 | Hoffmann® II Connecting Rod | Reusable external orthopaedic fixation system | Reusable external orthopaedic fixation system
Stryker GmbH | سويسرا | Switzerland | ME0000005447SFDAA00531 | Hoffmann® II Rod To Rod Coupling | Reusable external orthopaedic fixation system | Reusable external orthopaedic fixation system
Stryker GmbH | سويسرا | Switzerland | ME0000005447SFDAA00546 | Hoffmann® 3 Connecting Rod | Reusable external orthopaedic fixation system | Reusable external orthopaedic fixation system
Stryker GmbH | سويسرا | Switzerland | ME0000005447SFDAA00540 | Hoffmann® II Rod To Rod Coupling | Reusable external orthopaedic fixation system | Reusable external orthopaedic fixation system
Stryker GmbH | سويسرا | Switzerland | ME0000005447SFDAA00537 | Hoffmann® II 30° Angled Post | Reusable external orthopaedic fixation system | Reusable external orthopaedic fixation system
Stryker GmbH | سويسرا | Switzerland | ME0000005447SFDAA00535 | Hoffmann® II Rod To Rod Coupling | Reusable external orthopaedic fixation system | Reusable external orthopaedic fixation system
Stryker GmbH | سويسرا | Switzerland | ME0000005447SFDAA00534 | Hoffmann® II 4 Hole Pin Clamp | Reusable external orthopaedic fixation system | Reusable external orthopaedic fixation system
Stryker GmbH | سويسرا | Switzerland | ME0000005447SFDAA00542 | Hoffmann® II Multipin Clamp | Reusable external orthopaedic fixation system | Reusable external orthopaedic fixation system
Stryker GmbH | سويسرا | Switzerland | ME0000005447SFDAA00545 | Hoffmann® 3 Pin To Rod Coupling | Reusable external orthopaedic fixation system | Reusable external orthopaedic fixation system
Medartis AG | سويسرا | Switzerland | ME0000000535SFDAA00448 | Case APTUS | Case APTUS | Sterilization/disinfection container.
Hocoma AG | سويسرا | Switzerland | ME0000002310SFDAA00039 | Module ManovoSpring | Self Directed Arm Therapy | Rehabilitative exercise device for upper extremity therapy
Derungs Licht AG | سويسرا | Switzerland | ME0000003679SFDAA00001 | Halux | Examination Light | Examination light designed to illuminate a patient's body locally to support diagnosis.
Medela AG | سويسرا | Switzerland | ME0000015118SFDAA00030 | Medela | Nursing Pad | Nursing Pad | فوط منع تسرب الحليب للاستخدام مرة واحدة
Medela AG | سويسرا | Switzerland | ME0000015118SFDAA00027 | Medela | Soft Feeder | SoftCup advanced Cup Feeder | زجاجة الرضاع المتقدمة المزودة بكوب
Synthes GmbH | سويسرا | Switzerland | ME0000000735SFDAA01813 | Module Compact Foot 2.4 | Module | The Cases and Components are portable containers designed for safe storage, handling, and transportation of reusable surgical instruments and/ or implants between the operating, storage and central sterilization rooms.
Synthes GmbH | سويسرا | Switzerland | ME0000000735SFDAA01817 | Implant Module f/VA T-+Cloverleaf FusionPI 2.4/2.7 | Module | The Cases and Components are portable containers designed for safe storage, handling, and transportation of reusable surgical instruments and/ or implants between the operating, storage and central sterilization rooms.
Synthes GmbH | سويسرا | Switzerland | ME0000000735SFDAA01821 | Modular Tray f/Cutting Pliers f/Mesh Plate | Tray | The Cases and Components are portable containers designed for safe storage, handling, and transportation of reusable surgical instruments and/ or implants between the operating, storage and central sterilization rooms.
Synthes GmbH | سويسرا | Switzerland | ME0000000735SFDAA01825 | Tray f/lnstrument Set f/Foot f/HCS 4.5/6.5mm | Tray | The Cases and Components are portable containers designed for safe storage, handling, and transportation of reusable surgical instruments and/ or implants between the operating, storage and central sterilization rooms.
Synthes GmbH | سويسرا | Switzerland | ME0000000735SFDAA01809 | Tray f/Standard Instruments | Tray | The Cases and Components are portable containers designed for safe storage, handling, and transportation of reusable surgical instruments and/ or implants between the operating, storage and central sterilization rooms.
Synthes GmbH | سويسرا | Switzerland | ME0000000735SFDAA01811 | Tray f/lnstrument Set f/Foot f/HCS 4.5/6.5mm | Tray | The Cases and Components are portable containers designed for safe storage, handling, and transportation of reusable surgical instruments and/ or implants between the operating, storage and central sterilization rooms.
Synthes GmbH | سويسرا | Switzerland | ME0000000735SFDAA01815 | Implant Module f/VA Straight Fusion+X-PI. 2.4/2.7 | Module | The Cases and Components are portable containers designed for safe storage, handling, and transportation of reusable surgical instruments and/ or implants between the operating, storage and central sterilization rooms.
Synthes GmbH | سويسرا | Switzerland | ME0000000735SFDAA01819 | Implant Module f/VA MTP-Fusion Plates 2.4/2.7 | Module | The Cases and Components are portable containers designed for safe storage, handling, and transportation of reusable surgical instruments and/ or implants between the operating, storage and central sterilization rooms.
Synthes GmbH | سويسرا | Switzerland | ME0000000735SFDAA01823 | Tray, Compact Plate Set f/Module lnstr.&lmpl. 1.Smm VAL Hand | Tray | The Cases and Components are portable containers designed for safe storage, handling, and transportation of reusable surgical instruments and/ or implants between the operating, storage and central sterilization rooms.
Synthes GmbH | سويسرا | Switzerland | ME0000000735SFDAA01820 | Implant Module f/VA Opening Wedge Plates 2.4/2.7 | Module | The Cases and Components are portable containers designed for safe storage, handling, and transportation of reusable surgical instruments and/ or implants between the operating, storage and central sterilization rooms.
Synthes GmbH | سويسرا | Switzerland | ME0000000735SFDAA01816 | Implant Module f/VA L-Fusion Plates 2.4/2.7 | Module | The Cases and Components are portable containers designed for safe storage, handling, and transportation of reusable surgical instruments and/ or implants between the operating, storage and central sterilization rooms.
Synthes GmbH | سويسرا | Switzerland | ME0000000735SFDAA01812 | Module Compact Foot 2.0 | Module | The Cases and Components are portable containers designed for safe storage, handling, and transportation of reusable surgical instruments and/ or implants between the operating, storage and central sterilization rooms.
Synthes GmbH | سويسرا | Switzerland | ME0000000735SFDAA01807 | Vario Case™ f/Basic Pelvic Instrument Set | Case | The Cases and Components are portable containers designed for safe storage, handling, and transportation of reusable surgical instruments and/ or implants between the operating, storage and central sterilization rooms.
Synthes GmbH | سويسرا | Switzerland | ME0000000735SFDAA01824 | Vario Case™ f/Cannulated Screw 3.0mm | Case | The Cases and Components are portable containers designed for safe storage, handling, and transportation of reusable surgical instruments and/ or implants between the operating, storage and central sterilization rooms.
Synthes GmbH | سويسرا | Switzerland | ME0000000735SFDAA01810 | Labelling Plate f/lnstrument Set | Labelling Plate | The Cases and Components are portable containers designed for safe storage, handling, and transportation of reusable surgical instruments and/ or implants between the operating, storage and central sterilization rooms.
Synthes GmbH | سويسرا | Switzerland | ME0000000735SFDAA01814 | Insert, size 1/2, CompFoot Instr (BasiclnstrSet) | Insert | The Cases and Components are portable containers designed for safe storage, handling, and transportation of reusable surgical instruments and/ or implants between the operating, storage and central sterilization rooms.
Synthes GmbH | سويسرا | Switzerland | ME0000000735SFDAA01818 | Implant Module f/VA 1. TMT-+T-Fusion Pl. 2.4/2.7 | Module | The Cases and Components are portable containers designed for safe storage, handling, and transportation of reusable surgical instruments and/ or implants between the operating, storage and central sterilization rooms.
Synthes GmbH | سويسرا | Switzerland | ME0000000735SFDAA01822 | Lid f/Mod. Tray, Next Gener., size 1/4 | Lid | The Cases and Components are portable containers designed for safe storage, handling, and transportation of reusable surgical instruments and/ or implants between the operating, storage and central sterilization rooms.
Medela AG | سويسرا | Switzerland | ME0000015118SFDAA00029 | Medela | Breast Shell | Milk Collection Shell
Medela AG | سويسرا | Switzerland | ME0000015118SFDAA00028 | Medela | Breast Shells | Breast Shells | أغطية الثدي
Medela AG | سويسرا | Switzerland | ME0000015118SFDAA00025 | Medela | Soft Feeder | Calma 150ml | كالما مع رضاعة حليب 150 ملم
ME MEDICAL AG | سويسرا | Switzerland | ME0000005657SFDAA00001 | ME Medical Professional Clipper | ME Medical Surgical Clipper | The purpose of blade quickly removes all types of body hair with a cut that's so similar to a razor, while leaving the skin intact.
Medela AG | سويسرا | Switzerland | ME0000015118SFDAA00026 | Medela | Nipple | Calma Solitaire | كلما سوليتير
Stryker GmbH | سويسرا | Switzerland | ME0000005447SFDAA00547 | DJD™ Body Assembly | Reusable external orthopaedic fixation system | Reusable external orthopaedic fixation system
Synthes GmbH | سويسرا | Switzerland | ME0000000735SFDAA01886 | Extraction Screw, conical | Cases and Components | The Cases and Components are portable containers designed for safe storage, handling, and transportation of reusable surgical instruments and/ or implants between the operating, storage and central sterilization rooms.
Synthes GmbH | سويسرا | Switzerland | ME0000000735SFDAA01882 | Label Sheet f/VA-LCP Clavicle | Label Sheet | The Cases and Components are portable containers designed for safe storage, handling, and transportation of reusable surgical instruments and/ or implants between the operating, storage and central sterilization rooms.
Synthes GmbH | سويسرا | Switzerland | ME0000000735SFDAA01874 | Tray f/Femoral Recon Nail, 1 from 2 | Tray | The Cases and Components are portable containers designed for safe storage, handling, and transportation of reusable surgical instruments and/ or implants between the operating, storage and central sterilization rooms.
Synthes GmbH | سويسرا | Switzerland | ME0000000735SFDAA01870 | Tray f/Trochanteric Fixation Nail, 2 from 2 | Tray | The Cases and Components are portable containers designed for safe storage, handling, and transportation of reusable surgical instruments and/ or implants between the operating, storage and central sterilization rooms.
Synthes GmbH | سويسرا | Switzerland | ME0000000735SFDAA01872 | Tray f/Trochanteric Fixation Nail Removal | Tray | The Cases and Components are portable containers designed for safe storage, handling, and transportation of reusable surgical instruments and/ or implants between the operating, storage and central sterilization rooms.
Synthes GmbH | سويسرا | Switzerland | ME0000000735SFDAA01888 | Additional Instruments f/Trochanteric Fixation Nail | Cases and Components | The Cases and Components are portable containers designed for safe storage, handling, and transportation of reusable surgical instruments and/ or implants between the operating, storage and central sterilization rooms.
Synthes GmbH | سويسرا | Switzerland | ME0000000735SFDAA01876 | Tap, f/Recon Screws | Tap | The Cases and Components are portable containers designed for safe storage, handling, and transportation of reusable surgical instruments and/ or implants between the operating, storage and central sterilization rooms.
Synthes GmbH | سويسرا | Switzerland | ME0000000735SFDAA01880 | Retention Pin f/Screwdriver | Cases and Components | The Cases and Components are portable containers designed for safe storage, handling, and transportation of reusable surgical instruments and/ or implants between the operating, storage and central sterilization rooms.
Synthes GmbH | سويسرا | Switzerland | ME0000000735SFDAA01884 | Drill Sleeve, Ø 4.2mm | Sleeve | The Cases and Components are portable containers designed for safe storage, handling, and transportation of reusable surgical instruments and/ or implants between the operating, storage and central sterilization rooms.
Synthes GmbH | سويسرا | Switzerland | ME0000000735SFDAA01889 | Additional Instruments f/Advanced Nail Platform | Cases and Components | The Cases and Components are portable containers designed for safe storage, handling, and transportation of reusable surgical instruments and/ or implants between the operating, storage and central sterilization rooms.
Synthes GmbH | سويسرا | Switzerland | ME0000000735SFDAA01881 | Screwdriver, w/T-Handle | Cases and Components | The Cases and Components are portable containers designed for safe storage, handling, and transportation of reusable surgical instruments and/ or implants between the operating, storage and central sterilization rooms.
Synthes GmbH | سويسرا | Switzerland | ME0000000735SFDAA01877 | Sleeve f/Screwdriver | Sleeve | The Cases and Components are portable containers designed for safe storage, handling, and transportation of reusable surgical instruments and/ or implants between the operating, storage and central sterilization rooms.
Synthes GmbH | سويسرا | Switzerland | ME0000000735SFDAA01873 | Tray f/Femoral Recon Nail, 2 from 2 | Tray | The Cases and Components are portable containers designed for safe storage, handling, and transportation of reusable surgical instruments and/ or implants between the operating, storage and central sterilization rooms.
Synthes GmbH | سويسرا | Switzerland | ME0000000735SFDAA01869 | Universal Chuck | Cases and Components | The Cases and Components are portable containers designed for safe storage, handling, and transportation of reusable surgical instruments and/ or implants between the operating, storage and central sterilization rooms.
Synthes GmbH | سويسرا | Switzerland | ME0000000735SFDAA01883 | Extractor Shaft f/XL25 and T25 | Cases and Components | The Cases and Components are portable containers designed for safe storage, handling, and transportation of reusable surgical instruments and/ or implants between the operating, storage and central sterilization rooms.
Synthes GmbH | سويسرا | Switzerland | ME0000000735SFDAA01879 | Protection Sleeve | Sleeve | The Cases and Components are portable containers designed for safe storage, handling, and transportation of reusable surgical instruments and/ or implants between the operating, storage and central sterilization rooms.
Synthes GmbH | سويسرا | Switzerland | ME0000000735SFDAA01871 | Tray f/Trochanteric Fixation Nail, 1 from 2 | Tray | The Cases and Components are portable containers designed for safe storage, handling, and transportation of reusable surgical instruments and/ or implants between the operating, storage and central sterilization rooms.
Synthes GmbH | سويسرا | Switzerland | ME0000000735SFDAA01875 | Tray f/Advanced Shaft Nail Removal | Tray | The Cases and Components are portable containers designed for safe storage, handling, and transportation of reusable surgical instruments and/ or implants between the operating, storage and central sterilization rooms.
Synthes GmbH | سويسرا | Switzerland | ME0000000735SFDAA01887 | Base Tray, 1 from 2 | Tray | The Cases and Components are portable containers designed for safe storage, handling, and transportation of reusable surgical instruments and/ or implants between the operating, storage and central sterilization rooms.
Synthes GmbH | سويسرا | Switzerland | ME0000000735SFDAA01878 | Screwdriver | Cases and Components | The Cases and Components are portable containers designed for safe storage, handling, and transportation of reusable surgical instruments and/ or implants between the operating, storage and central sterilization rooms.
Synthes GmbH | سويسرا | Switzerland | ME0000000735SFDAA01868 | Universal Small Fragment Tray | Tray | The Cases and Components are portable containers designed for safe storage, handling, and transportation of reusable surgical instruments and/ or implants between the operating, storage and central sterilization rooms.
Stryker GmbH | سويسرا | Switzerland | ME0000005447SFDAA00479 | T2® Aposition Sleeve | Reusable surgical drill guide | Reusable surgical drill guide
Synthes GmbH | سويسرا | Switzerland | ME0000000735SFDAA01897 | Holder f/Cervical Cages | Holder | The Cases for Trauma/CMF devices and their components are noninvasive reusable devices. Cases are intended to store Instruments and Implants.
Synthes GmbH | سويسرا | Switzerland | ME0000000735SFDAA01898 | Tray f/LCP Wrist Fusion Pl. 2.4/2.7/3.5 | Tray | The Cases for Trauma/CMF devices and their components are noninvasive reusable devices. Cases are intended to store Instruments and Implants.
Stryker GmbH | سويسرا | Switzerland | ME0000005447SFDAA00538 | Hoffmann® II Straight Post | Reusable external orthopaedic fixation system | Reusable external orthopaedic fixation system
Stryker GmbH | سويسرا | Switzerland | ME0000005447SFDAA00544 | Hoffmann® II 90° Multipin Clamp | Reusable external orthopaedic fixation system | Reusable external orthopaedic fixation system
AIREX AG | سويسرا | Switzerland | ME0000001021SFDAA00596 | Excerise Mats | Exercise Mats | movement therapy aid for both institutional and home use.
Synthes GmbH | سويسرا | Switzerland | ME0000000735SFDAA01899 | Compact Water Bath | Water Bath | Instruments for Bone Fixation
AXIS Dental Sarl | سويسرا | Switzerland | ME0000012185SFDAA00003 | Pure In office Bleaching Kit | Bleaching Gel | In office Bleaching Kit
AXIS Dental Sarl | سويسرا | Switzerland | ME0000012185SFDAA00001 | Carbide burs | Dental Burs | Used in dental surgery and clinics for cutting hard structures in the mouth, such as teeth or bone.
AXIS Dental Sarl | سويسرا | Switzerland | ME0000012185SFDAA00002 | Ceramic burs | Dental Burs | Used in dental surgery and clinics for cutting hard structures in the mouth, such as teeth or bone.
Synthes GmbH | سويسرا | Switzerland | ME0000000735SFDAA01906 | Driver f/Nut | Non-invasive reusable device | Instrument for Trauma/CMF devices, non-invasive reusable devices surgical instruments for Orthopedics and Osteosynthesis
Synthes GmbH | سويسرا | Switzerland | ME0000000735SFDAA01909 | Insertion Handle, radiolucent | Insertion Handle | Instrument for Trauma/CMF devices, non-invasive reusable devices surgical instruments for Orthopedics and Osteosynthesis
Synthes GmbH | سويسرا | Switzerland | ME0000000735SFDAA01914 | Tray f/Tibial Nail | Tray | The Cases and Components are portable containers designed for safe storage, handling, and transportation of reusable surgical instruments and/ or implants between the operating, storage and central sterilization rooms.
Synthes GmbH | سويسرا | Switzerland | ME0000000735SFDAA01915 | Wire Guide, f/Nails | Wire Guide | Instrument for Trauma/CMF devices, non-invasive reusable devices surgical instruments for Orthopedics and Osteosynthesis
Synthes GmbH | سويسرا | Switzerland | ME0000000735SFDAA01910 | Holding Device, Locking Pin | Holding Device | Instrument for Trauma/CMF devices, non-invasive reusable devices surgical instruments for Orthopedics and Osteosynthesis
Synthes GmbH | سويسرا | Switzerland | ME0000000735SFDAA01908 | Holding Device, Handle | Holding Device | Instrument for Trauma/CMF devices, non-invasive reusable devices surgical instruments for Orthopedics and Osteosynthesis
Synthes GmbH | سويسرا | Switzerland | ME0000000735SFDAA01916 | Wire Guide, multihole, short | Wire Guide | Instrument for Trauma/CMF devices, non-invasive reusable devices surgical instruments for Orthopedics and Osteosynthesis
Synthes GmbH | سويسرا | Switzerland | ME0000000735SFDAA01911 | Nail Assembly Instrument | Non-invasive reusable device | Instrument for Trauma/CMF devices, non-invasive reusable devices surgical instruments for Orthopedics and Osteosynthesis
Synthes GmbH | سويسرا | Switzerland | ME0000000735SFDAA01913 | Tray f/Retrograde Femoral Nail | Tray | The Cases and Components are portable containers designed for safe storage, handling, and transportation of reusable surgical instruments and/ or implants between the operating, storage and central sterilization rooms.
Synthes GmbH | سويسرا | Switzerland | ME0000000735SFDAA01904 | Compression Screw | Non-invasive reusable device | Instrument for Trauma/CMF devices, non-invasive reusable devices surgical instruments for Orthopedics and Osteosynthesis
Synthes GmbH | سويسرا | Switzerland | ME0000000735SFDAA01917 | Wire Guide, periprosthetic | Wire Guide | Instrument for Trauma/CMF devices, non-invasive reusable devices surgical instruments for Orthopedics and Osteosynthesis
Synthes GmbH | سويسرا | Switzerland | ME0000000735SFDAA01902 | Aiming Arm, radiolucent | non-invasive reusable device | Instrument for Trauma/CMF devices, non-invasive reusable devices surgical instruments for Orthopedics and Osteosynthesis
Synthes GmbH | سويسرا | Switzerland | ME0000000735SFDAA01907 | Driving Cap | Non-invasive reusable device | Instrument for Trauma/CMF devices, non-invasive reusable devices surgical instruments for Orthopedics and Osteosynthesis
Synthes GmbH | سويسرا | Switzerland | ME0000000735SFDAA01903 | Bending Driver f/VA Locking Holes | Non-invasive reusable devices | Instrument for Trauma/CMF devices, non-invasive reusable devices surgical instruments for Orthopedics and Osteosynthesis
Synthes GmbH | سويسرا | Switzerland | ME0000000735SFDAA01901 | Additional Instruments f/Retrograde Femoral Nail | Additional Instruments | The Cases and Components are portable containers designed for safe storage, handling, and transportation of reusable surgical instruments and/ or implants between the operating, storage and central sterilization rooms.
Synthes GmbH | سويسرا | Switzerland | ME0000000735SFDAA01905 | Connecting Screw | Non-invasive reusable device | Instrument for Trauma/CMF devices, non-invasive reusable devices surgical instruments for Orthopedics and Osteosynthesis
Synthes GmbH | سويسرا | Switzerland | ME0000000735SFDAA01912 | Protection Sleeve | Non-invasive reusable device | Instrument for Trauma/CMF devices, non-invasive reusable devices surgical instruments for Orthopedics and Osteosynthesis
AXIS Dental Sarl | سويسرا | Switzerland | ME0000012185SFDAA00004 | Pure Tooth Bleaching Kit 22% | Bleaching Gel | Bleaching Kit used for whitening purpose
AXIS Dental Sarl | سويسرا | Switzerland | ME0000012185SFDAA00005 | Pure Tooth Bleaching Kit 16% | Bleaching Gel | Bleaching Kit used for whitening purpose
AXIS Dental Sarl | سويسرا | Switzerland | ME0000012185SFDAA00006 | Diamond burs | Dental Burs | Used in dental surgery and clinics for cutting hard structures in the mouth, such as teeth or bone.
OSCIMED SA | سويسرا | Switzerland | ME0000008657SFDAA00005 | OSCIMED vacuum cleaner | vacuum cleaner | vacuum cleaner
Synthes GmbH | سويسرا | Switzerland | ME0000000735SFDAA01919 | Modular Tray f/LCP Dist. Humeral Plates, extraart. | Tray | The Cases and Components are portable containers designed for safe storage, handling, and transportation of reusable surgical instruments and/ or implants between the operating, storage and central sterilization rooms.
OSCIMED SA | سويسرا | Switzerland | ME0000008657SFDAA00004 | OSCIMED Cast Cutter | Cast cutter, electric | Cast cutter, electric
MEDOS INTERNATIONAL SARL | سويسرا | Switzerland | ME0000000631SFDAA00578 | FMS VUE Fluid Management and Tissue Debridement System | N/A | These devices are accessories to the FMS VUE Fluid Management and Tissue Debtidement Systems.
MEDOS INTERNATIONAL SARL | سويسرا | Switzerland | ME0000000631SFDAA00577 | VAPR | N/A | The wired and wireless footswitches are used for output activation, providing control over the activation of the selected modes. The handpiece provides connection of the disposable electrode(s) and the generator.
MEDOS INTERNATIONAL SARL | سويسرا | Switzerland | ME0000000631SFDAA00579 | Expedium | N/A | Prepare the site for acceptance of spinal implants and/or aid in their implantation
MEDOS INTERNATIONAL SARL | سويسرا | Switzerland | ME0000000631SFDAA00580 | CRUCIATE+ | Tray | Non-surgical instrument
Stryker GmbH | سويسرا | Switzerland | ME0000005447SFDAA00543 | Hoffmann® II Connecting Rod | Reusable external orthopaedic fixation system | Reusable external orthopaedic fixation system
Stryker GmbH | سويسرا | Switzerland | ME0000005447SFDAA00539 | Hoffmann® II Connecting Rod | Reusable external orthopaedic fixation system | Reusable external orthopaedic fixation system
Stryker GmbH | سويسرا | Switzerland | ME0000005447SFDAA00532 | Hoffmann® II Pin To Rod Coupling | Reusable external orthopaedic fixation system | Reusable external orthopaedic fixation system
Stryker GmbH | سويسرا | Switzerland | ME0000005447SFDAA00536 | Hoffmann® II Pin To Rod Coupling | Reusable external orthopaedic fixation system | Reusable external orthopaedic fixation system
Stryker GmbH | سويسرا | Switzerland | ME0000005447SFDAA00541 | Hoffmann® II Pin To Rod Coupling | Reusable external orthopaedic fixation system | Reusable external orthopaedic fixation system
S&T AG | سويسرا | Switzerland | ME0000011879SFDAA00024 | CASES NAD RACKS | INSTRUMENTS TRAYS AND RACKS | DEVICES INSTRUMENTS TRAYS AND RACKS FOR SECURE STORING AND HOLDING OF SURGICAL INSTRUMENTS
Medela AG | سويسرا | Switzerland | ME0000015118SFDAA00032 | Specialneeds | Feeder and Teat | Specialneeds | زجاجة رضاع
S&T AG | سويسرا | Switzerland | ME0000011879SFDAA00020 | SURGICAL FORCEPS | FORCEPS | INSTRUMENTS SURGICAL FORCEPS FOR HOLDING AND POSITIONING OF TISSUE AND OBJECTS DURING SURGERY
S&T AG | سويسرا | Switzerland | ME0000011879SFDAA00023 | MICROSURGICAL NEEDLEHOLDERS | NEEDLEHOLDERS | INSTRUMENTS MICROSURGICAL NEEDLEHOLDERS FOR HOLDING AND SUPPORTING MICROSUGICAL SUTURES DURING SURGERY
Synthes GmbH | سويسرا | Switzerland | ME0000000735SFDAA02042 | Instrument Module NANO | Instrument Module | The Cases for Trauma/CMF devices and their components are noninvasive reusable devices. Cases are intended to store Instruments and Implants.
S&T AG | سويسرا | Switzerland | ME0000011879SFDAA00025 | SDC-15R-8F12 | MICROSURGICAL SCISSORS | INSTRUMENTS MICROSURGICAL SCISSORS FOR SEPARATION AND CUTTING OF TISSUE, NERVES AND VESSELS DURING SURGERY
Synthes GmbH | سويسرا | Switzerland | ME0000000735SFDAA02043 | Implant Module NANO | Module | The Cases for Trauma/CMF devices and their components are noninvasive reusable devices. Cases are intended to store Instruments and Implants.
Synthes GmbH | سويسرا | Switzerland | ME0000000735SFDAA02046 | Insert NANO f/Screws in Clip | Insert | The Cases for Trauma/CMF devices and their components are noninvasive reusable devices. Cases are intended to store Instruments and Implants.
Medela Consumer AG | سويسرا | Switzerland | ME0000001159SFDAA00002 | Bibi Wide Nick Teat | Wide nick teat for feeding bottle | A teat, or nipple, is the flexible part of the bottle that the baby will suck from, and contains a hole through which the milk will flow. | حلمات تناسب قنينات واسعة العنق
Wernli AG, Bandages | سويسرا | Switzerland | ME0000010562SFDAA00008 | Nahdi Conforming Crepe Bandages - Fixation bandages | Elastic Conforming Bandage | Elastic conforming gauze bandage for fixing wound dressings | ضمادة من قماش الكريب المرن المهيأ لتثبيت ضمادات الجروح
Wernli AG, Bandages | سويسرا | Switzerland | ME0000010562SFDAA00006 | Nahdi Kinesiology Tape | Sports tapes bandages | Adhesive, elastic kinesiology tape for sport and therapy | شريط لاصق مرن مع قابلية الحركة للاستخدام في حالات الرياضة والعلاج
Wernli AG, Bandages | سويسرا | Switzerland | ME0000010562SFDAA00007 | Nahdi Elastic Bandage - short stretch | Compression bandage | Compression bandage with short stretch | ضمادة مرنة
Wernli AG, Bandages | سويسرا | Switzerland | ME0000010562SFDAA00010 | Nahdi Elastic Conforming Gauze Bandage | Fixation Bandage | Elastic conforming gauze bandage for fixing wound dressings | ضمادة من الشاش المرن المهيأ لتثبيت ضمادات الجروح
Wernli AG, Bandages | سويسرا | Switzerland | ME0000010562SFDAA00009 | Nahdi Cohesive Non-woven Bandage | Cohesive Bandage | Cohesive, latexfree, elastic non-woven bandage for fixation compression, support and relief dressings. | ضمادة مرنة غير منسوجة خالية من اللاتكس صالحة للتثبيت والضغط والدعم والتسكين.
Synthes GmbH | سويسرا | Switzerland | ME0000000735SFDAA02084 | Modular Tray f/Opening Wedge Measuring Device | Tray | The Cases for Trauma/CMF devices and their components are noninvasive reusable devices. Cases are intended to store Instruments and Implants.
Synthes GmbH | سويسرا | Switzerland | ME0000000735SFDAA02083 | Modular Tray f/Distal+Proximal Reamer 2.4/2.7 | Tray | The Cases for Trauma/CMF devices and their components are noninvasive reusable devices. Cases are intended to store Instruments and Implants.
Synthes GmbH | سويسرا | Switzerland | ME0000000735SFDAA02087 | Module Mini External Fixator | Module | The Cases for Trauma/CMF devices and their components are noninvasive reusable devices. Cases are intended to store Instruments and Implants.
Synthes GmbH | سويسرا | Switzerland | ME0000000735SFDAA02085 | Modular Tray f/LCP Proximal Tibial Plates 4.5/5.0 | Tray | The Cases for Trauma/CMF devices and their components are noninvasive reusable devices. Cases are intended to store Instruments and Implants.
ASP International GmbH Zweigniederlassung Zug | سويسرا | Switzerland | ME0000000620SFDAA00004 | CIDEX™ OPA Solution Test Strips | Ortho-phthaldehyde Solution Test Strips | Ortho-phthaldehyde Solution Test Strips
Synthes GmbH | سويسرا | Switzerland | ME0000000735SFDAA02088 | Vario Case™ f/Cannulated Screw 3.0mm | Case | The Cases for Trauma/CMF devices and their components are noninvasive reusable devices. Cases are intended to store Instruments and Implants.
Synthes GmbH | سويسرا | Switzerland | ME0000000735SFDAA02081 | Module Compact Foot | Module | The Cases for Trauma/CMF devices and their components are noninvasive reusable devices. Cases are intended to store Instruments and Implants.
Synthes GmbH | سويسرا | Switzerland | ME0000000735SFDAA02082 | Modular Tray f/Compression System 2.4/2.7mm | Tray | The Cases for Trauma/CMF devices and their components are noninvasive reusable devices. Cases are intended to store Instruments and Implants.
Medela AG | سويسرا | Switzerland | ME0000015118SFDAA00035 | Supplemental Nursing System | Feeding Tube | Supplemental Nursing System | نظام الإرضاع التكميلي
Medela AG | سويسرا | Switzerland | ME0000015118SFDAA00034 | Supplemental Nursing System | Feeding Tube | Supplemental Feeding System | نظام الإرضاع التكميلي
Hocoma AG | سويسرا | Switzerland | ME0000004831SFDAA00002 | Armeospring | Armeo | ArmeoSpring arm therapy device: instrumented arm orthosis with pressure-sensitive handgrip
Synthes GmbH | سويسرا | Switzerland | ME0000000735SFDAA01885 | Base Tray, 2 from 2 | Tray | The Cases and Components are portable containers designed for safe storage, handling, and transportation of reusable surgical instruments and/ or implants between the operating, storage and central sterilization rooms.
Yangzhou Star Oral Care Products Co., Ltd. | شيلي | Chile | ME0000017779SFDAA00003 | Orex | Interdetnal Tooth Brush Refill | Replaceable Interdental Brush Head Refills, Used as a replacement for Orex Interdental Toothbrush | رؤوس فرشاة التنظيف بين الأسنان القابلة للتغيير
ESENSA d.o.o | صربيا | Serbia | ME0000004827SFDAA00006 | EQUALIZE Hypertonic Nasal Spray solution 50ml | Hypertonic Nasal Spray solution | Equalize hypertonic nasal spray solution is a hypertonic brine solution characterized by unique contents of sea salt.
LANDANGER SA | فرنسا | France | ME0000004195SFDAA00001 | ECOSTER WIRE BASKET | Sterilization tray | Sterilization tray
LANDANGER SA | فرنسا | France | ME0000004195SFDAA00002 | LANDANGER "s" IRIDECTOMY Scissors | SURGICAL INSTRUMENTS | SURGICAL INSTRUMENTS
LANDANGER SA | فرنسا | France | ME0000004195SFDAA00003 | Stainless Steel Sterilization BOX | Accessories for sterilization | Accessories for sterilization
LANDANGER SA | فرنسا | France | ME0000004195SFDAA00004 | TROCAR SLEEVE COLIBRI WITH THREADED POLYMER TUBE AND STOPCOCK | Magnetic trocar | Magnetic trocar
LANDANGER SA | فرنسا | France | ME0000004195SFDAA00005 | BABINSKY HAMMER ADULT MODEL | Surgical instrumentation LANDANGER | Surgical instrumentation
LANDANGER SA | فرنسا | France | ME0000004195SFDAA00006 | CARPENTIER ORIGINAL | SURGICAL suture and accessories | SURGICAL suture and accessories
LANDANGER SA | فرنسا | France | ME0000004195SFDAA00007 | HEXAGONAL SCREW DRIVER WITH COMPOSITE HANDLE | HEXAGONAL SCREW DRIVER WITH COMPOSITE HANDLE | Traumatologu Tools
LANDANGER SA | فرنسا | France | ME0000004195SFDAA00008 | SCALPLE BLADE | SCALPLE BLADE | Surgical instrumentation
LANDANGER SA | فرنسا | France | ME0000004195SFDAA00009 | BLUNT SCISSORS | BLUNT SCISSORS | Surgical SCISSORS
LANDANGER SA | فرنسا | France | ME0000004195SFDAA00010 | DR MULLER PHLEBECTOMY HOOK | DR MULLER PHLEBECTOMY HOOK | surgical Tools
LANDANGER SA | فرنسا | France | ME0000004195SFDAA00011 | ENDOSCOPE HOLDING SHEAT | ENDOSCOPE HOLDING SHEAT | SURGICAL INSTRUMENTS
LANDANGER SA | فرنسا | France | ME0000004195SFDAA00012 | HEGAR OLSEN BABY NEEDLE HOLDER | HEGAR OLSEN BABY NEEDLE HOLDER | SURGICAL INSTRUMENTS
LANDANGER SA | فرنسا | France | ME0000004195SFDAA00013 | BULLDOG CLAMP DEBAKEY | SURGICAL INSTRUMENTATION | SURGICAL INSTRUMENTATION
LANDANGER SA | فرنسا | France | ME0000004195SFDAA00014 | DISSECTING FORCEPS | SURGICAL INSTRUMENTATION | SURGICAL INSTRUMENTATION
LANDANGER SA | فرنسا | France | ME0000004195SFDAA00015 | GILLIES FORCEPS SCISSORS | SURGICAL INSTRUMENTS | SURGICAL INSTRUMENTS
LANDANGER SA | فرنسا | France | ME0000004195SFDAA00016 | CLOVIS VINCENT SCIATIC RASPATORY | NEUROSURGERY INSTRUMENTS | NEUROSURGERY INSTRUMENTS
LANDANGER SA | فرنسا | France | ME0000004195SFDAA00017 | SIMS UTERINE SCISSORS BLUNT | surgical Tools | surgical Tools
LANDANGER SA | فرنسا | France | ME0000004195SFDAA00018 | LARYNGEAL MIRROR WITH FIXED HEXAGONAL HANDLE | INSTRUMENTS FOR ENT | INSTRUMENTS FOR ENT
LANDANGER SA | فرنسا | France | ME0000004195SFDAA00019 | CHIGOT RETRACTOR ON SMALL HANDLE | Surgical Retrtactors | Surgical Retractors
Promotal | فرنسا | France | ME0000000183SFDAA00005 | 3185 | Dialysis and treatment chair | Dialysis and treatment chair
Promotal | فرنسا | France | ME0000000183SFDAA00006 | Quest | POWER EXAMINATION COUCH | POWER EXAMINATION COUCH
Promotal | فرنسا | France | ME0000000183SFDAA00007 | eMotio | Electric adjustable height couch | Electric adjustable height couch
NIDEK SA | فرنسا | France | ME0000004979SFDAA00001 | Affinity | Table / Opthalmic stand | The Affinity has been especially designed. The light column is curved; indeed it makes it a unique unit. Thanks to many details, such as the half-eye shape of the side panels of the grooves on the drawer front, the unit is smart and robust. It can be fitted with one or three drawers to store more easily the test glasses and all daily accessories.
THUASNE | فرنسا | France | ME0000000045SFDAA00004 | CLAVICULAR STRAP | CLAVICULAR STRAP | CLAVICULAR IMMOBILISATION STRAPS | حزام تثبيت الترقوة
Thuasne | فرنسا | France | ME0000020723SFDAA00042 | KNEE IMMOBILISATION SPLINT 0 | KNEE IMMOBILISATION SPLINT 0 | Knee immobilisation splint in extension | جبيرة لتثبيت الركبة على زاوية صفر درجة
Thuasne | فرنسا | France | ME0000020723SFDAA00035 | Shoulder immobilisation vest | SHOULDER IMMOBILISATION VEST | Shoulder immobilisation vest | حزام تثبيت الكتف
Thuasne | فرنسا | France | ME0000020723SFDAA00028 | SCAPULIS+ | SCAPULIS+ | ACTIVE SHOULDER AND ELBOW IMMOBILISATION SLING WITH ABDUCTION PAD | حزام لتثبيت الكتف النشط والمرفقين
Thuasne | فرنسا | France | ME0000020723SFDAA00025 | LOMBASTAB HIGH | LOMBASTAB HIGH | Dorso-lumbar support belt "easy, precise tightening"* | حزام لدعم الظهر وأسفل الظهر – "شد سهل ودقيق*"
Thuasne | فرنسا | France | ME0000020723SFDAA00053 | ANKLE MALLEOPRO ACTIV | ANKLE MALLEOPRO ACTIV | REINFORCED PROPRIOCEPTIVE ANKLE BRACE | دعامة كاحل مقواة
Thuasne | فرنسا | France | ME0000020723SFDAA00067 | IMMO CLASSIC SLING | Micro-ventilated arm sling | Analgesic immobilisation of the arm and forearm. | حامل لتثبيت الذراع
Otto Bock France S.A.R.L. | فرنسا | France | ME0000006163SFDAA00001 | MyoSkin Natural Glove | MyoSkin Natural Glove | Prosthetic glove
Invacare France Opérations SAS | فرنسا | France | ME0000008564SFDAA00001 | KUSCHALL K SERIES | Manual Wheelchair | Wheelchair
Invacare France Opérations SAS | فرنسا | France | ME0000008564SFDAA00002 | KUSCHALL CHAMPION | Manual Wheelchair | Wheelchair
Soluscope SAS (Group Anios) | فرنسا | France | ME0000007190SFDAA00003 | DSC800 | DSC800 | Drying and storage cabinet for flexible endoscopes
Soluscope SAS (Group Anios) | فرنسا | France | ME0000007190SFDAA00003 | DSC800 | DSC800 | Drying and storage cabinet for flexible endoscopes
Promotal | فرنسا | France | ME0000015358SFDAA00003 | eKOMPACT | Examination Table | Electric Examination Table
Promotal | فرنسا | France | ME0000015358SFDAA00008 | 70132 | Blood Sampling Chair | Blood Sampling Chair
MAQUET SAS | فرنسا | France | ME0000003877SFDAA00002 | Maquet Sterigrip | Maquet Sterigrip | Handles for medical devices and accessories
MAQUET SAS | فرنسا | France | ME0000003877SFDAA00001 | Maquet Orchide | Maquet Orchide | Camera for Surgical Site
Cleanis SASU | فرنسا | France | ME0000009334SFDAA00006 | CareBag (Male Urinal Bag) | Male Urinal Bag | Excretes safe management device as male urinal bag, absorption 450ml, 1 box of 20 pieces. | كيس للبول يحتوي على مادة الامتصاص لالغاء الرواءح
Soluscope SAS | فرنسا | France | ME0000004884SFDAA00001 | DSC8000 | endoscopes storage cabinet | Cabinet in which binoculars are stored | الخزانة التي يتم تخزين المناظير فيها
GE Medical System SCS | فرنسا | France | ME0000009143SFDAA00003 | DoseWatch | Dose Management Solution | NA
PlasmaBiotics SAS | فرنسا | France | ME0000002903SFDAA00001 | PlasmaTyphoon | PlasmaTyphoon | PlasmaTYPHOON is used within the endoscope reprocessing procedure in order to dry the endoscope channels following a cleaning and disinfection operation, performed either manually or in an automated endoscope reprocessor (AER).
PlasmaBiotics SAS | فرنسا | France | ME0000002903SFDAA00002 | Connection Set | Connection Set | Endoscope connection sets are used to connect endoscopes to the PlasmaTYPHOON in order to perform the drying of endoscope channels. The connection set reference depends on the endoscope type and brand. Please refer to PlasmaBiotics Product Overview which can be provided by your distributor.
PlasmaBiotics SAS | فرنسا | France | ME0000002903SFDAA00003 | Plasmabag | Plasmabag | PlasmaBAG is a single-use bag specifically designed for endoscope storage using the PlasmaTYPHOON system.
VILLARD SAS | فرنسا | France | ME0000006122SFDAA00002 | VILLARD ALL CHAIRS and STOOLS | ALL CHAIRS and STOOLS | Model 1xx.xx Series All Chairs and Stools
VILLARD SAS | فرنسا | France | ME0000006122SFDAA00003 | VILLARD TROLLEYS | TROLLEYS | Model 3xx.xx Series Trolleys (Stainless steel and ABS), Tables, Operating Furniture, Filing Carts, Pharmacy Cabinets, Halloware, Scales, Screen, Ward Furniture, Couches, Examination Furniture, Diagnostic Furniture & IV Stand.
VILLARD SAS | فرنسا | France | ME0000006122SFDAA00017 | VILLARD TROLLEYS FOR LINEN | TROLLEYS FOR LINEN | Model 4xx.xx Series Trolleys, Stainless Steel Linen Bag Holder (1 to 4 Bags), Roll Containers, Spring-Loaded Base Roll Containers, Polypropylene Transfer Cabinet, Aluminium Transfer Cabinet, Laundry Trolleys, Linen Collection Cart, Laundry Easel, Trolley for Laundry Basket, Nursing Trolleys, Linen/Room Trolleys, Hermetic Waste Bag Holders, Waste Containers.
VILLARD SAS | فرنسا | France | ME0000006122SFDAA00020 | VILLARD CHILD BEDS, COTS | CHILD BEDS, COTS | Model 5xx.xx Series Child Beds Cots, Stainless Steel Cots, Epoxy Cots, Child Beds with Sliding Sides (2 or 4 Sides).
VILLARD SAS | فرنسا | France | ME0000006122SFDAA00026 | VILLARD MODULAR EOLIS RANGE | Modular Eolis Range | Model 1xxx.xx Series Modular Eolis Range, Cabinets, Carts, Trolleys, Mobile Workstations, Drawer Blocs, Wall Cabinets, Workstations, Transfer Trolleys, Shelving & Accessories
VILLARD SAS | فرنسا | France | ME0000006122SFDAA00037 | VILLARD ALL TROLLEYS | VILLARD ALL TROLLEYS, STRETCHERS | Model 2xx.xx Series Trolleys & Stretchers
Otto Bock France S.A.R.L. | فرنسا | France | ME0000006163SFDAA00002 | Cosmetic Glove | Cosmetic Glove | Cosmetic Glove
Otto Bock France S.A.R.L. | فرنسا | France | ME0000006163SFDAA00003 | Inner Hand | Inner Hand | Inner Hand
LABORATOIRES URGO | فرنسا | France | ME0000009703SFDAA00001 | Urgopore | Microporous Adhesive Tape | Fixig of dressing especoially in case of frequent renewal on sensitive skin
LABORATOIRES URGO | فرنسا | France | ME0000009703SFDAA00002 | Urgofilm | Microperforated Transparent Tape | realise discreet dresings and maintain catheters and realisation of dressings
LABORATOIRES URGO | فرنسا | France | ME0000009703SFDAA00003 | Urgostrapping | Adhesive Bandage | supporting and fixing of dressings | ضمادة لاصقة مرنة
LABORATOIRES URGO | فرنسا | France | ME0000009703SFDAA00004 | Urgosyval | fixation nonsterile taffeta medical adhesive tape | it's a medical fixation tape used for many puroses as fixing for Longterm nonocclusive dressings or on skin and fixing of medical devices to the human body | شرسط لاصق منسوج
Maquet SAS | فرنسا | France | ME0000003538SFDAA00014 | Maquet Powerled II | Maquet Powerled II | Surgical Lights
Sterlab | فرنسا | France | ME0000010867SFDAA00001 | Bodipack plus | Bowie and Dick Pack Test | Ready to use Pack Test of Bowie & Dick
Sterlab | فرنسا | France | ME0000010867SFDAA00002 | Emulating Indicator | Steripoint | Cycle Verification Indicator
STERIS SAS | فرنسا | France | ME0000000945SFDAA00035 | Notched Clamp for rails | Surgical table accessories | Mounting accessory for 16 and 18 mm dia. rods
Invacare France Operations SAS | فرنسا | France | ME0000002299SFDAA00002 | wheel chair Rea Azalea | Rea Azalea | Wheel chair | كرسي معاقين
Essilor International | فرنسا | France | ME0000011066SFDAA00001 | ORMA THIN TR VII GREY CRIZAL SAPPHIRE UV AIRMARK | ORMA THIN TR VII GREY CRIZAL SAPPHIRE UV AIRMARK | عدسات للنظارات ماركة كريزال | عدسات للنظارات ماركة كريزال
TEKNIMED | فرنسا | France | ME0000004249SFDAA00001 | bowl and spatula set PMMA bone cement | bowl and spatula set | simple and complete set to prepare and implant bone cement
STERIS SAS | فرنسا | France | ME0000000945SFDAA00036 | Transfer Board | Surgical table accessories | The transfer board are designed for positioning the leg of patients for surgical operations.
CFPM S.A.R.L. | فرنسا | France | ME0000008697SFDAA00010 | R&S Lubricant spray | Lubricant spray | Lubricant spray
CFPM S.A.R.L. | فرنسا | France | ME0000008697SFDAA00011 | R&S TRAY FIX SPRAY | adhesive spray | an adhesive spray
INVACARE France Operations SAS | فرنسا | France | ME0000013472SFDAA00001 | ACTION 3 NG | WHEELCHAIR | Wheelchair for patients with disability who cannot talk and have limited movement. | كرسي متحرك اكشن ٣ ان جي
Maquet SAS | فرنسا | France | ME0000003538SFDAA00012 | Maquet Equipment | Maquet Equipment | Medical Devices and Accessories holder
CFPM S.A.R.L. | فرنسا | France | ME0000008697SFDAA00008 | R&S orange solvent | orange solvent | Orange Solvent removes zinc oxide, cements and impression materials.
Essilor International | فرنسا | France | ME0000011066SFDAA00001 | ORMA THIN CRIZAL SAPPHIRE UV AIRMARK | ORMA THIN CRIZAL SAPPHIRE UV AIRMARK | عدسات للنظارات ماركة كريزال | عدسات للنظارات ماركة كريزال
Essilor International | فرنسا | France | ME0000011066SFDAA00002 | FSV AS AIRWEAR CRIZAL FORTE UV AIRMARK | FSV AS AIRWEAR CRIZAL FORTE UV AIRMARK | عدسات للنظارات ماركة كريزال | عدسات للنظارات ماركة كريزال
Essilor International | فرنسا | France | ME0000011066SFDAA00003 | FSV AS AIRWEAR AIRMARK CRIZAL PREVENCIA | FSV AS AIRWEAR AIRMARK CRIZAL PREVENCIA | عدسات للنظارات ماركة كريزال | عدسات للنظارات ماركة كريزال
Essilor International | فرنسا | France | ME0000011066SFDAA00004 | FSV AS AIRWEAR TRVII GY CRIZAL SAPPHIRE UV AIRMARK | FSV AS AIRWEAR TRVII GY CRIZAL SAPPHIRE UV AIRMARK | عدسات للنظارات ماركة كريزال | عدسات للنظارات ماركة كريزال
Essilor International | فرنسا | France | ME0000011066SFDAA00005 | FSV AS AIRWEAR TRVII GY CRIZAL FORTE UV AIRMARK | FSV AS AIRWEAR TRVII GY CRIZAL FORTE UV AIRMARK | عدسات للنظارات ماركة كريزال | عدسات للنظارات ماركة كريزال
Essilor International | فرنسا | France | ME0000011066SFDAA00006 | FSV AS AIRWEAR CRIZAL SAPPHIRE UV AIRMARK | FSV AS AIRWEAR CRIZAL SAPPHIRE UV AIRMARK | عدسات للنظارات ماركة كريزال | عدسات للنظارات ماركة كريزال
Essilor International | فرنسا | France | ME0000011066SFDAA00007 | FSV AS 1.74 LINEIS CRIZAL FORTE UV AIRMARK | FSV AS 1.74 LINEIS CRIZAL FORTE UV AIRMARK | عدسات للنظارات ماركة كريزال | عدسات للنظارات ماركة كريزال
Essilor International | فرنسا | France | ME0000011066SFDAA00008 | ORMA THIN CRIZAL FORTE UV AIRMARK | ORMA THIN CRIZAL FORTE UV AIRMARK | عدسات للنظارات ماركة كريزال | عدسات للنظارات ماركة كريزال
Essilor International | فرنسا | France | ME0000011066SFDAA00009 | FSV SPH ORMA THIN CRIZAL PREVENCIA AIRMARK | FSV SPH ORMA THIN CRIZAL PREVENCIA AIRMARK | عدسات للنظارات ماركة كريزال | عدسات للنظارات ماركة كريزال
Essilor International | فرنسا | France | ME0000011066SFDAA00010 | FSV 1.5 ORMA THIN TRVII GY CRIZAL FORTE UV AIRMARK | FSV 1.5 ORMA THIN TRVII GY CRIZAL FORTE UV AIRMARK | عدسات للنظارات ماركة كريزال | عدسات للنظارات ماركة كريزال
Essilor International | فرنسا | France | ME0000011066SFDAA00011 | As 1.67 STYLIS CRIZAL FORTE UV AIRMARK | As 1.67 STYLIS CRIZAL FORTE UV AIRMARK | عدسات للنظارات ماركة كريزال | عدسات للنظارات ماركة كريزال
Essilor International | فرنسا | France | ME0000011066SFDAA00012 | FSV AS 1.67 STYLIS CRIZAL SAPPHIRE UV AIRMARK | FSV AS 1.67 STYLIS CRIZAL SAPPHIRE UV AIRMARK | عدسات للنظارات ماركة كريزال | عدسات للنظارات ماركة كريزال
Essilor International | فرنسا | France | ME0000011066SFDAA00013 | FSV SPH 1.53 CRIZAL A2P WITH FOG ID | FSV SPH 1.53 CRIZAL A2P WITH FOG ID | عدسات للنظارات ماركة كريزال | عدسات للنظارات ماركة كريزال
Essilor International | فرنسا | France | ME0000011066SFDAA00014 | FSV 1.5 TR VII GRAY HMC | FSV 1.5 TR VII GRAY HMC | عدسات للنظارات HMC | عدسات للنظارات HMC
Essilor International | فرنسا | France | ME0000011066SFDAA00015 | FSV Poly Spheric HMC | FSV Poly Spheric HMC | عدسات للنظارات HMC | عدسات للنظارات HMC
Essilor International | فرنسا | France | ME0000011066SFDAA00016 | UNOR 15 Stock NEVA MAX BLUE UV E-SPF10 | UNOR 15 Stock NEVA MAX BLUE UV E-SPF10 | عدسات للنظارات ماركة نيفا | عدسات للنظارات ماركة نيفا
Essilor International | فرنسا | France | ME0000011066SFDAA00017 | UNOR 15 NEVA MAX UV E-SPF10 | UNOR 15 NEVA MAX UV E-SPF10 | عدسات للنظارات ماركة نيفا | عدسات للنظارات ماركة نيفا
Essilor International | فرنسا | France | ME0000011066SFDAA00018 | UNOR 15 TRANS VII NEVA MAX UV E-SPF25 | UNOR 15 TRANS VII NEVA MAX UV E-SPF25 | عدسات للنظارات ماركة نيفا | عدسات للنظارات ماركة نيفا
Essilor International | فرنسا | France | ME0000011066SFDAA00019 | TILIUM AS NEVA MAX UV E-SPF25 | TILIUM AS NEVA MAX UV E-SPF25 | عدسات للنظارات ماركة نيفا | عدسات للنظارات ماركة نيفا
Essilor International | فرنسا | France | ME0000011066SFDAA00020 | FSV 1.56 HMC | FSV 1.56 HMC | عدسات للنظارات HMC | عدسات للنظارات HMC
Essilor International | فرنسا | France | ME0000011066SFDAA00021 | FSV 1.56 Photo Gray HMC | FSV 1.56 Photo Gray HMC | عدسات للنظارات HMC | عدسات للنظارات HMC
Essilor International | فرنسا | France | ME0000011066SFDAA00022 | FSV 1.67 AS UV HMC | FSV 1.67 AS UV HMC | عدسات للنظارات HMC | عدسات للنظارات HMC
Essilor International | فرنسا | France | ME0000011066SFDAA00023 | FSV 1.50 UC | FSV 1.50 UC | عدسات للنظارات UC | عدسات للنظارات UC
Essilor International | فرنسا | France | ME0000011066SFDAA00024 | FSV 1.56 TRIO Blue Cut | FSV 1.56 TRIO Blue Cut | عدسات للنظارات ماركة TRIO | عدسات للنظارات ماركة TRIO
Essilor International | فرنسا | France | ME0000011066SFDAA00025 | FSV 1.56 TRIO Green | FSV 1.56 TRIO Green | عدسات للنظارات ماركة TRIO | عدسات للنظارات ماركة TRIO
Essilor International | فرنسا | France | ME0000011066SFDAA00026 | FSV 1.59 Poly TRIO Blue Cut | FSV 1.59 Poly TRIO Blue Cut | عدسات للنظارات ماركة TRIO | عدسات للنظارات ماركة TRIO
Essilor International | فرنسا | France | ME0000011066SFDAA00027 | FSV 1.59 Poly TRIO Green | FSV 1.59 Poly TRIO Green | عدسات للنظارات ماركة TRIO | عدسات للنظارات ماركة TRIO
Essilor International | فرنسا | France | ME0000011066SFDAA00028 | FSV ASPH 1.67 TRIO Green | FSV ASPH 1.67 TRIO Green | عدسات للنظارات ماركة TRIO | عدسات للنظارات ماركة TRIO
MEDICAL Z | فرنسا | France | ME0000000002SFDAA00006 | Medigel z | Strap chin gel lined with fabric medigel | Gel lined with fabric for compression
Thuasne | فرنسا | France | ME0000000436SFDAA00002 | Elbow Support Brace | Elbow Support Brace | Elbow Support Brace | داعم للكوع مرن
Thuasne | فرنسا | France | ME0000000436SFDAA00005 | FOLDING WALKER | FOLDING WALKER | A walker is a type of mobility aid used to help people who are still able to walk
Thuasne | فرنسا | France | ME0000000436SFDAA00006 | Rebel Reliever | Rebel Reliever | Knee Brace
Thuasne | فرنسا | France | ME0000000436SFDAA00007 | Recovery ROM | Recovery ROM | Recovery ROM
Thuasne | فرنسا | France | ME0000000436SFDAA00009 | cicatrex | cicatrex | Cicatrex lymphology
Thuasne | فرنسا | France | ME0000000436SFDAA00011 | Bande Coton Sort Stretch | Bande Coton Sort Stretch | bandage Cotton Sort Stretch | رباط قطني قصير قابل للمط
Thuasne | فرنسا | France | ME0000000436SFDAA00016 | Reinforced knee Support | Reinforced knee Support | knee Support | جورب مطاطي ناعم وداعم للركبة
Thuasne | فرنسا | France | ME0000000436SFDAA00022 | folding wall bar | folding wall bar | folding wall bar | قاعدة قابلة للتثبيت للاشخاص الذين لا يمكنهم الجلوس
Thuasne | فرنسا | France | ME0000000436SFDAA00023 | Standing pole Geneva | Standing pole Geneva | To change position, the Geneva standing pole can be used in conjunction with most standard beds or with an armchair. | عمود واقف مع امكانية تغيير الموضع
Thuasne | فرنسا | France | ME0000000436SFDAA00024 | Bed table height adjustable | Bed table height adjustable | tabel for bed used for people in the bed, the bed tabel is capable to move up and down | طاولة للسرير قابلة للرفع والتنزيل بسهولة
Thuasne | فرنسا | France | ME0000000436SFDAA00025 | Axilla Crutches | Axilla Crutches | Axilla Crutches | عكاز لمرضى للمساعدة على المشي
Thuasne | فرنسا | France | ME0000000436SFDAA00027 | Comfort Crutch | Comfort Crutch | is a mobility aid that transfers weight from the legs to the upper body. It is often used by people who cannot use their legs to support their weight, | عكاز مريح وداعم
Thuasne | فرنسا | France | ME0000000436SFDAA00028 | Rollator Duo | Rollator Duo | Rollator | قاعدة بعجلات للمساعدة على المشي
Thuasne | فرنسا | France | ME0000000436SFDAA00030 | Sleeve Mobiderm Autofit | Sleeve Mobiderm Autofit | Sleeve Mobiderm Autofit | قالب داعم ومساعد لليد
Thuasne | فرنسا | France | ME0000000436SFDAA00031 | Socks Mobiderm Autofit | Socks Mobiderm Autofit | Mobiderm Autofit stocking | جراب ضاغط للقدم
Thuasne | فرنسا | France | ME0000000436SFDAA00032 | Stocking Mobiderm Autofit | Stocking Mobiderm Autofit | thigh-high Mobiderm Autofit stocking | قالب ضاغط للساق
Thuasne | فرنسا | France | ME0000000436SFDAA00033 | Anti epicondylitis elbow armband | Anti epicondylitis elbow armband | elbow armband | شريك للكوع اثناء لعب التنس
Thuasne | فرنسا | France | ME0000000436SFDAA00034 | Lumbar Support belt | Lumbar Support belt | Lumbar Support belt | حزام داعم للضهر
Thuasne | فرنسا | France | ME0000000436SFDAA00035 | Reinforced ankle support | Reinforced ankle support | ankle support | داعم للركبة بعد العملية
Thuasne | فرنسا | France | ME0000000436SFDAA00036 | Stabilizing Ankle Brace with Boa system | Stabilizing Ankle Brace with Boa system | Stabilizing Ankle Brace with Boa system
Thuasne | فرنسا | France | ME0000000436SFDAA00039 | Oreiller Cervi + | Oreiller Cervi + | Cervi PILLOW
Thuasne | فرنسا | France | ME0000000436SFDAA00040 | Oreiller Cervi + Maxi | Oreiller Cervi + Maxi | pillow
Thuasne | فرنسا | France | ME0000000436SFDAA00043 | XLR8 Walker | XLR8 Walker | Air Walker | قالب للساق والقدم
Thuasne | فرنسا | France | ME0000000436SFDAA00049 | SPRYSTEP | SPRYSTEP | Dynamic ankle-foot orthosis | داعم للقدم والساق
Maquet SAS | فرنسا | France | ME0000003538SFDAA00010 | Volista | Volista | Surgical Lights
SOPRO A Company of ACTEON Group | فرنسا | France | ME0000006130SFDAA00001 | DUO FULL HD – S195 SENSOR | DUO FULL HD – S195 SENSOR | Endoscopy Video Camera Sensor
Thuasne | فرنسا | France | ME0000000436SFDAA00050 | VENOFLEX | Compression Socks Tights | Compression Socks Tights | شراب ضاغط
Thuasne | فرنسا | France | ME0000000436SFDAA00051 | Silistab epi | Shoulder and elbow brace | Shoulder and elbow brace
Thuasne | فرنسا | France | ME0000000436SFDAA00054 | SPRYSTEP | SPRYSTEP | Foot drop | داعم للساق والقدم
Thuasne | فرنسا | France | ME0000000436SFDAA00056 | Genuimmo splint | Genuimmo splint | Immobilization of the knee | داعم للركبة والساق
Thuasne | فرنسا | France | ME0000000436SFDAA00057 | Pedipro softer | Pedipro softer | ADAPTABLE SHOCK ABSORBING HEEL PIECES | داعم لاسفل القدم
Thuasne | فرنسا | France | ME0000000436SFDAA00060 | Oreiller Cervi + | Oreiller Cervi + | PILLOW | وسادة ناعمة ومريحة
Thuasne | فرنسا | France | ME0000000436SFDAA00065 | Patella Reliever | Patella Reliever | Hinged knee orthosis with patella traction system | داعم مرن ومريح للركبة
Thuasne | فرنسا | France | ME0000000436SFDAA00067 | Condylex | Condylex | Tennis-elbow armband | حماية من الالم خلال التدريب الرياضي
Thuasne | فرنسا | France | ME0000000436SFDAA00069 | Genu Ligaflex Rom | Genu Ligaflex Rom | Ligament knee brace with flexion/extension control | داعم للركبة مرن
Thuasne | فرنسا | France | ME0000000436SFDAA00071 | Genu Pro Comfort | Genu Pro Comfort | Patellar knee brace with reinforced proprioceptive action | داعم للركبة مرن
Thuasne | فرنسا | France | ME0000000436SFDAA00072 | Immo Vest | Immo Vest | Scapulo-humeral immobilisation vest | حامل وداعم للكتف
Thuasne | فرنسا | France | ME0000000436SFDAA00073 | Ligacast Air+ | Ligacast Air+ | Stabilising ankle brace with inflatable pads | داعم للكاحل وحامل
Thuasne | فرنسا | France | ME0000000436SFDAA00076 | Ligastrap Genu | Ligastrap Genu | Ligament knee brace with functional strapping | داعم وحامل للركبة
Thuasne | فرنسا | France | ME0000000436SFDAA00078 | Ligastrap Malleo | Ligastrap Malleo | Ligament ankle brace with functional strapping | رباط للقدم مطاطي ومرن
Thuasne | فرنسا | France | ME0000000436SFDAA00079 | Cervical collar C1 | Cervical collar C1 | Cervical collar | قالب داعم للرقبة
Thuasne | فرنسا | France | ME0000000436SFDAA00080 | Cervical collar C2 | Cervical collar C2 | Cervical collar | قالب داعم للرقبة
Thuasne | فرنسا | France | ME0000000436SFDAA00081 | Ortel C3 Classic | Ortel C3 Classic | CERVICAL COLLARS | طوق عنق صلب دون دعامة للذقن
Thuasne | فرنسا | France | ME0000000436SFDAA00082 | Ortel C2 Plus | Ortel C2 Plus | CERVICAL COLLAR | طوق للعنق بدون دعامة للذقن
Thuasne | فرنسا | France | ME0000000436SFDAA00083 | Ortel C1 Classic | Ortel C1 Classic | CERVICAL COLLAR | طوق داعم للعنق بدون دعامة
Thuasne | فرنسا | France | ME0000000436SFDAA00084 | Ortel C1 Anatomic | Ortel C1 Anatomic | CERVICAL COLLAR | طوق عنق صلب دون دعامة للذقن
Thuasne | فرنسا | France | ME0000000436SFDAA00085 | Ortel C4 rigid | Ortel C4 rigid | CERVICAL COLLAR | طوق للعنق صلب مع فتحة
Thuasne | فرنسا | France | ME0000000436SFDAA00086 | Ligaflex clavicular straps | Ligaflex clavicular straps | clavicular straps | احزمة لعضم الترقوة
Thuasne | فرنسا | France | ME0000000436SFDAA00087 | TD ROM Walker | TD ROM Walker | ROM Walker | قالب داعم للقدم والساق
Thuasne | فرنسا | France | ME0000000436SFDAA00091 | Lombaskin | Lombaskin | Lumbar Belt | حزام ضاغط للضهر
Thuasne | فرنسا | France | ME0000000436SFDAA00092 | CEMEN | CEMEN | abdominal BELT | حزام ضاغط
Thuasne | فرنسا | France | ME0000000436SFDAA00093 | Immo Classic | Immo Classic | SHOULDER SLING | حامل للذراع
Thuasne | فرنسا | France | ME0000000436SFDAA00094 | Immo | Immo | ARM SLING | حامل للذراع
Thuasne | فرنسا | France | ME0000000436SFDAA00095 | Folding walking stick | Folding walking stick | walking stick for people whom walking hardly | عكاز قابل للطي
Thuasne | فرنسا | France | ME0000000436SFDAA00096 | Stick soft walk | Stick soft walk | Stick soft walk
Thuasne | فرنسا | France | ME0000000436SFDAA00097 | Globe trotter crutch | Globe trotter crutch | elbow crutch
Thuasne | فرنسا | France | ME0000000436SFDAA00098 | FOLDING WALKER | FOLDING WALKER | FOLDING WALKER
Thuasne | فرنسا | France | ME0000000436SFDAA00099 | Lombacross | Lombacross | Lumbar Belt
Thuasne | فرنسا | France | ME0000000436SFDAA00102 | Ligaflex Classic open | Ligaflex Classic open | wrist and thumb brace
Thuasne | فرنسا | France | ME0000000436SFDAA00103 | Axilla Crutches | Axilla Crutches | Adult Crutch | عكاز ابط
Thuasne | فرنسا | France | ME0000000436SFDAA00104 | Ligacast Anatomic | Ligacast Anatomic | Ankle Brace | رباط داعم للكاحل
Thuasne | فرنسا | France | ME0000000436SFDAA00105 | Malleo Dynastab | Malleo Dynastab | Ankle Brace | رابط داعم للكاحل
Thuasne | فرنسا | France | ME0000000436SFDAA00107 | Malleoaction | Malleoaction | ankle brace | رباط داعم للقدم قابل للمط
Thuasne | فرنسا | France | ME0000000436SFDAA00108 | Silistab Malleo | Silistab Malleo | ankle brace | رباط مرن للكاحل
Thuasne | فرنسا | France | ME0000000436SFDAA00109 | Genuextrem | Genuextrem | KNEE BRACE | رباط داعم مرن للركبة
Thuasne | فرنسا | France | ME0000000436SFDAA00110 | Genu Ligaflex | Genu Ligaflex | KNEE BRACE | دعامات جانبية مفصلية لضمان تثبيت الركبة
Thuasne | فرنسا | France | ME0000000436SFDAA00111 | Ligaflex immo | Ligaflex immo | KNEE BRACE | جبيرة تثبيت للركبة
Thuasne | فرنسا | France | ME0000000436SFDAA00114 | Lomba Mum | Lomba Mum | Lumbar Belt | حزام شد الضهر للحوامل
Thuasne | فرنسا | France | ME0000000436SFDAA00115 | Lombax Original | Lombax Original | Lumbar Belt | حزام داعم للضهر
Thuasne | فرنسا | France | ME0000000436SFDAA00117 | Lombatech | Lombatech | Lumbar Belt | حزام داعم للظهر
Thuasne | فرنسا | France | ME0000000436SFDAA00118 | Lombastab | Lombastab | Lumbar Belt | حزام داعم للضهر
Thuasne | فرنسا | France | ME0000000436SFDAA00120 | Genusoft | Genusoft | KNEE BRACE | رباط داعم للركبة
Thuasne | فرنسا | France | ME0000000436SFDAA00121 | Stomex | Stomex | Lumbar Belt | حزام داعم لشد البطن
Thuasne | فرنسا | France | ME0000000436SFDAA00123 | Ligaflex Manu | Ligaflex Manu | Wrist and Thumb Brace. | رباط داعم للمعصم
Thuasne | فرنسا | France | ME0000000436SFDAA00126 | dynastab dual | dynastab dual | wrist splint | جبيرة داعمة للمعصم
Thuasne | فرنسا | France | ME0000000436SFDAA00127 | Ligaflex immo | Ligaflex immo | Wrist and Thumb Brace. | جبيرة داعمة للمعصم
Thuasne | فرنسا | France | ME0000000436SFDAA00128 | Ligaflex rhizo | Ligaflex rhizo | wrist and thumb brace | رباط داعم لكف اليد والابهام
CONDOR SAS | فرنسا | France | ME0000000263SFDAA00002 | WOW | WOW | INTRA ORAL Scanner used in dentistry
BMB MEDICAL | فرنسا | France | ME0000011637SFDAA00001 | CAREO | HEIGHT ADJUSTABLE HYDRAULIC STRETCHER TROLLEY | HEIGHT ADJUSTABLE HYDRAULIC STRETCHER TROLLEY
BMB MEDICAL | فرنسا | France | ME0000011637SFDAA00007 | I-MOVE | PATIENT TRANSFER CHAIR | PATIENT TRANSFER CHAIR
BMB MEDICAL | فرنسا | France | ME0000011637SFDAA00006 | I-CARE EMERGENCY 60 | STRETCHER TROLLEY WITH HEIGHT ADJUSTMENT ON HYDRAULIC COLUMNS | STRETCHER TROLLEY WITH HEIGHT ADJUSTMENT ON HYDRAULIC COLUMNS
BMB MEDICAL | فرنسا | France | ME0000011637SFDAA00002 | CAREXIA FPV | VERSATILE FIXED HEIGHT CARE CHAIR | VERSATILE FIXED HEIGHT CARE CHAIR
THUASNE | فرنسا | France | ME0000000653SFDAA00020 | Wheelchair Classic DF2 | Wheelchair Classic DF2 | Wheelchair
THUASNE | فرنسا | France | ME0000000653SFDAA00020 | Wheelchair Classic DF2 | Wheelchair Classic DF2 | Wheelchair
BMB MEDICAL | فرنسا | France | ME0000011637SFDAA00005 | DIVIA 65 | Height adjustable examination couch | Height adjustable examination couch
BMB MEDICAL | فرنسا | France | ME0000011637SFDAA00004 | CLAVIA 5 LSA CHIR 65 | Stretcher bed for day surgery with electrical motion | Stretcher bed for day surgery with electrical motion
SAS Bone Research advance technology BRAT company | فرنسا | France | ME0000000346SFDAA00007 | Analog | Analog | Platform Lab Analog
Invacare France Operations SAS | فرنسا | France | ME0000000908SFDAA02509 | Manual Wheelchair | Manual Wheelchair | Manual Wheelchair | كرسي متحرك يدوي للأشخاص ذوي الإعاقة
BMB MEDICAL | فرنسا | France | ME0000011637SFDAA00003 | CARVI 60 | HEIGHT ADJUSTABLE HYDRAULIC STRETCHER TROLLEY | HEIGHT ADJUSTABLE HYDRAULIC STRETCHER TROLLEY
BMB MEDICAL | فرنسا | France | ME0000011637SFDAA00016 | SWANN | ELECTRIC CHAIR | ELECTRIC CHAIR
BMB MEDICAL | فرنسا | France | ME0000011637SFDAA00015 | MAX | extra folding bed | extra folding bed
BMB MEDICAL | فرنسا | France | ME0000011637SFDAA00014 | MATERNA | Infant support device | Infant support device
BMB MEDICAL | فرنسا | France | ME0000011637SFDAA00019 | VELVET | ELECTRIC CHAIR | ELECTRIC CHAIR
BMB MEDICAL | فرنسا | France | ME0000011637SFDAA00013 | FERGUS | COMPANION CHAIR-BED | COMPANION CHAIR-BED
BMB MEDICAL | فرنسا | France | ME0000011637SFDAA00018 | TIM | MANUAL RELAXATION AND REST CHAIR | MANUAL RELAXATION AND REST CHAIR
Otto Bock France S.A.R.L. | فرنسا | France | ME0000006163SFDAA00004 | Prosthetic glove | Prosthetic glove | Prosthetic glove
CONDOR SAS | فرنسا | France | ME0000000423SFDAA00002 | WOW2 | WOW2 | INTRA ORAL Scanner used in dentistry
BMB MEDICAL | فرنسا | France | ME0000011637SFDAA00012 | CLEM | Folding multi-position relaxation chair | Folding multi-position relaxation chair
Invacare France Operations SAS | فرنسا | France | ME0000002299SFDAA00003 | Invacare Action 3 | Manual Wheelchair | Manual Wheelchair | يستخدم لمساعدة المرضى وكبار السن في التنقل
Invacare France Operations SAS | فرنسا | France | ME0000002299SFDAA00005 | Invacare Action 2 | Manual Wheelchair | Manual Wheelchair | يستخدم لمساعدة المرضى وكبار السن في التنقل
Invacare France Operations SAS | فرنسا | France | ME0000002299SFDAA00006 | Rea Azalea | Manual Wheelchair | Manual Wheelchair | يستخدم لمساعدة المرضى وكبار السن في التنقل
Invacare France Operations SAS | فرنسا | France | ME0000002299SFDAA00004 | Invacare Action 4 | Manual Wheelchair | Manual Wheelchair | يستخدم لمساعدة المرضى وكبار السن في التنقل
Invacare France Operations SAS | فرنسا | France | ME0000002299SFDAA00007 | Kuschall K Series | Active Manual Wheelchair | Active Manual Wheelchair | يستخدم لمساعدة المرضى وكبار السن في التنقل
Invacare France Operations SAS | فرنسا | France | ME0000002299SFDAA00007 | Kuschall K Series | Active Manual Wheelchair | Active Manual Wheelchair | يستخدم لمساعدة المرضى وكبار السن في التنقل
BMB MEDICAL | فرنسا | France | ME0000011637SFDAA00026 | I-CARE EMERGENCY | STRETCHER TROLLEY WITH HEIGHT ADJUSTMENT ON HYDRAULIC COLUMNS | STRETCHER TROLLEY WITH HEIGHT ADJUSTMENT ON HYDRAULIC COLUMNS
BMB MEDICAL | فرنسا | France | ME0000011637SFDAA00025 | I-CARE AMBULATORY | STRETCHER TROLLEY WITH HEIGHT ADJUSTMENT ON COLUMNS | STRETCHER TROLLEY WITH HEIGHT ADJUSTMENT ON COLUMNS
BMB MEDICAL | فرنسا | France | ME0000011637SFDAA00023 | CLAVIA | Stretcher bed for day surgery with electrical motion | Stretcher bed for day surgery with electrical motion
BMB MEDICAL | فرنسا | France | ME0000011637SFDAA00024 | DIVIA | Height adjustable examination couch | Height adjustable examination couch
BMB MEDICAL | فرنسا | France | ME0000011637SFDAA00020 | CAREXIA | VERSATILE FIXED-HEIGHT CARE CHAIR | VERSATILE FIXED-HEIGHT CARE CHAIR
BMB MEDICAL | فرنسا | France | ME0000011637SFDAA00021 | CARVI | HEIGHT ADJUSTABLE HYDRAULIC STRETCHER TROLLEY | HEIGHT ADJUSTABLE HYDRAULIC STRETCHER TROLLEY
DIDACTIC | فرنسا | France | ME0000013206SFDAA00001 | Dr Helewa (VOMIT BAG) | Vomit Bag | Excretes safe management device as vomit bag, absorption 600ml, 1 box of 20 pieces. | اكياس القيء
CFPM S.A.R.L. | فرنسا | France | ME0000008697SFDAA00009 | R&S Denta Test | cool spray | Cool spray .
DIDACTIC | فرنسا | France | ME0000013206SFDAA00002 | Dr Helewa (Male Urinal Bag) | Male Urinal Bag | Excretes safe management device as male urinal bag, absorption 600ml, 1 box of 20 pieces. | اكياس بول للرجال
VILLARD | فرنسا | France | ME0000016534SFDAA00002 | EMERGENCY CART EOLIS | EMERGENCY CART EOLIS | Cart with drawers
VILLARD | فرنسا | France | ME0000016535SFDAA00001 | Examination lamp 50W | Examination lamp 50W | LAMP HALOGEN WITH ERGONOMIC HANDLE 50W
VILLARD | فرنسا | France | ME0000016536SFDAA00001 | Mayo table with 2 extra break wheels | Mayo table with 2 extra break wheels | Table for operating theatre
Nissha Medical Technologies SAS | فرنسا | France | ME0000016664SFDAA00001 | TENDERTRODE | NEONATAL AND PAEDIATRIC ECG PREWIRED ELECTRODES SETS | Set of prewired and pre-gelled ECG Electrodes
STERIS SAS | فرنسا | France | ME0000005989SFDAA00001 | Revital-Ox Bedside Concentrate | Endoscope Bedside Cleaning | Endoscope Bedside Cleaning
DELMONT IMAGING | فرنسا | France | ME0000007877SFDAA00067 | Graduated semi-rigid IUD grasping forceps | forceps | forceps
DELMONT IMAGING | فرنسا | France | ME0000007877SFDAA00071 | iCare+ HD imaging | HD CMOS camera and LED light source in a single control unit | HD CMOS camera and LED light source in a single control unit
DELMONT IMAGING | فرنسا | France | ME0000007877SFDAA00075 | Silicon endoscope holder | sterilization basket | sterilization basket
DELMONT IMAGING | فرنسا | France | ME0000007877SFDAA00079 | Sterilization basket | Sterilization basket | Sterilization basket
DELMONT IMAGING | فرنسا | France | ME0000007877SFDAA00078 | Silicon resectoscope holder | sterilization basket | sterilization basket
DELMONT IMAGING | فرنسا | France | ME0000007877SFDAA00074 | Positioning dowel for instruments or cables inside basket | sterilization basket system | sterilization basket system
DELMONT IMAGING | فرنسا | France | ME0000007877SFDAA00066 | Graduated semi-rigid biopsy forceps | forceps | forceps
DELMONT IMAGING | فرنسا | France | ME0000007877SFDAA00065 | Graduated semi-rigid alligator forceps | forceps | forceps
DELMONT IMAGING | فرنسا | France | ME0000007877SFDAA00069 | iCare camera | HD CMOS camera and LED light source in a single control unit | HD CMOS camera and LED light source in a single control unit
DELMONT IMAGING | فرنسا | France | ME0000007877SFDAA00070 | iCare HD imaging | HD CMOS camera and LED light source in a single control unit | HD CMOS camera and LED light source in a single control unit
DELMONT IMAGING | فرنسا | France | ME0000007877SFDAA00064 | Connector | light guide | light guide
DELMONT IMAGING | فرنسا | France | ME0000007877SFDAA00068 | Graduated semi-rigid scissors | scissors | scissors
DELMONT IMAGING | فرنسا | France | ME0000007877SFDAA00076 | Silicon instrument holder | sterilization basket | sterilization basket
DELMONT IMAGING | فرنسا | France | ME0000007877SFDAA00072 | Lid for basket | sterilization basket Lid | sterilization basket Lid
DELMONT IMAGING | فرنسا | France | ME0000007877SFDAA00073 | Light cable | light guide | light guide
DELMONT IMAGING | فرنسا | France | ME0000007877SFDAA00077 | Silicon mat | sterilization basket | sterilization basket
Nausicaa Medical S.A.S | فرنسا | France | ME0000014280SFDAA00003 | blue flyer | blue flyer | The patient lift BLUE FLYER with mechanical opening legs) is motorized patient lift | رافعة مريض كهربائية
Produits Dentaires Pierre Rolland SAS | فرنسا | France | ME0000014435SFDAA00003 | CLASSIC BY RISKONTROL | Disposable tips for Air/Water syringes | Non-Sterile Disposable tips for Air/Water syringes
Produits Dentaires Pierre Rolland SAS | فرنسا | France | ME0000018886SFDAA00001 | EXPASYL EXACT | Paste for temporary gingival retraction | Paste for temporary gingival retraction
Cleanis SASU | فرنسا | France | ME0000009334SFDAA00003 | GelMax OPE 150 | GelMax OPE 150 | Absorbent mat for transport and intervention for hygienic operating environments and the comfort of patients and caregivers. | شرشف لنقل المريض قابلة لامتصاص السوائل
Produits Dentaires Pierre Rolland SAS | فرنسا | France | ME0000014435SFDAA00002 | ART BY RISKONTROL | Disposable tips for Air/Water syringes | Flavored Disposable Tips for Air/Water syringes (Non-sterile single-use disposable tips (polyethylene) for air-water syringe available under several colors and flavors (orange/mandarin, grey metal/liquorice, green anise/anise, purple/black currant and white/mint). Box of 250 tips.)
Produits Dentaires Pierre Rolland SAS | فرنسا | France | ME0000014435SFDAA00004 | Riskontrol Adapters | Adapters for disposable tips for Air/Water syringes | Adapters for sterile and non-sterile disposable tips for Air/Water syringes
BIOTECH DENTAL S.A.S | فرنسا | France | ME0000014702SFDAA00006 | regular spoon guide | regular spoon guide | dental implants spoon
BIOTECH DENTAL S.A.S | فرنسا | France | ME0000014702SFDAA00001 | short chuck for grinding handle | short chuck for grinding handle | dental implants tool
BIOTECH DENTAL S.A.S | فرنسا | France | ME0000014702SFDAA00005 | Hexagonal prosthesis screwdriver | Hexagonal prosthesis screwdriver | dental implants screwdriver
BIOTECH DENTAL S.A.S | فرنسا | France | ME0000014702SFDAA00003 | IsoPost Straight parallel gauge | IsoPost Straight parallel gauge | dental implant gauge
BIOTECH DENTAL S.A.S | فرنسا | France | ME0000014702SFDAA00008 | try in angulated abutment | try in angulated abutment | dental implant try in
BIOTECH DENTAL S.A.S | فرنسا | France | ME0000018954SFDAA00001 | analog for narrow abutment | analog for narrow abutment | analog for abutment
BIOTECH DENTAL S.A.S | فرنسا | France | ME0000014702SFDAA00004 | non indexed castable cap for nano post | non indexed castable cap for nano post | dental implants castable cap
NAUSICAA MEDICAL | فرنسا | France | ME0000006647SFDAA00003 | Flyer Compact with Mechanical Opening Legs | Flyer Compact with Mechanical Opening Legs | Model Flyer Compact with Mechanical Opening Legs
BIOTECH DENTAL S.A.S | فرنسا | France | ME0000014702SFDAA00002 | Abutment extractor | Abutment extractor | dental implants abutment
BIOTECH DENTAL S.A.S | فرنسا | France | ME0000014702SFDAA00007 | pop-up transfer for conical abutment | pop-up transfer for conical abutment | dental implant transfer
SOPRO | فرنسا | France | ME0000000758SFDAA00004 | PENTAX Medical USB Camera | USB Camera | PENTAX Medical USB Camera
System Assistance Medical SAS (Syst'am) | فرنسا | France | ME0000009962SFDAA00026 | P161M-VISCOFLEX MATTRESS | P161M-VISCOFLEX MATTRESS | BEDSORE PREVENTION MATTRESS
SOPRO | فرنسا | France | ME0000000758SFDAA00003 | PENTAX Medical LED Light Source | LED Light Source | PENTAX Medical LED Light Source
SOPRO | فرنسا | France | ME0000000758SFDAA00002 | Objective 181 | Accessory | Objective 181 ( accessory for Pentax medical sub camera )
System Assistance Medical SAS (Syst'am) | فرنسا | France | ME0000009962SFDAA00025 | P101M-Polyplot Mattress | P101M-Polyplot Mattress | Bedsore prevention mattress
NAUSICAA MEDICAL | فرنسا | France | ME0000006647SFDAA00004 | Flyer with Mechanical Opening Legs | Flyer with Mechanical Opening Legs | Model Flyer with Mechanical Opening Legs
NAUSICAA MEDICAL | فرنسا | France | ME0000006647SFDAA00005 | Flyer Plus with Mechanical or Electrical Opening Legs | Flyer Plus with Mechanical or Electrical Opening Legs | Model Flyer Plus with Mechanical Opening Legs
NAUSICAA MEDICAL | فرنسا | France | ME0000019718SFDAA00001 | NAUSIFLOW 2S PUMP | NAUSIFLOW 2S PUMP | NAUSIFLOW 2S PRESSURE CARE SYSTEMS
AMCOR FLEXIBLES SPS | فرنسا | France | ME0000009667SFDAA00005 | BOP SI | BOP POUCHES | BOP SI pouches and reels are used to pack medical devices to be sterilfsed lay steam sterilisation
NAUSICAA MEDICAL | فرنسا | France | ME0000019728SFDAA00001 | NAUSI-FLY COMPACT with mechanical opening legs | NAUSI-FLY COMPACT with mechanical opening legs | Patient Lift NAUSI-FLY COMPACT with mechanical opening legs
NAUSICAA MEDICAL | فرنسا | France | ME0000019726SFDAA00001 | NAUSIFLOW 834 MATELAS | NAUSIFLOW 100-834 AIR MATTRESS PRESSURE CARE SYSTEMS | NAUSIFLOW 100-834 AIR MATTRESS
NAUSICAA MEDICAL | فرنسا | France | ME0000019716SFDAA00001 | NAUSIFLOW 512 MATELAS | NAUSIFLOW 2-512-E AIR MATTRESS | NAUSIFLOW 100-512 AIR MATTRESS
NAUSICAA MEDICAL | فرنسا | France | ME0000019721SFDAA00001 | NAUSIFLOW 100 AUTO PUMP | NAUSIFLOW 100 AUTO QUATTRO PUMP | NAUSIFLOW 100 AUTO QUATTRO SYSTEM PRESSURE CARE SYSTEMS
AMCOR FLEXIBLES SPS | فرنسا | France | ME0000009667SFDAA00006 | BOP SI | BOP REELS | BOP SI pouches and reels are used to pack medical devices to be sterilfsed lay steam sterilisation
NAUSICAA MEDICAL | فرنسا | France | ME0000019714SFDAA00001 | NAUSIFLOW 2 PUMP | NAUSIFLOW 2 SYSTEM | NAUSIFLOW 2 PUMP PRESSURE CARE SYSTEMS
NAUSICAA MEDICAL | فرنسا | France | ME0000019723SFDAA00001 | NAUSIFLOW 100 MAXI PUMP | NAUSIFLOW 100 MAXI PUMP | NAUSIFLOW 100 MAXI SYSTEM PRESSURE CARE SYSTEMS
NAUSICAA MEDICAL | فرنسا | France | ME0000019727SFDAA00001 | FLYER XL with electrical opening legs | FLYER XL with electrical opening legs | Patient Lift Flyer XL with Electrical Opening Legs
Essilor International | فرنسا | France | ME0000014577SFDAA00003 | SV TRIVEX | SV TRIVEX | عدسات نظارات من لدائن بلاستيكية | عدسات نظارات من لدائن بلاستيكية
Essilor International | فرنسا | France | ME0000014577SFDAA00004 | PAL EASY TO FIT | PAL EASY TO FIT | عدسات نظارات من لدائن بلاستيكية
SOPRO | فرنسا | France | ME0000000758SFDAA00005 | F16-34MM COUPLER | Zoom Coupler | F16-34MM COUPLER
ESSILOR INTERNATIONAL | فرنسا | France | ME0000019247SFDAA00001 | SV ORMA | SV ORMA | عدسات نظارات من لدائن بلاستيكية | عدسات للنظارات
Essilor International | فرنسا | France | ME0000014577SFDAA00002 | SV PERFECT UV | SV PERFECT UV | عدسات نظارات من لدائن بلاستيكية | عدسات نظارات من لدائن بلاستيكية
Essilor International | فرنسا | France | ME0000019245SFDAA00001 | SV EYEZEN | SV EYEZEN | عدسات نظارات من لدائن بلاستيكية | عدسات للنظارات
Essilor International | فرنسا | France | ME0000019221SFDAA00001 | PAL VARILUX GX | PAL VARILUX GX | عدسات نظارات من لدائن بلاستيكية | عدسات للنظارات
Essilor International | فرنسا | France | ME0000019223SFDAA00001 | PAL VARILUX S | PAL VARILUX S | عدسات نظارات من لدائن بلاستيكية | عدسات للنظارات
Essilor International | فرنسا | France | ME0000019238SFDAA00001 | SV DS ORMA | SV DS ORMA | عدسات نظارات من لدائن بلاستيكية | عدسات للنظارات
Essilor International | فرنسا | France | ME0000019234SFDAA00001 | PAL VX LIBERTY | PAL VX LIBERTY | عدسات نظارات من لدائن بلاستيكية | عدسات للنظارات
Essilor International | فرنسا | France | ME0000019235SFDAA00001 | PAL VX PHYSIO | PAL VX PHYSIO | عدسات نظارات من لدائن بلاستيكية | عدسات للنظارات
Essilor International | فرنسا | France | ME0000019216SFDAA00001 | BIFOCAL | BIFOCAL | عدسات نظارات من لدائن بلاستيكية | عدسات للنظارات
Essilor International | فرنسا | France | ME0000019232SFDAA00001 | PAL VX COMFORT | PAL VX COMFORT | عدسات نظارات من لدائن بلاستيكية | عدسات للنظارات
Essilor International | فرنسا | France | ME0000019236SFDAA00001 | SV AIRWEAR | SV AIRWEAR | عدسات نظارات من لدائن بلاستيكية | عدسات للنظارات
Essilor International | فرنسا | France | ME0000019239SFDAA00001 | SV DS STYLIS | SV DS STYLIS | عدسات نظارات من لدائن بلاستيكية | عدسات للنظارات
Essilor International | فرنسا | France | ME0000019237SFDAA00001 | SV DS AIRWEAR | SV DS AIRWEAR | عدسات نظارات من لدائن بلاستيكية | عدسات للنظارات
Essilor International | فرنسا | France | ME0000019233SFDAA00001 | PAL VX DGTM | PAL VX DGTM | عدسات نظارات من لدائن بلاستيكية | عدسات للنظارات
Essilor International | فرنسا | France | ME0000019218SFDAA00001 | PAL ESPACE | PAL ESPACE | عدسات نظارات من لدائن بلاستيكية | عدسات للنظارات
Essilor International | فرنسا | France | ME0000019246SFDAA00001 | SV SPH | SV SPH | عدسات نظارات من لدائن بلاستيكية | عدسات للنظارات
BMB MEDICAL | فرنسا | France | ME0000011637SFDAA00028 | CARVI | HEIGHT ADJUSTABLE HYDRAULIC STRETCHER TROLLEY | HEIGHT ADJUSTABLE HYDRAULIC STRETCHER TROLLEY
STERIS SAS | فرنسا | France | ME0000000945SFDAA00037 | KERNA Surgical Table | General Surgical Table | General Surgical Table
LANDANGER SA | فرنسا | France | ME0000004195SFDAA00027 | DELACORIX-CHEVALIER | micro needle holder. | micro needle holder.
THUASNE | فرنسا | France | ME0000013872SFDAA00001 | WHEEL CHAIR CLASSIC DF2 | WHEEL CHAIR CLASSIC DF2 | wheel chair for disable people
THUASNE | فرنسا | France | ME0000013872SFDAA00003 | CLASSIC DF+BLEU | CLASSIC DF+BLEU | wheelchair for disable people
THUASNE | فرنسا | France | ME0000013872SFDAA00004 | CLASSIC LIGHT P/B | CLASSIC LIGHT P/B | wheelchair for disable people
Invacare France Operations SAS | فرنسا | France | ME0000014722SFDAA00004 | Invacare Action 3 Junior | Manual wheelchair | A pediatric wheelchair with crossbar folding mechanism and swing-away leg rest
LANDANGER SA | فرنسا | France | ME0000004195SFDAA00028 | DE BAKEY CASTANEDA NEONATAL MICRO VASCULAR CLAMP | DE BAKEY CASTANEDA NEONATAL MICRO VASCULAR CLAMP | SURGICAL INSTRUMENT
HERDEGEN | فرنسا | France | ME0000015964SFDAA00004 | Transfer Platform Easy Move | Sleeping room aids | Easy Move is equipped with multi-grip handlebars to help secure the patient and help them sit and stand with minimum effort for the caregiver. Various safety belts can be used to secure the patient.
ACTIV MEDICAL DISPOSABLES | فرنسا | France | ME0000001195SFDAA00001 | Finea | Form Soft | Disposable bed pads
ACTIV MEDICAL DISPOSABLES | فرنسا | France | ME0000001195SFDAA00002 | FINEA SLIP | FINEA SLIP | Adult disposable diapers | حفاظات الكبار
ACTIV MEDICAL DISPOSABLES | فرنسا | France | ME0000001195SFDAA00003 | Finea Pant | Finea Pant | Absorbent underwear
SYNAPSYS | فرنسا | France | ME0000016980SFDAA00010 | VHIT EVOLUTION | VHIT Video Head Impulse Test Motorized | VHIT Video Head Impulse Test Motorized
Mediprema | فرنسا | France | ME0000002069SFDAA00004 | Mediprema | Baby Cot | It is intended to be used in maternity or neonatology departments as a lying surface for a newborn
THUASNE | فرنسا | France | ME0000000045SFDAA00002 | L'ATTELLE DE CHEVILLE | L'ATTELLE DE CHEVILLE | ankle immpalsation splint | جبيرة داعمة للكاحل
Cleanis SASU | فرنسا | France | ME0000009334SFDAA00004 | CareBag (Vomit Bag) | Vomit Bag | Excretes safe management device as vomit bag, absorption 450ml, 1 box of 20 pieces. | اكياس القيء
BMB MEDICAL | فرنسا | France | ME0000011637SFDAA00029 | CLAVIA | Stretcher Bed | Stretcher Bed for Day Surgery With Electrical Motion
Thuasne | فرنسا | France | ME0000020723SFDAA00070 | SILISTAB ACHILLO | SILISTAB ACHILLO | ANKLE BRACE | دعامة كاحل
Thuasne | فرنسا | France | ME0000020723SFDAA00068 | SILIST GENU G2 CLOSED | SILIST GENU G2 CLOSED | Knree Brace | دعامة ركبة
Promotal | فرنسا | France | ME0000015358SFDAA00009 | gMotio | Electric Gynecological Table | Electric Gynecological Table
STERIS SAS | فرنسا | France | ME0000000945SFDAA00044 | Remote Control | Surgical Table Accessories | Accesory to surgical table
MORIA S.A | فرنسا | France | ME0000004752SFDAA00003 | Forceps | Forceps | Ophthalmic Forceps
Laboratoire de la Mer | فرنسا | France | ME0000011096SFDAA00006 | Sinoclear Baby Protective single-use filters | Protective single use filters | dispenser box with 20 protective ﬁlters to be used with Sinoclear Nasal Aspirator | للإستخدام مع سينوكلير شفاط الأنف
Nissha Medical Technologies SAS | فرنسا | France | ME0000016664SFDAA00003 | EDWARDS COMPATIBLE PRESSURE CABLE | Cable | Cable Connector
MORIA S.A | فرنسا | France | ME0000004752SFDAA00004 | Hooks | Hooks | Ophthalmic Hooks
MORIA S.A | فرنسا | France | ME0000004752SFDAA00005 | Spatula | Spatula | Ophthalmic Spatula
France Chirurgie Instrumentation SAS | فرنسا | France | ME0000010191SFDAA00118 | Fiber Optic Connectors | Light Connectors | Fiber Optic Connectors
LANDANGER SA | فرنسا | France | ME0000004195SFDAA00044 | SPECIAL BASKET WITH ARTICULATED LiD. WITH HANDLE AND SYSTEM LOCK | WIRE BASKET | WIRE BASKET
LANDANGER SA | فرنسا | France | ME0000004195SFDAA00043 | CARPENTIER ORIGINAL STERNAL RETRACTOR RACK | CARPENTIER ORIGINAL STERNAL RETRACTOR RACK | Surgical and endoscopic instrumentation.
Soluscope SAS | فرنسا | France | ME0000004884SFDAA00002 | SOLUSCOPE CLN | SOLUSCOPE CLN | disinfectant and cleaning solution
Promotal | فرنسا | France | ME0000015358SFDAA00001 | 70892 | Chair | Blood Sampling Chair
NAUSICAA MEDICAL | فرنسا | France | ME0000019718SFDAA00002 | WAYUP 5 FIXED BASE | WAYUP 5 | STAND-UP LIFT
NAUSICAA MEDICAL | فرنسا | France | ME0000019718SFDAA00004 | WAYUP 5 with mechanical opening legs | WAYUP 5 | Patient Lift With Mechanical Opening Legs
Essilor International | فرنسا | France | ME0000014577SFDAA00001 | SV BBGR | SV BBGR | عدسات نظارات من لدائن بلاستيكية | عدسات نظارات من لدائن بلاستيكية
Moria S.A. | فرنسا | France | ME0000004833SFDAA00007 | ACP System | ACP System | ACP System
LANDANGER SA | فرنسا | France | ME0000004195SFDAA00052 | DE BAKEY CASTANEDA NEONATAL MICRO VASCULAR CLAMP | Forceps dissecting | Forceps dissecting
NAUSICAA MEDICAL | فرنسا | France | ME0000019718SFDAA00003 | WAYUP 5 | WAYUP 5 WITH ELECTRICAL OPENING LEGS | PATIENT LIFT WITH ELECTRICAL OPENING LEGS
Essilor International | فرنسا | France | ME0000014577SFDAA00005 | Slit Lamp Microscope | Ophthalmic Device | The Slit Lamp Microscope is an AC powered ophthalmic device intended for use in eye examination. It has two models as SL450L (LED) and SL450H (Halogen).
Sterlab | فرنسا | France | ME0000010867SFDAA00004 | Bowie and Dick Test Pack | Eurotest | a ready-to-use disposable Bowie & Dick test
Essilor International | فرنسا | France | ME0000021122SFDAA00001 | Vision-R 800 | Automatic Phoropter | Vision-R family devices are cord connected automatic phoropters.
Essilor International | فرنسا | France | ME0000004630SFDAA00006 | Auto-Phoropter | Ophthalmic Device | This instrument is to examine the eyes subjectively by placing the lenses in front of the examinee's eye.
Essilor International | فرنسا | France | ME0000004633SFDAA00006 | Slit Lamp | Ophthalmic Device | SL550L is a slit lamp with 5 magnifications. This slit lamp is from a Haagstreit type. It is powered by a LED source and is designed to inspect eye posterior segment.
France Chirurgie Instrumentation SAS | فرنسا | France | ME0000010191SFDAA00121 | Ritleng® Hook | Ritleng® Hook | Ritleng® Hook
Thuasne | فرنسا | France | ME0000020723SFDAA00001 | LombaMum | LombaMum | Posture-correcting medical maternity belt حزام شد الظهر للحوامل | حزام شد الظهر للحوامل
France Chirurgie Instrumentation SAS | فرنسا | France | ME0000010191SFDAA00120 | Ritleng Endonasal Forceps | Ritleng Endonasal Forceps | Ritleng Endonasal Forceps
LANDANGER SA | فرنسا | France | ME0000004195SFDAA00055 | DE BAKEY CASTANEDA NEONATAL MICRO VASCULAR CLAMP | MICRO VASCULAR CLAMP | Surgical Instruments
France Chirurgie Instrumentation SAS | فرنسا | France | ME0000010191SFDAA00119 | Ritleng® probe | Ritleng® probe | Ritleng® probe
LABORATOIRE SYLAMED | فرنسا | France | ME0000005525SFDAA00001 | URGODERM | NON-WOVEN EXTENSIBLE TAPE | Fixing and maintaining of dressings and devices, especially on joint and anatomical relief areas..
LABORATOIRES URGO | فرنسا | France | ME0000009628SFDAA00076 | Sanyrene | Sanyrene | Tamper-proof spray
Essilor International | فرنسا | France | ME0000014577SFDAA00006 | CS550 | Chart System | It is a device that holds digitized formats of commonly available visual acuity charts that are used to determine the visual acuity of the human eye.
Thuasne | فرنسا | France | ME0000020723SFDAA00015 | BIPLAST | BIPLAST | Adhesive compression bandage
Thuasne | فرنسا | France | ME0000020723SFDAA00014 | Mobiderm | Mobiderm | Mobilizing pads and bandages for edema
Thuasne | فرنسا | France | ME0000020723SFDAA00018 | Biflex | Treatment of lymphoedema. Simple and complicated varicose veins. Following sclerotherapy. Following surgery. Reduction of post-. | Long-stretch elastic compression bandage
Thuasne | فرنسا | France | ME0000020723SFDAA00020 | FOAM BANDAGE | FOAM BANDAGE | bandages for edema
Thuasne | فرنسا | France | ME0000020723SFDAA00017 | biflexideal | biflexideal | Short-extension compression bandage
Essilor International | فرنسا | France | ME0000014577SFDAA00007 | Refraction Unit | Refraction Unit | This system is a combination of a table and chair that offers a functional use of the refraction instruments during basic examination (Refractometer, Slit Lamp, Noncontact Tonometer, keratometer, Chart Projector).
Essilor International | فرنسا | France | ME0000011066SFDAA00029 | CS Pola | Chart System | CSPOLA600 is an automatic visual chart system, which displays broad range of charts, based on LCD panel, including Red /Green for the eye optometry.
NAUSICAA MEDICAL | فرنسا | France | ME0000006647SFDAA00002 | WAYUP XL WITH ELECTRICAL OPENING LEGS | WAYUP XL | WAYUP XL with electrical opening legs
MAQUET SAS | فرنسا | France | ME0000003746SFDAA00001 | Lucea | Operating Light | Surgical Lights
MAQUET SAS | فرنسا | France | ME0000003746SFDAA00005 | Volista | Operating Light | Surgical Lights
MAQUET SAS | فرنسا | France | ME0000003746SFDAA00003 | Maquet Rolite | Operating Light | Surgical Lights
Thuasne | فرنسا | France | ME0000020723SFDAA00022 | LOMBASTAB IMMO | LOMBASTAB IMMO | Dorso-lumbar support belt with corset – “Easy, precise tightening” | » شد سهل ودقيق « – حزام لدعم الظهر وأسفل الظهر مزود بمشد
MAQUET SAS | فرنسا | France | ME0000003746SFDAA00004 | Maquet Powerled II | Operating Light | Surgical Lights
Thuasne | فرنسا | France | ME0000020723SFDAA00044 | 3 PANEL KNEE IMMO SPLINT | 3 PANEL KNEE IMMO SPLINT | Knee immobilisation splint 3 panels | جبيرة تثبيت الركبة 3 مفصلات
Thuasne | فرنسا | France | ME0000020723SFDAA00040 | AMBIDEXTROUS WRIST SPLINT | AMBIDEXTROUS WRIST SPLINT | 1341 | جبيرة معصم الرسغ
Thuasne | فرنسا | France | ME0000020723SFDAA00031 | LIGAFLEX PRO | LIGAFLEX PRO | Wrist immobilisation splint | جبيرة لتثبيت الرسغ - تثبيت بعد الجراحة/بعد الصدمة
Thuasne | فرنسا | France | ME0000020723SFDAA00024 | LOMBASTAB DORSO | LOMBASTAB DORSO | Thoraco-lumbar support belt – “Easy, precise tightening” | حزام لدعم الصدر وأسفل الظهر
Thuasne | فرنسا | France | ME0000020723SFDAA00027 | SCAPULIS | SCAPULIS | active shoulder and immobilisation sling | حزام لتثبيت الكتف النشط والمرفقين
Thuasne | فرنسا | France | ME0000020723SFDAA00034 | ABDOMINAL BELT | ABDOMINAL BELT | ABDOMINAL BELT | حزام البطن
Thuasne | فرنسا | France | ME0000020723SFDAA00041 | WRIST SUPPORT | WRIST SUPPORT | WRIST SUPPORT | جبيرة معصم
Thuasne | فرنسا | France | ME0000020723SFDAA00043 | KNEE IMMOBILISATION SPLINT 20 | KNEE IMMOBILISATION SPLINT 20 | Knee immobilisation splint in extension | جبيرة لتثبيت الركبة على زاوية 20 درجة
Thuasne | فرنسا | France | ME0000020723SFDAA00036 | ELBOW TO BODY IMMOBILISER | ELBOW TO BODY IMMOBILISER | Elbow-to-body shoulder immobiliser | حزام تثبيت حركة الكتف من الكوع للجسم
Thuasne | فرنسا | France | ME0000020723SFDAA00030 | LIGAFLEX CLASSIC | LIGAFLEX CLASSIC | Wrist immobilisation splint | جبيرة تثبيت المعصم
Thuasne | فرنسا | France | ME0000020723SFDAA00026 | ORTEL C3 | ORTEL C3 | Stiff cervical collar | طوق عنق صلب
MAQUET SAS | فرنسا | France | ME0000003746SFDAA00002 | Lucea | Operating Light | Surgical Lights
Thuasne | فرنسا | France | ME0000020723SFDAA00048 | KNEE GENU DYNASTAB | KNEE GENU DYNASTAB | Ligament knee brace with lateral reinforcements | سناد لرباط الركبة مع تدعيم جانبي للركبة
Thuasne | فرنسا | France | ME0000020723SFDAA00049 | ROM-R | ROM-R | Post-operative splint with flexion/extension limitation | جبيرة مابعد الجراحة ذات مفصل قابل لتعديل الزاوية
Thuasne | فرنسا | France | ME0000020723SFDAA00033 | LIGAFLEX FINGER | LIGAFLEX FINGER | WRIST FINGER SUPPORT BRACE | دعامة اصبع المعصم
Maquet SAS | فرنسا | France | ME0000003538SFDAA00015 | Maquet Rolite | Surgical Lights | Surgical Lights
Thuasne | فرنسا | France | ME0000020723SFDAA00051 | SCAPULIS+ | SCAPULIS+ | ACTIVE SHOULDER AND ELBOW IMMOBILISATION SLING | حزام لتثبيت الكتف النشط والمرفقين
THUASNE | فرنسا | France | ME0000000045SFDAA00003 | LIGAFLEX PRO+ | LIGAFLEX PRO+ | Wrist and thumb immobilisation splint | جبيرة لتثبيت الإبهام والمعصم - تثبيت بعد الجراحة/بعد الصدمة
Invacare France Operations SAS | فرنسا | France | ME0000014722SFDAA00003 | Rea Dahlia 45 | Disability Wheelchair | This is a passive wheelchair with seat and backrest tilting mechanism and swing-away, angle adjustable leg rests. | كرسي متحرك سلبي مزود بآلية إمالة للمقعد ومسندالظهرمعا وساندأرجل متارجح وقابل لتعديل الزاوية.
LANDANGER SA | فرنسا | France | ME0000004195SFDAA00059 | TROCAR SLEEVE WITH OPENING LEVER SMOTH TUBE | TROCAR SLEEVE WITH OPENING LEVER SMOTH TUBE | Trocarts
VILLARD | فرنسا | France | ME0000016536SFDAA00004 | Anesthesia trolley | Anesthesia trolley | Anesthesia Trolley Eolis 600 x 400 (ABS and polymer)
LANDANGER SA | فرنسا | France | ME0000004195SFDAA00058 | ECOSTER CONTAINER WITH FILTER FORMAT | ECOSTER CONTAINER WITH FILTER FORMAT | Sterilization CONTAINERS
LANDANGER SA | فرنسا | France | ME0000004195SFDAA00060 | Light cable | Light cable | ADAPTOR SOURCE STORZFOR XENON LIGHT SOURCE, WITH QUARTZ GLASS TECHNOLOGY
VILLARD | فرنسا | France | ME0000016536SFDAA00005 | Filing Cart | Medical Filing Cart | Medical Filing Cart
LANDANGER SA | فرنسا | France | ME0000004195SFDAA00061 | Retractor Obadia Blade Soft | Retractor Obadia Blade Soft | Surgical instruments
LANDANGER SA | فرنسا | France | ME0000004195SFDAA00067 | FIXATION SYSTEM BLADE WIRE AND ROD | FIXATION SYSTEM BLADE WIRE AND ROD | Surgical instruments
LANDANGER SA | فرنسا | France | ME0000004195SFDAA00062 | CLAMP CHITWOOD DEBAKEY | CLAMP CHITWOOD DEBAKEY | Surgical instruments.
LANDANGER SA | فرنسا | France | ME0000004195SFDAA00063 | PAIR BLADES | PAIR BLADES | Surgical instruments.
THUASNE | فرنسا | France | ME0000000045SFDAA00005 | XLR8 | XLR8 | Pneumatic rigid-shell walker boot | جزمة مشي هوائية ذات هيكل صلب
LANDANGER SA | فرنسا | France | ME0000004195SFDAA00064 | BARRE TRANSVERSAL FOR BRACKET | BARRE TRANSVERSAL FOR BRACKET | Surgical instruments
LANDANGER SA | فرنسا | France | ME0000004195SFDAA00068 | FORCEPS ATRAUMATIC MIS WIDE | FORCEPS ATRAUMATIC MIS WIDE | Surgical instruments
Thuasne | فرنسا | France | ME0000020723SFDAA00056 | TOWNSEND SHOULDER SLING | TOWNSEND SHOULDER SLING | Shoulder immobilisation | حامل كتف
Thuasne | فرنسا | France | ME0000020723SFDAA00052 | ANKLE MALLEO SOFT | ANKLE MALLEO SOFT | Proprioceptive elastic ankle support
Thuasne | فرنسا | France | ME0000020723SFDAA00050 | ANKLE MALLEO DYNASTAN BOA | ANKLE MALLEO DYNASTAN BOA | Stabiliserende immobilisatiebrace voor de enkel met BOA Fit System. | رباط لتثبيت وحماية الكاحل مع نظام BOA SYSTEM FIT
LANDANGER SA | فرنسا | France | ME0000004195SFDAA00066 | BRACKET WITH SCREW FOR BARRE TRANSVERSAL | BRACKET WITH SCREW FOR BARRE TRANSVERSAL | Surgical instruments
THUASNE | فرنسا | France | ME0000000045SFDAA00006 | HIP-MED | HIP-MED | HIP-MED | جبيرة ابعاد الثني
LANDANGER SA | فرنسا | France | ME0000004195SFDAA00065 | ARM FIXED + ARM MOBILE + HANDLE | ARM FIXED + ARM MOBILE + HANDLE | Surgical instruments
Thuasne | فرنسا | France | ME0000020723SFDAA00066 | PEDIPRO PLUS | PEDIPRO PLUS | Shock-absorbing insoles with anatomically-shaped inserts | نعل ممتص للصدمات مع إدخالات على شكل تشريحي
Thuasne | فرنسا | France | ME0000020723SFDAA00054 | ANKLE LIGASTRAP IMMO | ANKLE LIGASTRAP IMMO | Stabilizing ankle brace with support strapping | رباط لتثبيت الكاحل مع اشرطة دعم
Thuasne | فرنسا | France | ME0000020723SFDAA00032 | LIGAFLEX PRO+ | LIGAFLEX PRO+ | Wrist and thumb immobilisation splint | جبيرة لتثبيت الإبهام والمعصم - تثبيت بعد الجراحة/بعد الصدمة
Thuasne | فرنسا | France | ME0000020723SFDAA00023 | LOMBACROSS ACTIVITY | LOMBACROSS ACTIVITY | Posture- correcting reinforced lumbar belt | حزام معزز للفقرات القطنية لتصحيح الوضعية
Thuasne | فرنسا | France | ME0000020723SFDAA00045 | ANKLE BRACE WITH RIGID SUPPORTS | ANKLE BRACE WITH RIGID SUPPORTS | Ankle brace with rigid shells | دعامة كاحل ذات اصداف صلبة
Thuasne | فرنسا | France | ME0000020723SFDAA00039 | FINGER SPLINT | FINGER SPLINT | FINGER SPLINT | جبيرة اصبع
Thuasne | فرنسا | France | ME0000020723SFDAA00057 | KNEE SILISTAB GENU | KNEE SILISTAB GENU | Knee brace with open shock-absorbing patellar guide | دعامة الركبة مع رضفة مفتوحة لامتصاص الصدمات
Thuasne | فرنسا | France | ME0000020723SFDAA00055 | KNEE REBEL RELIEVER | KNEE REBEL RELIEVER | Rigid adjustable dual hinged knee brace for the treatment of osteoarthritis of the knee | دعامة صلبة مزدوجة مفصلية قابلة للتعديل في الركبة لعلاج التهاب المفاصل في الركبة
Promotal | فرنسا | France | ME0000015358SFDAA00002 | Elansa | Chair | Examination Chair
VILLARD | فرنسا | France | ME0000016536SFDAA00007 | Medication Trolley | Medication Trolley | Medication Trolley
SOPRO | فرنسا | France | ME0000000542SFDAA00003 | SOPROCARE | Intraoral camera | It is a real prophylactic tool. It includes a PERIO mode.The optics and the CCD sensor in the camera generate images displaying this fluorescence. These images are sent to a video or computer monitor and can be used by the dental team as an aid for diagnosis.
SOPRO | فرنسا | France | ME0000000532SFDAA00087 | SOPRO 617 | Intraoral camera | It acquires precise images from portrait to tooth. The optics and electronics developed around a CCD sensor pick up the images, enhance them and convert them into a video signal which is sent to the video monitor or to a computer screen.
SOPRO | فرنسا | France | ME0000000541SFDAA00005 | SOPROLIFE | Intraoral camera | The camera is based on the concept of autofluorescence. It is a high-performance intraoral camera equipped with LEDs illuminating dental surfaces. It is used as an aid in the detection of caries.
LANDANGER SA | فرنسا | France | ME0000004195SFDAA00069 | Tray Perfora Ted Retractor Obadia Version 2 | sterilization tray | sterilization tray
Promotal | فرنسا | France | ME0000015358SFDAA00010 | Duolys | Electric Examination Couch | Electric Examination Couch
BMB MEDICAL | فرنسا | France | ME0000011637SFDAA00031 | I-CARE EMERGENCY | STRETCHER TROLLEY WITH HEIGHT ADJUSTMENT ON HYDRAULIC COLUMNS | STRETCHER TROLLEY WITH HEIGHT ADJUSTMENT ON HYDRAULIC COLUMNS
BMB MEDICAL | فرنسا | France | ME0000011637SFDAA00030 | CLAVIA | Chemotherapy / dialysis chair with electrically assisted movements | Chemotherapy / dialysis chair with electrically assisted movements
SOPRO | فرنسا | France | ME0000000540SFDAA00002 | SOPRO 717 First | Intraoral camera | It incorporates a macro function called "MacroVision" making it possible to go beyond human vision without necessarily having to resort to magnifying glasses or a microscope.The optics and electronics developed around a CCD sensor pick up the images, enhance them and convert them into a video signal which is sent to the video monitor or to a computer screen.
LANDANGER SA | فرنسا | France | ME0000004195SFDAA00070 | Tray 15 MIS set Obadia II Perforated | sterilization tray | sterilization tray
MICRO-MEGA S.A | فرنسا | France | ME0000000318SFDAA00016 | Nerve Broaches | Nerve Broaches | Manual root canal instrument for endodontic treatment
Drive DeVilbiss Healthcare France | فرنسا | France | ME0000001929SFDAA00034 | Patient lift Samsoft 175 | Patient lift | Patient lift
ACIME FRAME | فرنسا | France | ME0000000286SFDAA00025 | Stretcher | Stretcher | Stretcher
cerecare | فرنسا | France | ME0000004627SFDAA00003 | cerecare | Cerederm | جل للندبات | جل للندبات
Thuasne | فرنسا | France | ME0000020723SFDAA00065 | PEDIPRO | PEDIPRO | Shock-absorbing insoles | نعال ممتصة للصدمات وحشوات للعقب
Thuasne | فرنسا | France | ME0000020723SFDAA00071 | PEDIPRO PLUS HEEL CUP | PEDIPRO PLUS HEEL CUP | Silicone heelpieces with anatomical inserts | وسائد كعب سليكونية
STERIS SAS | فرنسا | France | ME0000000945SFDAA00001 | HexaLux Examination light | Examination Light | Examination Light
STERIS SAS | فرنسا | France | ME0000000945SFDAA00003 | XLED | Surgical Lighting System | Surgical Lighting System
STERIS SAS | فرنسا | France | ME0000000945SFDAA00004 | CMAX | Surgical Tables | Surgical Tables
Thuasne | فرنسا | France | ME0000020723SFDAA00074 | Comfort Crutch | Comfort Crutch | ADULT CRUTCH | عكاز بالغين
Thuasne | فرنسا | France | ME0000020723SFDAA00076 | KNEE REBEL PRO | KNEE REBEL PRO | Knee Brace | دعامة ركبة
Thuasne | فرنسا | France | ME0000020723SFDAA00077 | KNEE GENU CONTROL BOLD | KNEE GENU CONTROL BOLD | Hinged, rigid ligament knee brace | دعامة ركبة
Thuasne | فرنسا | France | ME0000020723SFDAA00077 | KNEE GENU CONTROL BOLD | KNEE GENU CONTROL BOLD | Hinged, rigid ligament knee brace | دعامة ركبة
Thuasne | فرنسا | France | ME0000020723SFDAA00075 | Genu Action | Genu Action | Proprioceptive elastic knee support | دعامة ركبة
DIDACTIC | فرنسا | France | ME0000013206SFDAA00005 | POLYSEM VINYLE | Examination gloves | powder-free, non-sterile vinyl examination gloves. | قفازات فحص فينيل خالية من البودرة، غير معقمة
Thuasne | فرنسا | France | ME0000020723SFDAA00019 | Mobilizing garments for edema | Mobilizing garments for edema | MOBIDERM mobilizing garments
Promotal | فرنسا | France | ME0000015358SFDAA00011 | 2863 | Chair | ENT Chair
Thuasne | فرنسا | France | ME0000020723SFDAA00021 | UNDERWRAP BANDAGE | UNDERWRAP BANDAGE | bandages for edema
MAQUET SAS | فرنسا | France | ME0000003746SFDAA00006 | Volista | Volista | The Volista range is designed to illuminate the body of a patient during surgical operations, diagnostics or treatment
Nissha Medical Technologies SAS | فرنسا | France | ME0000003000SFDAA00003 | TENDERTRODE | NEONATAL AND PAEDIATRIC ECG PREWIRED ELECTRODES SETS | Set of prewired and pre-gelled ECG Electrodes
Invacare France Operations SAS | فرنسا | France | ME0000014722SFDAA00005 | Kuschall Champion 2.0 | Active Wheelchair | Active Wheelchair for patients who cannot walk.
PlasmaBiotics SAS | فرنسا | France | ME0000002903SFDAA00007 | PlasmaTYPHOON+ | PlasmaTYPHOON+ | PlasmaTYPHOON+ is a device designed for this purpose having two functionalities: fast drying of endoscope channels and storage of endoscope in a single-use bag under controlled atmosphere in order to preserve its disinfected state.
NAUSICAA MEDICAL | فرنسا | France | ME0000006647SFDAA00006 | BLUE FLYER COMPACT WITH MECHANICAL OPENING LEGS | BLUE FLYER COMPACT WITH MECHANICAL OPENING LEGS | Model Blue Flyer compact With Mechanical Opening Legs
VILLARD SAS | فرنسا | France | ME0000006122SFDAA00042 | VILLARD | STERILISATION FURNITURES | Model 8xx.xx Series Sterilisation Furniture, Instruments Baskets, Wire Baskets, Sterilization Baskets, Trolleys, Sheet Trolley, Stainless Steel Table, Washing/Drainer Trolley, Steel Shelving, Steel Wall Supports, Steel Accessories, Steel Transfer Cabinets, Aluminium Transfer Cabinets, Operating Theater Support Trolleys, Decontamination Trolleys, Shoe Trolleys, Shoe Collector.
Thuasne | فرنسا | France | ME0000020723SFDAA00089 | SCAPULIS | SCAPULIS | Active shoulder and immobilization sling
Thuasne | فرنسا | France | ME0000020723SFDAA00085 | ORTEL C3 | ORTEL C3 | Stiff cervical collar
Thuasne | فرنسا | France | ME0000020723SFDAA00080 | Ligastrap Genu | Ligastrap Genu | Ligament knee brace with functional strapping
Thuasne | فرنسا | France | ME0000020723SFDAA00079 | LombaStab Dorso | LombaStab Dorso | Thoraco-lumbar support belt
Thuasne | فرنسا | France | ME0000020723SFDAA00084 | MALLEO ACTION | MALLEO ACTION | Elastic ankle support
CFPM S.A.R.L. | فرنسا | France | ME0000008697SFDAA00012 | R&S TURBOCCLUSION | R&S TURBOCCLUSION | Bite registration is taking an impression of upper and lower teeth in the bite position to assist in the making and fitting of crowns, dentures, mouthguards, etc
CFPM S.A.R.L. | فرنسا | France | ME0000008697SFDAA00014 | R&S TURBOFLEX PUTTY | R&S TURBOFLEX PUTTY | Impressions, and the study models, are used in several areas of dentistry.
Moria S.A. | فرنسا | France | ME0000004833SFDAA00009 | MORIA Applanator lenses | Applanator lenses | ophthalmic lenses
Moria S.A. | فرنسا | France | ME0000004833SFDAA00012 | Moria ONE head blade push | Keratomes | It is an one head blade push.
Thuasne | فرنسا | France | ME0000020723SFDAA00081 | LIGACAST AIR+ | LIGACAST AIR+ | Stabilising ankle brace with inflatable pads
Thuasne | فرنسا | France | ME0000020723SFDAA00121 | Shoulder vest | Shoulder vest | Shoulder immobilisation vest
Thuasne | فرنسا | France | ME0000020723SFDAA00123 | wrist boa | wrist boa | wrist support
Thuasne | فرنسا | France | ME0000020723SFDAA00110 | Stick soft walk | Stick soft walk | Stick soft walk
Thuasne | فرنسا | France | ME0000020723SFDAA00105 | CLAVICULAR STRAPS | CLAVICULAR STRAPS | CLAVICULAR immobilization STRAPS
Thuasne | فرنسا | France | ME0000020723SFDAA00099 | Ligaflex Immo | Ligaflex Immo | KNEE immobilization SPLINT
Thuasne | فرنسا | France | ME0000020723SFDAA00082 | LIGACAST ANATOMIC | LIGACAST ANATOMIC | Stabilising ankle brace
Thuasne | فرنسا | France | ME0000020723SFDAA00100 | LIGAFLEX RHIZO | LIGAFLEX RHIZO | Static thumb splint
Thuasne | فرنسا | France | ME0000020723SFDAA00113 | LIGASTEP ROM WALKER | LIGASTEP ROM WALKER | Hinged walking boot with adjustable flexion
Thuasne | فرنسا | France | ME0000020723SFDAA00108 | LigaStep AIR Walker | LigaStep AIR Walker | Walking boot with rigid side uprights and inflatable liner
Thuasne | فرنسا | France | ME0000020723SFDAA00106 | Move Light | Move Light | Rollator
Thuasne | فرنسا | France | ME0000020723SFDAA00086 | PEDIPRO PLUS | PEDIPRO PLUS | Silicone heel pieces with anatomical inserts
Thuasne | فرنسا | France | ME0000020723SFDAA00093 | LOMBASTAB | LOMBASTAB | Easy-to-adjust reinforced lumbar stabilisation belt
Thuasne | فرنسا | France | ME0000020723SFDAA00119 | LigaStep Pedi Walker | LigaStep Pedi Walker | Pediatric walking boot with rigid side uprights
Thuasne | فرنسا | France | ME0000020723SFDAA00098 | ORTEL C4 RIGID | ORTEL C4 RIGID | RIGID CERVICAL COLLAR
Thuasne | فرنسا | France | ME0000020723SFDAA00092 | Argicalm | Argicalm | Reusable thermic clay pack
Moria S.A. | فرنسا | France | ME0000004833SFDAA00014 | MORIA ACP footswitch | Artificial Chambers | It is a foot switch.
Thuasne | فرنسا | France | ME0000020723SFDAA00126 | SILISTAB GENU | SILISTAB GENU | Knee brace with open shock-absorbing patellar guide
Thuasne | فرنسا | France | ME0000020723SFDAA00112 | Shoulder immobilisation vest | Shoulder immobilisation vest | Shoulder immobilisation vest
M-Technologies | فرنسا | France | ME0000004232SFDAA00009 | ACTIV M silicone Patch | ACTIV M silicone Patch | Self adhesive medical silicone patch | لاصقه سيليكون طبية تلصق ذاتيا
Thuasne | فرنسا | France | ME0000020723SFDAA00083 | MALLEO DYNAST BOA | MALLEO DYNAST BOA | Stabilising ankle-immobilising brace with BOA Fit System
Thuasne | فرنسا | France | ME0000020723SFDAA00109 | LigaStep FIX Walker | LigaStep FIX Walker | Walking boot with rigid side uprights
Thuasne | فرنسا | France | ME0000020723SFDAA00114 | LigaStep Pedi Walker | LigaStep Pedi Walker | Pediatric walking boot with rigid side uprights
Thuasne | فرنسا | France | ME0000020723SFDAA00091 | LIGAFLEX PRO | LIGAFLEX PRO | Wrist immobilisation splint
Thuasne | فرنسا | France | ME0000020723SFDAA00127 | Silistab Epi | Silistab Epi | Anti-epicondylitis bandage
CFPM S.A.R.L. | فرنسا | France | ME0000008697SFDAA00015 | R&S HYDROSOFT | R&S HYDROSOFT | Hydrosoft impression materials use in conjunction with disposable plastic stock trays
CFPM S.A.R.L. | فرنسا | France | ME0000008697SFDAA00016 | R&S TURBOSIL | R&S TURBOSIL | Turbosil is acondensation cured silicone Material for all impression techniques
Thuasne | فرنسا | France | ME0000020723SFDAA00118 | LIGASTEP ROM WALKER | LIGASTEP ROM WALKER | Hinged walking boot with adjustable flexion
Moria S.A. | فرنسا | France | ME0000004833SFDAA00011 | MORIA Sterilization and storage boxes | Sterilization and storage boxes | Sterilization and storage boxes
Moria S.A. | فرنسا | France | ME0000004833SFDAA00013 | Moria Shapira Speculum | Speculums | It is a Speculum.
Moria S.A. | فرنسا | France | ME0000004833SFDAA00010 | MORIA Artificial Chambers | Artificial Chambers | Artificial Chambers
CFPM S.A.R.L. | فرنسا | France | ME0000008697SFDAA00017 | R&S TURBOPRINT | R&S TURBOPRINT | Alginate Impression Uses Dental impressions are used for any device that has to fit over or replace any of the teeth
CFPM S.A.R.L. | فرنسا | France | ME0000008697SFDAA00018 | R&S TURBOMIX | R&S TURBOMIX | Final impressions used for the fabrication of indirect restorations (crowns, bridges, inlays, onlays and veneers) Matrix for “wax-ups” and treatment planning, study models Edentulous impressions Matrix used to create temporary restorations Bite registrations.
Thuasne | فرنسا | France | ME0000020723SFDAA00116 | LigaStep AIR Walker | LigaStep AIR Walker | Walking boot with rigid side uprights and inflatable liner
Thuasne | فرنسا | France | ME0000020723SFDAA00120 | Argicalm | Argicalm | reusable thermic clay pack
Thuasne | فرنسا | France | ME0000020723SFDAA00117 | LigaStep FIX Walker | LigaStep FIX Walker | Walking boot with rigid side uprights
Thuasne | فرنسا | France | ME0000020723SFDAA00122 | Soft Seat Reaser | Soft Seat Reaser | Soft Seat Reaser
Thuasne | فرنسا | France | ME0000020723SFDAA00107 | Classic wheelchair DF2 | Classic wheelchair DF2 | wheelchair
Thuasne | فرنسا | France | ME0000020723SFDAA00103 | ORTEL C1 CLASSIC | ORTEL C1 CLASSIC | Light cervical collar
Thuasne | فرنسا | France | ME0000020723SFDAA00095 | GENUEXTREM | GENUEXTREM | Elastic knee support with lateral reinforcements
GUERBET | فرنسا | France | ME0000015141SFDAA00007 | INJECTION DATA COLLECTOR | INJECTION DATA COLLECTOR | Injection Data
MEDEX | فرنسا | France | ME0000015141SFDAA00006 | Contrast&Care | Contrast&Care | Software
Thuasne | فرنسا | France | ME0000020723SFDAA00129 | Ligaflex Finger | Ligaflex Finger | WRIST-FINGER SUPPORT BRACE
M-Technologies | فرنسا | France | ME0000004229SFDAA00001 | Silicone Gel 3 in 1 | Silicone Gel | Silicone Gel | سيليكون جل تركيبة فرنسية متطورة لعلاج الندبات مع واقي ضد الشمس
M-Technologies | فرنسا | France | ME0000004227SFDAA00005 | Activ m gel | Activ m gel | advance silicon gel | سليكون جل
BIO-STERIL SAS | فرنسا | France | ME0000004332SFDAA00003 | Innovyal | transparent lotion of hyaluronic acid of biofermentative origin | INNOVYAL LIGHTENING/RENENERATIVE AND HAIR is a transparent lotion of hyaluronic acid of biofermentative origin. The product is supplied in glass vial
CFPM | فرنسا | France | ME0000011921SFDAA00001 | Mouthwash tablet | Mouthwash tablet | Simple Oral Care Routine for a Healthier Mouth.
Tornier S.A.S | فرنسا | France | ME0000006420SFDAA00048 | Aequalis Ascend Flex | STANDARD & LONG STEM + COMPACTOR | SURGICAL INSTRUMENTATIONS
Tornier S.A.S | فرنسا | France | ME0000006420SFDAA00049 | Aequalis Ascend flex | Proximal punch | Surgical instrumentation
ITENA CLINICAL | فرنسا | France | ME0000001212SFDAA00002 | DENTOCLIC FIBER POST | DENTOCLIC FIBER POST | ITENA DENTOCLIC FIBER POST is a passive post and easily shaped with a regular diamond bur.
GE Medical Systems Scs | فرنسا | France | ME0000003337SFDAA00023 | STATORIX | X-ray Tube | X-ray tubing
Tornier S.A.S | فرنسا | France | ME0000006420SFDAA00060 | PROXIMAL PUNCH | Aequalis Ascend Flex | Surgical Instrumentation
GE Medical Systems Scs | فرنسا | France | ME0000003337SFDAA00024 | ARTEMIS | X-ray Tube | X-Ray Tube Assembly | X-Ray Tube Assembly
GE Medical Systems Scs | فرنسا | France | ME0000003337SFDAA00026 | MAXIRAY | X-ray tube | X-ray tube
GE Medical Systems Scs | فرنسا | France | ME0000003337SFDAA00025 | APOLLON | X-ray tube | X-Ray Tube Assembly | X-Ray Tube Assembly
GE Medical Systems Scs | فرنسا | France | ME0000003337SFDAA00040 | Prisme | Generator | X-ray Generator
GE Medical Systems Scs | فرنسا | France | ME0000003337SFDAA00038 | DEJI | Generator | X-ray Generator
GE Medical Systems Scs | فرنسا | France | ME0000003337SFDAA00039 | Djinn Mammo | Generator | X-ray Generator
GE Medical Systems Scs | فرنسا | France | ME0000003337SFDAA00043 | Zyx | Generator | X-ray Generator
Integra MicroFrance S.A.S. | فرنسا | France | ME0000002149SFDAA00146 | Adson Forceps | MicroFrance Surgical Forceps | Adson Surgical Forceps made from stainless steel or titanium.
Integra MicroFrance S.A.S. | فرنسا | France | ME0000002149SFDAA00147 | Cup Forceps | MicroFrance Cup Forceps | Cup Forceps made from stainless steel
Integra MicroFrance S.A.S. | فرنسا | France | ME0000002149SFDAA00151 | Elevator | MicroFrance Elevator | Elevator are made from stainless steel
Integra MicroFrance S.A.S. | فرنسا | France | ME0000002149SFDAA00153 | Microfrance | MicroFrance Scissors Metzenbaum | Surgical Scissors are made from stainless steel or titanium.
Integra MicroFrance S.A.S. | فرنسا | France | ME0000002149SFDAA00158 | Mirror Laryngeal | Microfrance Mirror Laryngeal | Mirror Laryngeal is made from stainless steel.
Integra MicroFrance S.A.S. | فرنسا | France | ME0000002149SFDAA00156 | Curette | MicroFrance Curette | Surgical Curette made from stainless steel
Integra MicroFrance S.A.S. | فرنسا | France | ME0000002149SFDAA00163 | Retractor | MicroFrance Retractor | Surgical Retractors are made from Stainless Steel.
Integra MicroFrance S.A.S. | فرنسا | France | ME0000002149SFDAA00162 | OSTEOTOME | Microfrance Osteotome | Surgical Osteotome is made from stainless steel
Integra MicroFrance S.A.S. | فرنسا | France | ME0000002149SFDAA00161 | Microfrance | Forceps | Surgical Forceps are made from Stainless Steel or Titanium.
Integra MicroFrance S.A.S. | فرنسا | France | ME0000002149SFDAA00159 | Microfrance | Microfrance Scissors | Surgical scissors are made up from stainless steel.
Integra MicroFrance S.A.S. | فرنسا | France | ME0000002149SFDAA00170 | Microfrance | Handle | Handles are made from Stainless Steel
Integra MicroFrance S.A.S. | فرنسا | France | ME0000002149SFDAA00166 | Microfrance | Forceps | Surgical Forceps are made from Stainless Steel or Titanium
Integra MicroFrance S.A.S. | فرنسا | France | ME0000002149SFDAA00165 | Microfrance | MicroFrance Rasp | Surgical Rasp is made from stainless steel
Integra MicroFrance S.A.S. | فرنسا | France | ME0000002149SFDAA00168 | Microfrance | Hook | Hooks are made from Stainless Steel
Integra MicroFrance S.A.S. | فرنسا | France | ME0000002149SFDAA00172 | Microfrance®Suction tube | Suction Tube | Surgical suction tubes are made up from stainless steel.
Integra MicroFrance S.A.S. | فرنسا | France | ME0000002149SFDAA00173 | Integra | Instrument Tray | Instrumental Trays are made from Stainless Steel
Integra MicroFrance S.A.S. | فرنسا | France | ME0000002149SFDAA00171 | Microfrance | Surgical Scissors | Microfrance scissors are made up of stainless steel, their edges may be sharp, blunt, curved or straight.
Integra MicroFrance S.A.S. | فرنسا | France | ME0000002149SFDAA00175 | Microfrance | Pick | Picks are made from stainless steel
Integra MicroFrance S.A.S. | فرنسا | France | ME0000002149SFDAA00176 | MicroFrance® | SPECULUM | Microfrance SAS Speculum are made from stainless Steel.
Integra MicroFrance S.A.S. | فرنسا | France | ME0000002149SFDAA00160 | Needle Holder | Microfrance | Needle holder is made from stainless steel
Integra MicroFrance S.A.S. | فرنسا | France | ME0000002149SFDAA00177 | MICROFRANCE® | CABLE | Cable is made up of stainless steel.
Integra MicroFrance S.A.S. | فرنسا | France | ME0000002149SFDAA00178 | MICROFRANCE® | DISSECTOR | Dissector is made up of stainless steel.
Integra MicroFrance S.A.S. | فرنسا | France | ME0000002149SFDAA00183 | Microfrance® | Wire | Wire is made up of stainless steel.
Integra MicroFrance S.A.S. | فرنسا | France | ME0000002149SFDAA00179 | MICROFRANCE® | Laryngoscope | Laryngoscope is made up of stainless steel.
Integra MicroFrance S.A.S. | فرنسا | France | ME0000002149SFDAA00181 | Microfrance® | Needle | Needle is made up of stainless steel.
Integra MicroFrance S.A.S. | فرنسا | France | ME0000002149SFDAA00180 | Microfrance® | Mouth Gag | Mouth gag is made up of stainless steel.
Integra MicroFrance S.A.S. | فرنسا | France | ME0000002149SFDAA00182 | Microfrance® | Tongue Depressor | Tongue depressor is made
Integra MicroFrance S.A.S. | فرنسا | France | ME0000002149SFDAA00185 | Microfrance® | PROBE | Probe is made up of stainless steel.
Integra MicroFrance S.A.S. | فرنسا | France | ME0000002149SFDAA00184 | Microfrance® | KNIFE | Knife is made up of stainless steel.
Integra MicroFrance S.A.S. | فرنسا | France | ME0000002149SFDAA00186 | Microfrance® | FIBER OPTIC | FIBER OPTIC is made up of stainless steel.
Integra MicroFrance S.A.S. | فرنسا | France | ME0000002149SFDAA00187 | Microfrance® | BENDING TOOL | BENDING TOOL is made up of stainless steel.
Integra MicroFrance SAS | فرنسا | France | ME0000002418SFDAA00004 | MICROFRANCE® | MEASURING ROD | Measuring road is made up of stainless steel.
Integra MicroFrance SAS | فرنسا | France | ME0000002418SFDAA00006 | MICROFRANCE® | CLAMP | CLAMPS are made up of stainless steel.
Integra MicroFrance SAS | فرنسا | France | ME0000002418SFDAA00009 | MICROFRANCE® | RETRACTOR | Retractor is made up of stainless steel.
Integra MicroFrance SAS | فرنسا | France | ME0000002418SFDAA00010 | MICROFRANCE® | SPECULUM | Speculum is made up of stainless steel.
Integra MicroFrance S.A.S. | فرنسا | France | ME0000002149SFDAA00188 | MICROFRANCE® | PUNCH | PUNCH is made up of stainless steel.
Integra MicroFrance SAS | فرنسا | France | ME0000002418SFDAA00008 | MICROFRANCE® | SUCTION TUBE | SUCTION TUBE is made up of stainless steel.
Integra MicroFrance SAS | فرنسا | France | ME0000002418SFDAA00007 | MICROFRANCE® | PICK | PICK is made up of stainless steel.
Integra MicroFrance S.A.S. | فرنسا | France | ME0000002149SFDAA00189 | MICROFRANCE® | SPECULUM | SPECULUM is made up of stainless steel.
NICHROMINOX | فرنسا | France | ME0000007448SFDAA00006 | ENDO RING | ENDO RING | THIS ITEM CAN BE USED IN ULTRASONIC BATHS, THERMAL DISINFECTORS, CHEMICLAVES, AND AUTOCLAVES. PLEASE REFER TO THE INSTRUCTIONS PROVIDED BY THE MANUFACTURER OF THE CLEANING/STERILIZING MACHINE YOU USE
FFDM TIVOLY | فرنسا | France | ME0000007911SFDAA00007 | DENTAL INSTRUMENTS | DENTAL INSTRUMENTS | DENTAL ROOT CANAL INSTRUMENT
Integra MicroFrance S.A.S. | فرنسا | France | ME0000002149SFDAA00190 | Integra@ MicroFrance@ | BLADE | BLADES ARE MADE UP OF STAINLESS STEEL.
Integra MicroFrance S.A.S. | فرنسا | France | ME0000002149SFDAA00191 | Integra MicroFrance® | EXCAVATOR | A surgical spoon, curette or excavator can be used to remove pathologic tissue.
FFDM TIVOLY | فرنسا | France | ME0000002962SFDAA00030 | ENDODONTIC FILE | ENDODONTIC FILE | Endodontic File instruments are used to clean, disinfect and shape the canals of the dental roots when these are infected by bacteria:
DePuy France SAS | فرنسا | France | ME0000000725SFDAA00001 | Trochometer | Femoral stems Instruments
DePuy France SAS | فرنسا | France | ME0000000725SFDAA00002 | Trochometer Ruler | Femoral stems Instruments
DePuy France SAS | فرنسا | France | ME0000000725SFDAA00003 | MODULAR BONE IMPACTOR | Femoral stems Instruments
DePuy France SAS | فرنسا | France | ME0000000725SFDAA00004 | Canal Explorer | Femoral stems Instruments
Maquet SAS | فرنسا | France | ME0000003538SFDAA00001 | PowerLED | surgical light
Maquet SAS | فرنسا | France | ME0000003538SFDAA00002 | Lucea | exam and surgical light
Maquet SAS | فرنسا | France | ME0000003538SFDAA00003 | Volista | surgical light
Lohmann & Rauscher International GmbH & Co.KG | فرنسا | France | ME0000004594SFDAA00001 | Velpeau® Laxiteral® | Ankle Orthosis
Lohmann & Rauscher International GmbH & Co.KG | فرنسا | France | ME0000004594SFDAA00002 | Velpeau® Ligaction® | Ankle Orthosis
Lohmann & Rauscher International GmbH & Co.KG | فرنسا | France | ME0000004594SFDAA00003 | Velpeau® Immobilizing Sling | Scarf for Immobilization
Lohmann & Rauscher International GmbH & Co.KG | فرنسا | France | ME0000004594SFDAA00004 | Velpeau® Genouillére anatomique (anatomical Knee Sleeve) CLASSIC | Anatomical Knee
Lohmann & Rauscher International GmbH & Co.KG | فرنسا | France | ME0000004594SFDAA00005 | Velpeau® Vertélibre® COMFORT | Lumber spine orthosis
Lohmann & Rauscher International GmbH & Co.KG | فرنسا | France | ME0000004594SFDAA00006 | Velpeau® Chevillére de contention anatomique (Anatomical Ankle Sleeve) CLASSIC | Ankle orthosis
Lohmann & Rauscher International GmbH & Co.KG | فرنسا | France | ME0000004594SFDAA00007 | Velpeau Cervix 1 | Cervical collar
Lohmann & Rauscher International GmbH & Co.KG | فرنسا | France | ME0000004594SFDAA00008 | Velpeau® Gilet Orthopédique | Shoulder Orthosis
Hill Rom S A S | فرنسا | France | ME0000004654SFDAA00001 | Anatome | Medical Chair
HILL-ROM S.A.S | فرنسا | France | ME0000001786SFDAA00011 | Hill-Rom 900 | Medical Beds
Hill Rom SAS | فرنسا | France | ME0000004656SFDAA00001 | Hill Rom NP100 Bidensity | Non active Therapeutical Device
Hill Rom SAS | فرنسا | France | ME0000004656SFDAA00002 | Hill Rom NP50 Monodensity | Non active Therapeutical Device
Hill Rom SAS | فرنسا | France | ME0000004656SFDAA00003 | Hill Rom 900 Accella | Medical Bed
Hill Rom SAS | فرنسا | France | ME0000004656SFDAA00004 | Hill Rom NP150 Viscoelastic | Non active Therapeutical Device
Arcad Ophta | فرنسا | France | ME0000006797SFDAA00001 | Apis and adopters | Apis and adopters
OSSUR hf. | فرنسا | France | ME0000007479SFDAA00001 | Relax 3C | Relax 3C
EDAP TMS FRANCE | فرنسا | France | ME0000008390SFDAA00001 | Sonolith® Electrode | NA | Ultrasound shock waves generation for extracorporeal lithotripsy
CFPM S.A.R.L. | فرنسا | France | ME0000008697SFDAA00001 | R&S TURBOSIL | R&S TURBOSIL
CFPM S.A.R.L. | فرنسا | France | ME0000008697SFDAA00002 | DENTAL DAM R&S | DENTAL DAM R&S
CFPM S.A.R.L. | فرنسا | France | ME0000008697SFDAA00003 | R&S TURBOPRINT | R&S TURBOPRINT
CFPM S.A.R.L. | فرنسا | France | ME0000008697SFDAA00004 | R&S TURBOFLEX PUTTY | R&S TURBOFLEX PUTTY
CFPM S.A.R.L. | فرنسا | France | ME0000008697SFDAA00005 | R&S TURBOCCLUSION | R&S TURBOCCLUSION
CFPM S.A.R.L. | فرنسا | France | ME0000008697SFDAA00006 | R&S HYDROSOFT | R&S HYDROSOFT
CFPM S.A.R.L. | فرنسا | France | ME0000008697SFDAA00007 | R&S TURBOMIX | R&S TURBOMIX
Invacare France Operations SAS | فرنسا | France | ME0000002299SFDAA00001 | ACTION 4 HD | Wheel chair /Wheel chair
Acime France SAS | فرنسا | France | ME0000009002SFDAA00001 | Manchester Inn /ACIME | Trancfer Chair Manchester Inn
Biomet France | فرنسا | France | ME0000001905SFDAA00039 | GTS® TRUNNION CONNECTION LID | TRUNNION CONNECTION LID
Sasmar SPRL | فرنسا | France | ME0000009095SFDAA00001 | conceive plus lubricant | conceive plus lubricant |  | مزلق 75 مل
Sasmar SPRL | فرنسا | France | ME0000009095SFDAA00002 | Sasmar conceive lubricant | Sasmar conceive plus personal lubreicant |  | مزلق شخصي
Sasmar SPRL | فرنسا | France | ME0000009095SFDAA00003 | Sasmar classic lubricant | Sasmar classic personal lubricant |  | مزلق 50 مل
Sasmar SPRL | فرنسا | France | ME0000009095SFDAA00004 | Sasmar warming lubricant 60ml | Sasmar warming lubricant 60ml |  | مزلق 60 مل
Sasmar SPRL | فرنسا | France | ME0000009095SFDAA00005 | Sasmar strawberry personal lubricant | Sasmar Vanilia personal lubricant pump |  | مزلق 60 مل
Sasmar SPRL | فرنسا | France | ME0000009095SFDAA00006 | Sasmar classic lubricant | Sasmar classic lubricant |  | مزلق 60 مل
Sasmar SPRL | فرنسا | France | ME0000009095SFDAA00007 | Sasmar warming lubricant | Sasmar warming lubricant |  | مزلق 50 مل
Sasmar SPRL | فرنسا | France | ME0000009095SFDAA00008 | Sasmar strawberry personal lubricant | Sasmar strawberry personal lubricant |  | مزلق 50 مل
Sasmar SPRL | فرنسا | France | ME0000009095SFDAA00009 | Sasmar Vanilia personal lubricant | Sasmar Vanilia personal lubricant |  | مزلق 50 مل
Sasmar SPRL | فرنسا | France | ME0000009095SFDAA00010 | Sasmar original lubricant | Sasmar original lubricant |  | مزلق 60 مل
STERIS SAS | فرنسا | France | ME0000000945SFDAA00010 | HEXALUX Examination light | Examination Light
STERIS SAS | فرنسا | France | ME0000000945SFDAA00011 | HEXALUX Examination light | Examination Light
STERIS SAS | فرنسا | France | ME0000000945SFDAA00012 | XLED Surgical lighting systems | Surgical lighting systems
STERIS SAS | فرنسا | France | ME0000000945SFDAA00013 | XLED Surgical lighting systems | Surgical lighting systems
STERIS SAS | فرنسا | France | ME0000000945SFDAA00014 | Back for shoulder surgery | Surgical Table Accessories
STERIS SAS | فرنسا | France | ME0000000945SFDAA00015 | Pubis or sternum support for | Surgical Table Accessories
STERIS SAS | فرنسا | France | ME0000000945SFDAA00016 | Standard Automatic Lamp | Surgical Table Accessories
STERIS SAS | فرنسا | France | ME0000000945SFDAA00017 | Simple Lateral Support | Surgical Table Accessories
STERIS SAS | فرنسا | France | ME0000000945SFDAA00018 | Articulated base for body supports | Surgical Table Accessories
STERIS SAS | فرنسا | France | ME0000000945SFDAA00019 | Automatic notched clamp for square rod | Surgical Table Accessories
STERIS SAS | فرنسا | France | ME0000000945SFDAA00020 | Adaptator for arthroscopy knee | Surgical Table Accessories
STERIS SAS | فرنسا | France | ME0000000945SFDAA00021 | Articulated double base for body support | Surgical Table Accessories
STERIS SAS | فرنسا | France | ME0000000945SFDAA00022 | XLED Surgical lighting systems | Surgical lighting systems
STERIS SAS | فرنسا | France | ME0000000945SFDAA00023 | XLED Surgical lighting systems | Surgical lighting systems
STERIS SAS | فرنسا | France | ME0000000945SFDAA00024 | XLED Surgical lighting systems | Surgical lighting systems
STERIS SAS | فرنسا | France | ME0000000945SFDAA00025 | XLED Surgical lighting systems | Surgical lighting systems
STERIS SAS | فرنسا | France | ME0000000945SFDAA00026 | XLED Surgical lighting systems | Surgical lighting systems
STERIS SAS | فرنسا | France | ME0000000945SFDAA00027 | CMAX surgical tables | surgical tables
STERIS SAS | فرنسا | France | ME0000000945SFDAA00028 | XLED Surgical lighting systems | Surgical lighting systems
STERIS SAS | فرنسا | France | ME0000000945SFDAA00029 | XLED Surgical lighting systems | Surgical lighting systems
STERIS SAS | فرنسا | France | ME0000000945SFDAA00031 | Helmet headrest for BAK05G and BAK05C | Surgical Table Accessories
Nichrominox S.A.S. | فرنسا | France | ME0000009272SFDAA00001 | Empty Organizer Stainless Steel and Silicone | Empty Organizer Stainless Steel and Silicone
VILLARD SAS | فرنسا | France | ME0000006122SFDAA00001 | Stainless Steel Trolley | Stainless Steel Trolley
VILLARD SAS | فرنسا | France | ME0000006122SFDAA00004 | CABINET 2 DOORS | CABINET 2 DOORS
VILLARD SAS | فرنسا | France | ME0000006122SFDAA00005 | STAINLESS STEEL TROLLEY 3 TRAY | STAINLESS STEEL TROLLEY 3 TRAY
VILLARD SAS | فرنسا | France | ME0000006122SFDAA00006 | NARCOTIC CABINET | NARCOTIC CABINET
VILLARD SAS | فرنسا | France | ME0000006122SFDAA00007 | EXAMINATION LAMP LED 4.2 WATTS | EXAMINATION LAMP LED 4.2 WATTS
VILLARD SAS | فرنسا | France | ME0000006122SFDAA00008 | WORK TABLE WITH OPTIONS | WORK TABLE WITH OPTIONS
VILLARD SAS | فرنسا | France | ME0000006122SFDAA00009 | MAYO TABLE ADJUSTABLE HEIGHT | MAYO TABLE ADJUSTABLE HEIGHT
VILLARD SAS | فرنسا | France | ME0000006122SFDAA00010 | CUP STAND DOUBLE EQUIPPED WITH 2 CUPS | CUP STAND DOUBLE EQUIPPED WITH 2 CUPS
VILLARD SAS | فرنسا | France | ME0000006122SFDAA00011 | CUP STAND SINGLE | CUP STAND SINGLE
VILLARD SAS | فرنسا | France | ME0000006122SFDAA00012 | DIRTY INSTRUMENT TROLLEY | DIRTY INSTRUMENT TROLLEY
VILLARD SAS | فرنسا | France | ME0000006122SFDAA00013 | EXAMINATION LAMP | EXAMINATION LAMP
VILLARD SAS | فرنسا | France | ME0000006122SFDAA00014 | IV POLE | IV POLE
VILLARD SAS | فرنسا | France | ME0000006122SFDAA00015 | 3 STEPS STAINLESS STEEL | 3 STEPS STAINLESS STEEL
VILLARD SAS | فرنسا | France | ME0000006122SFDAA00016 | INSTRUMENT TABLE WITH OPTIONS | INSTRUMENT TABLE
VILLARD SAS | فرنسا | France | ME0000006122SFDAA00018 | S/S LINEN TROLLEY | S/S LINEN TROLLEY
VILLARD SAS | فرنسا | France | ME0000006122SFDAA00019 | STAINLESS STEEL CABINET | STAINLESS STEEL CABINET
VILLARD SAS | فرنسا | France | ME0000006122SFDAA00021 | STERILISATION FURNITURES | STERILISATION FURNITURES
VILLARD SAS | فرنسا | France | ME0000006122SFDAA00022 | SHELVING | SHELVING
VILLARD SAS | فرنسا | France | ME0000006122SFDAA00023 | PLASTIC CONTAINER LARGE | PLASTIC CONTAINER LARGE
VILLARD SAS | فرنسا | France | ME0000006122SFDAA00024 | DECONTAMINATION BIN STAINLESS STEEL | DECONTAMINATION BIN STAINLESS STEEL
VILLARD SAS | فرنسا | France | ME0000006122SFDAA00025 | LID FOR DECONTAMINATION BIN STAINLESS STEEL | LID FOR DECONTAMINATION BIN STAINLESS STEEL
VILLARD SAS | فرنسا | France | ME0000006122SFDAA00027 | EMERGENCY CART EOLIS | EMERGENCY CART EOLIS
VILLARD SAS | فرنسا | France | ME0000006122SFDAA00028 | TREATMENT CART EOLIS | TREATMENT CART EOLIS
VILLARD SAS | فرنسا | France | ME0000006122SFDAA00029 | DOUBLE CABINET WITH ROLLING SHUTTER | DOUBLE CABINET WITH ROLLING SHUTTER
VILLARD SAS | فرنسا | France | ME0000006122SFDAA00030 | MEDICATION CART EOLIS | MEDICATION CART EOLIS
VILLARD SAS | فرنسا | France | ME0000006122SFDAA00031 | DRESSING TROLLEY EOLIS | DRESSING TROLLEY EOLIS
VILLARD SAS | فرنسا | France | ME0000006122SFDAA00032 | TRAY EQUIPPED WITH 10 PILL-DISPENDERS | TRAY EQUIPPED WITH 10 PILL-DISPENDERS
VILLARD SAS | فرنسا | France | ME0000006122SFDAA00033 | Bin 10L With Holder | Bin 10L With Holder
VILLARD SAS | فرنسا | France | ME0000006122SFDAA00034 | STAINLESS STEEL DISH | STAINLESS STEEL DISH
VILLARD SAS | فرنسا | France | ME0000006122SFDAA00035 | STAINLESS STEEL BASIN | STAINLESS STEEL BASIN
VILLARD SAS | فرنسا | France | ME0000006122SFDAA00036 | STAINLESS STEEL BOWLS | STAINLESS STEEL BOWLS
STERIS SAS | فرنسا | France | ME0000000945SFDAA00034 | SURGINOX E,M | Surgical Table
URGO LABORATOIRES | فرنسا | France | ME0000009706SFDAA00001 | SANYRENE | prevention of pressure ulcers and impaired skin integrity topical oil |  | زيت موضعي للوقاية من تقرحات الضغط و المحافظة على سلامة الجلد
URGO LABORATOIRES | فرنسا | France | ME0000009706SFDAA00002 | Urgoderm | fixation nonsterile strechable non woven tape
AMCOR FLEXIBLES SPS | فرنسا | France | ME0000009667SFDAA00003 | BOP DI | BOP pouches
AMCOR FLEXIBLES SPS | فرنسا | France | ME0000009667SFDAA00004 | BOP DI | BOP reels
HMS-VILGO | فرنسا | France | ME0000007230SFDAA00005 | ROLLATORS FORTISSIMO | ROLLATORS FORTISSIMO
Sterlab | فرنسا | France | ME0000010867SFDAA00003 | Bowie and Dick Test Pack | Eurotest
Satisform SAS | فرنسا | France | ME0000011330SFDAA00001 | Satisform | Electromedical equipment
FDI FRANCE MEDICAL | فرنسا | France | ME0000012172SFDAA00001 | ACCESS SAFE WALK | ELBOW CRUTCH | هذه العكازات هي أداة مساعدة على المشي. تم تصميم هذا المنتج للأفراد الذين تبلغ أعمارهم 12 عامًا فما فوق (المراهقون والبالغون) ، والذين يبلغ وزنهم 130 كجم بحد أقصى مع قدرة محدودة على المشي. لا تستخدمه لأي غرض آخر غير المساعدة على المشي. يمكن استخدام هذا المنتج للأغراض الداخلية والخارجية. | هذه العكازات الكوع هي جهاز المساعدات المشي. تم تصميم هذا المنتج للأفراد الذين تتراوح أعمارهم بين 12 عامًا فما فوق (المراهقون والبالغون) ، ويزن 130 كيلوجرام كحد أقصى مع قدرة محدودة على المشي. لا تستخدم لأي غرض آخر غير مساعدة المشي. يمكن استخدام هذا المنتج لكل من الأماكن الداخلية والخارجية.
FDI FRANCE MEDICAL | فرنسا | France | ME0000012172SFDAA00002 | ERGODYNAMIC | ELBOW CRUTCH | هذه العكازات هي أداة مساعدة على المشي. تم تصميم هذا المنتج للأفراد الذين تبلغ أعمارهم 12 عامًا فما فوق (المراهقون والبالغون) ، والذين يبلغ وزنهم 130 كجم بحد أقصى مع قدرة محدودة على المشي. لا تستخدمه لأي غرض آخر غير المساعدة على المشي. يمكن استخدام هذا المنتج للأغراض الداخلية والخارجية. | هذه العكازات الكوع هي جهاز المساعدات المشي. تم تصميم هذا المنتج للأفراد الذين تتراوح أعمارهم بين 12 عامًا فما فوق (المراهقون والبالغون) ، ويزن 130 كيلوجرام كحد أقصى مع قدرة محدودة على المشي. لا تستخدم لأي غرض آخر غير مساعدة المشي. يمكن استخدام هذا المنتج لكل من الأماكن الداخلية والخارجية
FDI FRANCE MEDICAL | فرنسا | France | ME0000012172SFDAA00003 | ERGOTECH | ELBOW CRUTCH | هذه العكازات هي أداة مساعدة على المشي. تم تصميم هذا المنتج للأفراد الذين تبلغ أعمارهم 12 عامًا فما فوق (المراهقون والبالغون) ، والذين يبلغ وزنهم 130 كجم بحد أقصى مع قدرة محدودة على المشي. لا تستخدمه لأي غرض آخر غير المساعدة على المشي. يمكن استخدام هذا المنتج للأغراض الداخلية والخارجية. | هذه العكازات الكوع هي جهاز المساعدات المشي. تم تصميم هذا المنتج للأفراد الذين تتراوح أعمارهم بين 12 عامًا فما فوق (المراهقون والبالغون) ، ويزن 130 كيلوجرام كحد أقصى مع قدرة محدودة على المشي. لا تستخدم لأي غرض آخر غير مساعدة المشي. يمكن استخدام هذا المنتج لكل من الأماكن الداخلية والخارجية.
FDI FRANCE MEDICAL | فرنسا | France | ME0000012172SFDAA00004 | OPTI-COMFORT | ELBOW CRUTCH | هذه العكازات هي أداة مساعدة على المشي. تم تصميم هذا المنتج للأفراد الذين تبلغ أعمارهم 12 عامًا فما فوق (المراهقون والبالغون) ، والذين يبلغ وزنهم 130 كجم بحد أقصى مع قدرة محدودة على المشي. لا تستخدمه لأي غرض آخر غير المساعدة على المشي. يمكن استخدام هذا المنتج للأغراض الداخلية والخارجية. | هذه العكازات الكوع هي جهاز المساعدات المشي. تم تصميم هذا المنتج للأفراد الذين تتراوح أعمارهم بين 12 عامًا فما فوق (المراهقون والبالغون) ، ويزن 130 كيلوجرام كحد أقصى مع قدرة محدودة على المشي. لا تستخدم لأي غرض آخر غير مساعدة المشي. يمكن استخدام هذا المنتج لكل من الأماكن الداخلية والخارجية.
FDI FRANCE MEDICAL | فرنسا | France | ME0000012172SFDAA00005 | SOFT STEPS | WALKING STICK |  | هذه العصي المشي هي جهاز المساعدات المشي. تم تصميم هذا المنتج للأفراد الذين تتراوح أعمارهم بين 12 عامًا فما فوق (المراهقون والبالغون) ، ويزن 100 كجم بحد أقصى مع إمكانية المشي المحدودة. لا تستخدم لأي غرض آخر غير مساعدة المشي. يمكن استخدام هذا المنتج لكل من الأماكن الداخلية والخارجية
Laboratoire CEVIDRA | فرنسا | France | ME0000012550SFDAA00001 | Cevidra | Cream for nuclear decontamination |  | كريم لإزالة التلوث النووي
INVACARE France Operations SAS | فرنسا | France | ME0000013472SFDAA00002 | ACTION 4 NG | WHEELCHAIR |  | كرسي متحرك كشن 4 ان جي
MEDICAL Z | فرنسا | France | ME0000000002SFDAA00001 | MOUTH SPACER | MOUTH SPACER
MEDICAL Z | فرنسا | France | ME0000000002SFDAA00002 | MAMMOSTAT | MAMMOSTAT
MEDICAL Z | فرنسا | France | ME0000000002SFDAA00004 | MEDIGEL | MEDIGEL Z
MEDICAL Z | فرنسا | France | ME0000000002SFDAA00005 | MEDIPATCH | MEDIPATCH GEL Z
BOREA | فرنسا | France | ME0000000608SFDAA00001 | RAYPLICKER | Dental Shade Guide
Thuasne | فرنسا | France | ME0000000436SFDAA00003 | Thumband Wrist Strap | Thumband Wrist Strap |  | داعم للابهام مع شريط للمعصم
Thuasne | فرنسا | France | ME0000000436SFDAA00004 | Elbow to body shoulder immobilisation | Elbow to body shoulder immobilisation |  | داعم للكوع والكتف
Thuasne | فرنسا | France | ME0000000436SFDAA00008 | Aluform Malleable Splint | Aluform Malleable Splint
THUASNE Deutschland GmbH | فرنسا | France | ME0000000684SFDAA00046 | venoflex Micro | venoflex Micro |  | شراب ضاغط
Thuasne | فرنسا | France | ME0000000436SFDAA00010 | TD ROM Walker | TD ROM Walker |  | داعم للساق
Thuasne | فرنسا | France | ME0000000436SFDAA00012 | Open knee support | Open knee support |  | داعم للركبة بتصميم مفتوح
Thuasne | فرنسا | France | ME0000000436SFDAA00013 | Bandage Rotulien | Bandage Rotulien |  | شريط رباط مرن للقدم
Thuasne | فرنسا | France | ME0000000436SFDAA00014 | Knee Support | Knee Support |  | جورب ناعم مطاطي للركبة
Thuasne | فرنسا | France | ME0000000436SFDAA00015 | Reinforced ligament knee brace | Reinforced ligament knee brace |  | جورب ناعم مطاطي داعم للركبة
Thuasne | فرنسا | France | ME0000000436SFDAA00017 | Care protect Pedi | Care protect Pedi |  | جورب ضاغط وداعم لاسفل القدم
Thuasne | فرنسا | France | ME0000000436SFDAA00018 | Genupro Control Classic | Genupro Control Classic |  | قالب داعم للركبة سهل التركيب
Thuasne | فرنسا | France | ME0000000436SFDAA00019 | Novelastic Knee Strap | Novelastic Knee Strap |  | اشرطة متقاطعة لتعزيز دعم لركبة
Thuasne | فرنسا | France | ME0000000436SFDAA00020 | Stabilising ankle brace with Boa closure system | Stabilising ankle brace with Boa closure system |  | رابط داعم للقدم سهل وسريع
Thuasne | فرنسا | France | ME0000000436SFDAA00021 | Finger splint | Finger splint |  | قالب داعم للاصبع
Thuasne | فرنسا | France | ME0000000436SFDAA00026 | Globe trotter crutch | Globe trotter crutch | Globe trotter crutch | عكاز مع مقبض داعم
Thuasne | فرنسا | France | ME0000000436SFDAA00029 | Open ankle support | Open ankle support |  | جورب ضاغط للكاحل
Thuasne | فرنسا | France | ME0000000436SFDAA00037 | Strapping Knee Brace | Strapping Knee Brace |  | داعم للركبة مفتوح
Thuasne | فرنسا | France | ME0000000436SFDAA00038 | Strapping wristband | Strapping wristband |  | داعم للمعصم مرن
Thuasne | فرنسا | France | ME0000000436SFDAA00041 | Le poignet | Le poignet |  | قالب داعم للابهام
Thuasne | فرنسا | France | ME0000000436SFDAA00042 | Lombaccess | Lombaccess |  | حزام داعم للضهر
Thuasne | فرنسا | France | ME0000000436SFDAA00044 | Anti slip grab bar | Anti slip grab bar |  | عصا للتحرك والجلوس
Thuasne | فرنسا | France | ME0000000436SFDAA00045 | Dynamic Reliever | Dynamic Reliever |  | قالب للركبة سهل الفك والتركيب
Thuasne | فرنسا | France | ME0000000436SFDAA00046 | Action Reliever | Action Reliever
Thuasne | فرنسا | France | ME0000000436SFDAA00047 | Cotton Bandage | Cotton Bandage |  | ضماد مطاطي ناعم
Thuasne | فرنسا | France | ME0000000436SFDAA00048 | Cervical collar C2 | Cervical collar C2 |  | قالب داعم للرقبة
Thuasne | فرنسا | France | ME0000000436SFDAA00052 | Walker | Walker
Thuasne | فرنسا | France | ME0000000436SFDAA00053 | Finegr Splint | Finegr Splint |  | داعم للاصبع
Thuasne | فرنسا | France | ME0000000436SFDAA00055 | Ligaflex Post OP | Ligaflex Post OP |  | داعم للساق
Thuasne | فرنسا | France | ME0000000436SFDAA00058 | Ligaflex Junior | Ligaflex Junior |  | داعم للكتف ومثبت
Thuasne | فرنسا | France | ME0000000436SFDAA00059 | Aluminum walking stick with T-shaped handle | Aluminum walking stick with T-shaped handle |  | عكاز المينيوم للكبار
Thuasne | فرنسا | France | ME0000000436SFDAA00061 | Lombax Activity | Lombax Activity |  | حامل مقوي للضهر
Thuasne | فرنسا | France | ME0000000436SFDAA00062 | Ortel | Ortel |  | حزام داعم للخصر
Thuasne | فرنسا | France | ME0000000436SFDAA00063 | Ortel C1 Junior | Ortel C1 Junior |  | داعم للرقبة
Thuasne | فرنسا | France | ME0000000436SFDAA00064 | Ortel P | Ortel P |  | داعم للضهر والبطن
Thuasne | فرنسا | France | ME0000000436SFDAA00066 | Action Reliever | Action Reliever | off-loading knee brace | داعم للساق والركبة
Thuasne | فرنسا | France | ME0000000436SFDAA00068 | Genu Control | Genu Control |  | داعم للساق
Thuasne | فرنسا | France | ME0000000436SFDAA00070 | Genu Pro Activ | Genu Pro Activ |  | داعم مفتوح للركبة
Thuasne | فرنسا | France | ME0000000436SFDAA00074 | Ligacast Junior | Ligacast Junior |  | داعم للكاحل للصغار
Thuasne | فرنسا | France | ME0000000436SFDAA00075 | Ligaflex Immo 0 Junior | Ligaflex Immo 0 Junior |  | داعم مرن للركبة
Thuasne | فرنسا | France | ME0000000436SFDAA00077 | Ligastrap Immo | Ligastrap Immo |  | داعم للكاحل مرن
Thuasne | فرنسا | France | ME0000000436SFDAA00088 | Rebel Standard | Rebel Standard |  | داعم مرن للركبة
Thuasne | فرنسا | France | ME0000000436SFDAA00089 | Malleoaction Junior | Malleoaction Junior |  | قالب ضاغط للكاحل
Thuasne | فرنسا | France | ME0000000436SFDAA00090 | Lombax High | Lombax High |  | حزام ضاغط للضهر
Thuasne | فرنسا | France | ME0000000436SFDAA00100 | Ortelcross | Ortelcross
Thuasne | فرنسا | France | ME0000000436SFDAA00101 | DORSO RIGID | DORSO RIGID | Lumbar Belt
Thuasne | فرنسا | France | ME0000000436SFDAA00106 | Silistab Achillo | Silistab Achillo |  | رباط داعم للقدم
Thuasne | فرنسا | France | ME0000000436SFDAA00112 | Genuaction Junior | Genuaction Junior |  | رباط داعم للركبة
Thuasne | فرنسا | France | ME0000000436SFDAA00113 | Lombapro comfort | Lombapro comfort |  | حزام داعم للضهر
Thuasne | فرنسا | France | ME0000000436SFDAA00116 | Lombax Dorso | Lombax Dorso |  | رباط داعم للضهر
Thuasne | فرنسا | France | ME0000000436SFDAA00119 | DORSO RIGID | DORSO RIGID |  | حزام داعم للضهر
Thuasne | فرنسا | France | ME0000000436SFDAA00122 | Silistab epi | Silistab epi |  | رباط داعم للكوع
Thuasne | فرنسا | France | ME0000000436SFDAA00124 | Manurhizo Junior | Manurhizo Junior |  | جبيرة للمعصم والابهام
Thuasne | فرنسا | France | ME0000000436SFDAA00125 | Manuimmo Junior | Manuimmo Junior |  | رباط داعم للمعصم والابهام
PIERRE FABRE MEDICAL DEVICES | فرنسا | France | ME0000000922SFDAA00001 | ELGYDIUM CLINIC | ELGYDIUM CLINIC |  | جل واق للأسنان يحتوي على الفليورينول
Peters Surgical | فرنسا | France | ME0000000646SFDAA00001 | Applier for VITALITEC® | Applier for VITALITEC®
MEDEX | فرنسا | France | ME0000000624SFDAA00001 | Injection Data Collector | Injection Data Collector
STERIS SAS | فرنسا | France | ME0000000945SFDAA00002 | HexaLux Examination light | Examination Light
STERIS SAS | فرنسا | France | ME0000000945SFDAA00030 | Cushion for single use for ORT502C | Cushion for single use for ORT502C
STERIS SAS | فرنسا | France | ME0000000945SFDAA00032 | Arthroscopy knee immobilizer | Arthroscopy knee immobilizer
STERIS SAS | فرنسا | France | ME0000000945SFDAA00033 | Hand Surgery Accessory in Carbon Fibre | Hand Surgery Accessory in Carbon Fibre
FRANCIS LAVIGNE DEVELOPPEMENT SAS | فرنسا | France | ME0000010479SFDAA00001 | PULMAN | Comfort and therapeutic shoes
OXY'PHARM | فرنسا | France | ME0000011475SFDAA00001 | GLOSAIR | GLOSAIR
MEDICAL Z | فرنسا | France | ME0000000002SFDAA00003 | MEDIPATCH | MEDIPATCH GEL Z | SILICONE SHEETS DIFFERENT SIZES WITH 3 MM THICKNESS USED FOR POST OPERATIVE SCARS AND BURN PATIENTS
A.H.F | فرنسا | France | ME0000015651SFDAA00001 | Pantographe Bed | Medical Bed | Bed that has a free frame underneath to allow the passage of a table to eat in bed or a patient lift.
Laboratories Anois | فرنسا | France | ME0000002105SFDAA00001 | Bandelettes Anioxyde 1000 | Testing Strips | control testing strips.
LABORATORIES ANIOS | فرنسا | France | ME0000007181SFDAA00039 | BANDELETTES OPASTER’ANIOS | Testing Strips | control testing strips.
Laboratories Anois | فرنسا | France | ME0000002105SFDAA00002 | Bandelettes Anioxyde 1000 LD | Testing Strips | Testing strips of peracetic acid rate for the ANIOXYDE 1000 LD solution
A.H.F | فرنسا | France | ME0000015651SFDAA00002 | ACTILIT Bed | Medical Bed | Rod-controlled lifting bed that provides comfort and easy-handling to patients and facilitates the day-today work for caregivers.
Proteor SAS | فرنسا | France | ME0000021035SFDAA00001 | DYNACITY | FOOT | Designed exclusively for lower limb prosthesis
Proteor SAS | فرنسا | France | ME0000021582SFDAA00001 | HYDEAL II | 4 AXIS HYDRAULIC KNEE | a joint system with linkages puts the instantaneous center of rotation backward the load line. This ensures stability in the stance phase
Proteor SAS | فرنسا | France | ME0000021586SFDAA00001 | DYNATREK | FOOT | the foot is designed exclusively for lower limb prosthesis
Proteor SAS | فرنسا | France | ME0000021583SFDAA00001 | HYTREK SINGLE AXIS HYDRAULIC KNEE | SINGLE AXIS HYDRAULIC KNEE | It is a single axis hydraulic knee with hydraulic braking in stance phase, which provides 4 different adjustments, an extension assist and a locking system for flexion
Proteor SAS | فرنسا | France | ME0000021584SFDAA00001 | MATIK PNEUMATIC POLYCENTRIC KNEE | PNEUMATIC POLYCENTRIC KNEE | a joint system with short linkages puts the instantaneous center of rotation backward the load line. This ensures stability in the stance phase.
Proteor SAS | فرنسا | France | ME0000021586SFDAA00002 | Drop Lock Knee Braces | Knee Braces | Indicated to Knee Lock to Control Flexion
Proteor SAS | فرنسا | France | ME0000021035SFDAA00002 | Ankle Joints | Orthotic Components for Lower Limb | Designed for partial or total paralysis of the leg muscle
BIOLOG-ID | فرنسا | France | ME0000001006SFDAA00002 | Smart Storage Kit | Smart Storage Kit | Traceability of blood products during storage phases Improves the accuracy and efficiency of Blood product Storage and release Operations
E-SWIN SAS | فرنسا | France | ME0000010292SFDAA00002 | tearcheck | tearcheck | tearcheck imaging device
Laboratoire de la Mer | فرنسا | France | ME0000011096SFDAA00004 | Sinoclear Baby Ultra Flexible Tip Extra Gentle Nasal aspirator + 5 Protective filters | Nasal Aspirator | Sinoclear® Baby Nasal Aspirator and its pack of single-use filters are indicated for the removal of nasal secretions in case of common colds and rhinopharyngitis. | سينوكلير شفاط الأنف للرضع مع عبوة الفلاتر ذات الإستعمال الواحد يستعمل لإزالة المخاط الزائد من أنف الرضع و الأطفال في حالات البرد و احتقان البلعوم المصاحبة بزيادة إفرازات الأنف.
Tornier S.A.S | فرنسا | France | ME0000006420SFDAA00139 | Generic insturment | Slap Hammer | surgical instrument
Tornier S.A.S | فرنسا | France | ME0000006420SFDAA00135 | Aequalis™ perFORM | Quick Release Handle | surgical instrument
Tornier S.A.S | فرنسا | France | ME0000006420SFDAA00134 | Aequalis™ perFORM | Glenoid Grasper | surgical instrument
Tornier S.A.S | فرنسا | France | ME0000006420SFDAA00124 | Aequalis™ Instruments | Bone Graft Pliers | SURGICAL Instruments
Tornier S.A.S | فرنسا | France | ME0000006420SFDAA00128 | Aequalis Reversed Fractuer | Prosthesis Holder | surgical instrument
Tornier S.A.S | فرنسا | France | ME0000006420SFDAA00132 | Tornier- Insturment | Open-End Wrench | surgical instrument
Tornier S.A.S | فرنسا | France | ME0000006420SFDAA00137 | Aequalis™ Ascend™ Flex | Impaction Stand | surgical instrument
Tornier S.A.S | فرنسا | France | ME0000006420SFDAA00129 | Aequalis™ Instruments | Stabilizer | surgical instrument
Tornier S.A.S | فرنسا | France | ME0000006420SFDAA00138 | Aequalis™ Ascend™ Flex | Retaining Driver | surgical instrument
Tornier S.A.S | فرنسا | France | ME0000006420SFDAA00133 | Aequalis™ perFORM | Stabilization Peg Remover | surgical Instrument
Tornier S.A.S | فرنسا | France | ME0000006420SFDAA00125 | Aequalis™ perFORM | Glenoid Trial Grasper | surgical instrument
BSN medical SAS | فرنسا | France | ME0000004303SFDAA00005 | Gypsona® | Plaster of Paris bandage | Plaster of Paris bandages are for external rigid immobilization through casting and/or splinting procedures in all clinical situations judged suitable by qualified healthcare professionals. Plaster of Paris is intended for all kind of plaster cast for orthopaedic and traumatology.
Kinetec SAS | فرنسا | France | ME0000007612SFDAA00027 | Manosplint thermoplastic sheet | Manosplint | uses for splint, orthosis and rehabilitation aids
BSN medical SAS | فرنسا | France | ME0000004303SFDAA00006 | Strappal® | Non elastic adhesive bandage | Rigid immobilization of strained or sprained joints; Prophylaxis of sport injuries
Invacare France Operations SAS | فرنسا | France | ME0000014722SFDAA00001 | Action 3 Junior Evolutive | Action 3 Junior Evolutive | This is a pediatric wheelchair with crossbar folding mechanism and swing-away leg rests.
Tornier S.A.S | فرنسا | France | ME0000006420SFDAA00126 | Aequalis Glenoid | Cleaning Rod | surgical instruments
Tornier S.A.S | فرنسا | France | ME0000006420SFDAA00130 | Aequalis™ Instruments | Insert Impaction Handle | surgical instrument
Tornier S.A.S | فرنسا | France | ME0000006420SFDAA00140 | Aequalis Perform Reversed | Pin Guide Handle | surgical instrument
Tornier S.A.S | فرنسا | France | ME0000006420SFDAA00136 | Aequalis™ Ascend™ Flex | Distal Sounder | surgical instrument
Tornier S.A.S | فرنسا | France | ME0000006420SFDAA00131 | Aequalis™ Instruments | Insert Impactor Tip | surgical instrument
Tornier S.A.S | فرنسا | France | ME0000006420SFDAA00127 | Aequalis Reversed Fractuer | Wrench for plug and uniun screw | surgical instrument
Tornier S.A.S | فرنسا | France | ME0000006420SFDAA00123 | Tornier- Insturment | Universal Scrowdriver | instruments
A.H.F | فرنسا | France | ME0000015651SFDAA00003 | TWIN Bed | Electric Hospital Bed | Electric Hospital Bed used for special features both for the comfort and well-being of the patient and for the convenience of health care workers.
Tornier S.A.S | فرنسا | France | ME0000006420SFDAA00144 | Aequalis™ Ratractor Shoulder System | GELPI | surgical instrument
Tornier S.A.S | فرنسا | France | ME0000006420SFDAA00143 | Aequalis™ Instruments | HUMERAL HEAD TRIAL | "A tool, which can be considered as a surgical instrument. This instrumentation is used by surgeons for the implantation and explantation of implants in orthopedic surgery "
Maquet SAS | فرنسا | France | ME0000003538SFDAA00007 | Maquet Equipment | Maquet Equipment | Maquet Equipment mount
Tornier S.A.S | فرنسا | France | ME0000006420SFDAA00142 | Aequalis-Fracuter | STEM IMPACTION SUPPORT | "A tool, which can be considered as a surgical instrument. This instrumentation is used by surgeons for the implantation and explantation of implants in orthopedic surgery "
Tornier S.A.S | فرنسا | France | ME0000006420SFDAA00151 | Aequalis Reversed II | Glenoid Sphere Extractor Screw | surgical instrument
Tornier S.A.S | فرنسا | France | ME0000006420SFDAA00150 | Aequalis Reversed II | Universal Glenoid Baseplate Impactor | Surgical Instrument
Tornier S.A.S | فرنسا | France | ME0000006420SFDAA00156 | Aequalis | Slap Hammer | surgical instrument
Tornier S.A.S | فرنسا | France | ME0000006420SFDAA00155 | Tornier Instrument | Open-End Wrench | surgical instrument
Tornier S.A.S | فرنسا | France | ME0000006420SFDAA00153 | Tornier Instrument | Screwdriver Small AO | Surgical instrument
Tornier S.A.S | فرنسا | France | ME0000006420SFDAA00147 | Aequalis Reversed II | Hexagonal Tip SZH | surgical instrument
Tornier S.A.S | فرنسا | France | ME0000006420SFDAA00148 | Aequalis Reversed II | Glenoid Sphere/Humeral Head Trial Handle | Surgical instrument
Tornier S.A.S | فرنسا | France | ME0000006420SFDAA00149 | Aequalis Reversed II | Depth Gauge | Surgical Instrument
Tornier S.A.S | فرنسا | France | ME0000006420SFDAA00152 | Aequalis™ Instrument | Forked Retractor | Surgical Instrument
Tornier S.A.S | فرنسا | France | ME0000006420SFDAA00159 | Aequalis Ascend Flex | Head Distractor | ASCEND FLEX HEAD DISTRACTOR
cerecare | فرنسا | France | ME0000004627SFDAA00002 | cerecare | binders | For use after liposuction of the stomach and hips. | مشدات ما بعد عمليات الشفط
Tornier S.A.S | فرنسا | France | ME0000006420SFDAA00160 | Aequalis Ascend Flex | Calcar Planar | SURGICAL INSTRUMENT
cerecare | فرنسا | France | ME0000004836SFDAA00002 | cerecare | Bodysuit | For use after liposuction of the stomach and hips | مشدات ما بعد عمليات الشفط
CARINA | فرنسا | France | ME0000006031SFDAA00002 | EXAM COUCH ARGENT/POTOMAC | EXAM COUCH | BED like FOR PATIENT EXAMINATION
cerecare | فرنسا | France | ME0000004820SFDAA00001 | cerecare | Panties | for use after liposuction of the stomach , hips, pelvis, thighs, knees | مشدات ما بعد عملية الشفط
Tornier S.A.S | فرنسا | France | ME0000006420SFDAA00158 | Aequalis™ PerFORM | Pin | Surgical Instrument
Tornier S.A.S | فرنسا | France | ME0000006420SFDAA00154 | Tornier Instrument | Baseplate Extractor Adaptor | Surgical Instrument
Tornier S.A.S | فرنسا | France | ME0000006420SFDAA00157 | Tornier Instrument | Hexagonal Tip | Surgical instrument
cerecare | فرنسا | France | ME0000005452SFDAA00001 | cerecare | Face | For use after surgery of the face | ما بعد عمليات شد للوجه
cerecare | فرنسا | France | ME0000005454SFDAA00004 | cerecare | Bras | For use for breast surgery | مشد لعمليات الصدر
Tornier S.A.S | فرنسا | France | ME0000006420SFDAA00164 | Aequalis Fracture | Arm Support | SURGICAL INSTRUMENT
Tornier S.A.S | فرنسا | France | ME0000006420SFDAA00163 | Aequalis Fracture | Swivel Joint | surgical instrument
Tornier S.A.S | فرنسا | France | ME0000006420SFDAA00162 | Aequalis Fracture | Protractor Assaembly | surgical instrument
cerecare | فرنسا | France | ME0000005648SFDAA00002 | cerecare | bodysuit | For use after liposuction surgery | مشد ما بعد عمليات الشفط
cerecare | فرنسا | France | ME0000005646SFDAA00002 | cerecare | Bra Garments | For use after surgery to breast | مشدات ا بعد عمليات الصدر
carecare | فرنسا | France | ME0000005579SFDAA00004 | cerecare | Garments | Compression Garments for after liposuction surgery | مشد ما بعد عملية الشفط
Kinetec SAS | فرنسا | France | ME0000007612SFDAA00028 | Manosplint Accessories | Manosplint | uses for splint, orthoses and rehabilitation aids
Invacare France Operations SAS | فرنسا | France | ME0000014722SFDAA00002 | AVIVA RX 20 Power Wheelchair | Power Wheelchair | The electric wheelchair is intended to comfortably transport persons with walking difficulties or no walking abilities. | RX 20 كرسي كهربائي أفايفا
CARINA Medical | فرنسا | France | ME0000006232SFDAA00005 | CARINA Chair | blood sampling Chair | Chair for Blood sampling
Kinetec SAS | فرنسا | France | ME0000007612SFDAA00014 | KINETEC Traction Frame | KINETEC Traction Frame | The KINETEC® Traction frame allows the traction or suspension of one part of the body.
SC MEDICA | فرنسا | France | ME0000007413SFDAA00004 | FFX ancillary instruments | Periosteal elevator | reusable Periosteal elevator
SC MEDICA | فرنسا | France | ME0000007413SFDAA00003 | FFX ancillary instruments | Facet Chisel | reusable Facet Chisel
SC MEDICA | فرنسا | France | ME0000007413SFDAA00007 | FFX ancillary instruments | Implant Trail FFX 11×2.5 | reusable Implant Trail
SC MEDICA | فرنسا | France | ME0000007413SFDAA00006 | FFX ancillary instruments | Graft Holder | reusable Graft Holder
Allibert Medical | فرنسا | France | ME0000000157SFDAA00197 | Y-Care Bed | Bed | Hospital bed
SC MEDICA | فرنسا | France | ME0000007413SFDAA00002 | Impactor | Impactor | reusable Impactor
Proteor SAS | فرنسا | France | ME0000021582SFDAA00002 | PROSTHETIC KNEE | KNEE | Designed exclusively for lower limb prosthesis
SC MEDICA | فرنسا | France | ME0000007413SFDAA00001 | FFX ancillary instruments | Facet holder | Reusable Facet holder
Allibert Medical | فرنسا | France | ME0000000157SFDAA00198 | ALLIBERT MEDICAL Y-CARE HOSPITAL BED | Y-CARE HOSPITAL BED | MEDICAL HOSPITAL BED BED PACK Y-CARE TECH PLUS
SC MEDICA | فرنسا | France | ME0000007413SFDAA00005 | Rasp | Rasp | reusable Rasp
SYSTEM ASSISTANCE MEDICAL SAS (SYST'AM) | فرنسا | France | ME0000007722SFDAA00003 | SYSTEM ERGONOMIC PILLOW | SYSTEM ERGONOMIC PILLOW | SYSTEM ERGONOMIC PILLOW | وسادة فيسكوفليكس مع غطاء قطيفة
Proteor SAS | فرنسا | France | ME0000021035SFDAA00003 | Structural Components prosthesis | Adapters | as components for modular lower limb prostheses and intended exclusively for lower limb exoprosthetic fittings
Kinetec SAS | فرنسا | France | ME0000007612SFDAA00029 | dr.aktive Cryo Pro | dr.aktive pulse cold therapy system | The Cryo Pro is a simple to use cold compression therapy product that requires only ice, water and power. It’s unique design is convenient to use, provides pain relief and reduces swelling and inflammation, making recovery faster. The Cryo Pro is ideal for rehabilitation and injury recovery as it constricts blood vessels, reduces swelling and inflammation and provides effective pain relief. It has been designed with portability features requiring only ice, water and power mains or battery to operate, making it convenient to use at anytime. | يعد Cryo Pro منتجًا بسيطًا لاستخدام العلاج بالضغط البارد ولا يتطلب سوى الثلج والماء والطاقة. إنه تصميم فريد من نوعه سهل الاستخدام ، ويخفف الآلام ويقلل من التورم والالتهاب ، مما يجعل التعافي أسرع. يعتبر جهاز Cryo Pro مثاليًا لإعادة التأهيل والتعافي من الإصابات لأنه يضيق الأوعية الدموية ويقلل التورم والالتهاب ويوفر تسكينًا فعالًا للألم. لقد تم تصميمه بميزات قابلية لا تتطلب سوى الثلج والماء والطاقة أو البطارية للعمل ، مما يجعله مناسبًا للاستخدام في أي وقت.
Tornier S.A.S | فرنسا | France | ME0000006420SFDAA00171 | Aequalis™ PerFORM | SIZER CLAMP | SURGICAL INSTRUMENT
SOTEC Médical | فرنسا | France | ME0000002061SFDAA00006 | SOTEC MEDICAL | FRONT EXIT BED | medical care bed
Thuasne | فرنسا | France | ME0000020723SFDAA00072 | PEDIPRO Silicone Heelpieces | PEDIPRO Silicone Heelpieces | Silicone heelpieces with anatomical inserts | وسائد كعب سليكونية
invacare | فرنسا | France | ME0000002795SFDAA00003 | invacare | Invacare | manual wheelchairs | كراسي متحركة
AHF | فرنسا | France | ME0000003153SFDAA00608 | AHF | Medicalized bed | Medical Bed
DELMONT IMAGING | فرنسا | France | ME0000003297SFDAA00001 | LED Colposcope vertical stand, 3-steps magnification, 45° eyepiece | Magnifying instrument | Magnifying instrument | أداة مكبرة
DELMONT IMAGING | فرنسا | France | ME0000003301SFDAA00025 | Colposcope objective lens | Magnifying instrument | Magnifying instrument | أداة مكبرة
DELMONT IMAGING | فرنسا | France | ME0000003302SFDAA00004 | 5-steps magnification colposcope body | Magnifying instrument | Magnifying instrument | داة مكبرة
PRATICIMA Healthcare Solutions | فرنسا | France | ME0000013230SFDAA00002 | Emergency trolley Joint Drawers 600x400 | Emergency Trolley | Emergency trolley Joint Drawers for first aid.
DELMONT IMAGING | فرنسا | France | ME0000003295SFDAA00001 | LED Colposcope swing arm, 5-steps magnification, 45° eyepiece | Magnifying instrument | Magnifying instrument | أداة مكبرة
DELMONT IMAGING | فرنسا | France | ME0000003300SFDAA00002 | Colposcope light source | Light Source | Light source is fixed to the body | مصدر الضوء ثابت على الجسم
DELMONT IMAGING | فرنسا | France | ME0000003296SFDAA00001 | LED Colposcope over the shoulder, 5-steps magnification, 45° eyepiece | Magnifying instrument | Magnifying instrument | أداة مكبرة
DELMONT IMAGING | فرنسا | France | ME0000003298SFDAA00019 | Objective with variable focal between 200mm and 350mm | Magnifying instrument | Magnifying instrument | داة مكبرة
DELMONT IMAGING | فرنسا | France | ME0000003303SFDAA00003 | Camera kit | Camera kit | Consist of supporting parts for camera | تتكون من أجزاء داعمة للكاميرا
PRATICIMA Healthcare Solutions | فرنسا | France | ME0000013230SFDAA00003 | Nursing Trolley Joint Drawers 600x400 | Nursing Trolley | Nursing Trolley used to store and retrieve necessary medicines, medical instruments or equipments for attending to any type of treatment in hospitals.
Invacare France Operations SAS | فرنسا | France | ME0000014722SFDAA00006 | AVIVA RX 40 HD | Power Wheelchair | The electric wheelchair is intended to comfortably transport persons with walking difficulties or no walking abilities. | RX 40 كرسي كهربائي أفايفا
Laboratoires Gilbert | فرنسا | France | ME0000012973SFDAA00001 | X-LICE | X-LICE | lice & nits hygiene care
PRATICIMA Healthcare Solutions | فرنسا | France | ME0000013230SFDAA00006 | Agily | Dressing Trolley | Dressing Trolleys are adptable and can be equipped for different users.
PRATICIMA Healthcare Solutions | فرنسا | France | ME0000013230SFDAA00008 | Distribution Trolley 600x400 | Distribution Trolley | Distribution trolley store and retrieve medicines and other necessary medical instruments/equipment.
PRATICIMA Healthcare Solutions | فرنسا | France | ME0000013230SFDAA00005 | Landry Hamper Trolley | Hamper Trolley | Hamper Trolley suitable for heavy duty use in wet environments. This trolley is designed to use for filling laundry hampers with ease. Holds the bag by hooking
TECHNO CONCEPT | فرنسا | France | ME0000011323SFDAA00005 | Orthoses Vibramoov Range | Orthoses Vibramoov Range | Orthoses for maintain vibramoov stimulators on the patients
Tornier S.A.S | فرنسا | France | ME0000006420SFDAA00172 | Aequalis Ascend flex | Proximal punch | Surgical instrumentation
Tornier S.A.S | فرنسا | France | ME0000006420SFDAA00173 | Aequalis Ascend Flex | STANDARD & LONG STEM + COMPACTOR | SURGICAL INSTRUMENTATIONS
FDI FRANCE MEDICAL | فرنسا | France | ME0000012172SFDAA00006 | FDI | ACCESS COMFORT | هذه العكازات هي أداة مساعدة على المشي. تم تصميم هذا المنتج للأفراد الذين تبلغ أعمارهم 12 عامًا فما فوق (المراهقون والبالغون) ، والذين يبلغ وزنهم 130 كجم بحد أقصى مع قدرة محدودة على المشي. لا تستخدمه لأي غرض آخر غير المساعدة على المشي. يمكن استخدام هذا المنتج للأغراض الداخلية والخارجية. | عكاز كومفورت
MERIVAARA CORP | فنلندا | Finland | ME0000002977SFDAA00007 | Promerix | Promerix | Operation table
Lojer OY | فنلندا | Finland | ME0000010087SFDAA00001 | Lojer Scandia SC440 Prime | Operating table | Operating table
Lojer OY | فنلندا | Finland | ME0000010087SFDAA00030 | Lojer capre | Lojer capre | Recovery Chair
Serres Oy | فنلندا | Finland | ME0000010306SFDAA00002 | Suction bags | Suction system canister liner | Suction system canister liner
Serres Oy | فنلندا | Finland | ME0000010306SFDAA00003 | Pre-gelled suction bags | Suction system canister liner | Suction system canister liner
GE Healthcare Finland Oy | فنلندا | Finland | ME0000003349SFDAA00168 | FRAME TO CPU | Cable | cable
GE Healthcare Finland Oy | فنلندا | Finland | ME0000003349SFDAA00165 | CAR ESCAPE D19KT VEROl | 19-inch LCD Display with touchscreen | A display for CARESCAPE
GE Healthcare Finland Oy | فنلندا | Finland | ME0000003349SFDAA00167 | BEDRAIL HOOK UNIT, B450 | CARESCAPE Monitor B450 BEDRAIL HOOK | BEDRAIL HOOK
GE Healthcare Finland Oy | فنلندا | Finland | ME0000003349SFDAA00166 | CARESCAPE B450 BRH | Bedrail Hook version MBTO0l | Bedrail Hook
GE Healthcare Finland Oy | فنلندا | Finland | ME0000003349SFDAA00170 | Monitor Quick Mount | Quick Mount | A compatible tool for the GE B450 used to mount the monitor.
GE Healthcare Finland Oy | فنلندا | Finland | ME0000003349SFDAA00169 | USB Remote Control | MAX USB REMOTE GENERIC Rev E or hiQher | USB
Pharmia Oy | فنلندا | Finland | ME0000000821SFDAA00005 | Aerose Plus moisturizing nasal spray | Moisturizing nasal spray | moisturizing nasal spray
Lojer OY | فنلندا | Finland | ME0000010087SFDAA00016 | LOJER AFIA EXAMINATION TABLES | EXAMINATION TABLES | EXAMINATION TABLES
Niva Medical Oy | فنلندا | Finland | ME0000012250SFDAA00001 | Polar Frost Cold Gel | Polar Frost Cold Gel | Helps relieve the pain of muscles & joints | يساعد على تخفيف آلام العضلات والمفاصل
Lojer OY | فنلندا | Finland | ME0000010087SFDAA00017 | lojer 4050 x | lojer 4050 x | examination table
Optomed Oy | فنلندا | Finland | ME0000003561SFDAA00002 | Optomed Aurora Camera | Ophthalmic Camera | Optomed Aurora Camera is designed for use in a medical environment. Captured images and video are used for documentation and consultation. Optomed Aurora Camera has a memory card where captured images and recorded videos are saved. Optomed Aurora Camera is used with interchangeable optics modules Optomed Aurora Retinal Module and Optomed Aurora Anterior Module. Optics modules are attached to the camera with bayonet connectors.
Lojer Oy | فنلندا | Finland | ME0000001078SFDAA00019 | Optima | Delivery beds | Optima electric delivery beds are active non-invasive class 1 medical devices (EU Medical Device Regulation 2017/745, rule 13) for labour, delivery and recovery (LDR) in hospital maternity wards.
MERIVAARA CORP | فنلندا | Finland | ME0000002977SFDAA00008 | Practico | Practico | Operating table
Lojer OY | فنلندا | Finland | ME0000010087SFDAA00028 | Lojer 4040X | Lojer 4040X | General examination tables
Vyaire Medical Oy | فنلندا | Finland | ME0000000650SFDAA00034 | Vital Signs Cardiac Output | Vital Signs Cardiac Output | The cardiac output cables and probes help provide an accurate thermodilution cardiac output measurement.
Vyaire Medical Oy | فنلندا | Finland | ME0000002046SFDAA00001 | Vital Signs™ Invasive Blood Pressure Cable | Vital Signs™ Invasive Blood Pressure Cable | Vital Signs™ Invasive Blood Pressure Cable
Vyaire Medical Oy | فنلندا | Finland | ME0000002045SFDAA00003 | Vital Signs Diagnostic Cardiology ECG connector set | Vital Signs Diagnostic Cardiology ECG connector set | Vital Signs Diagnostic Cardiology ECG connector set
Vyaire Medical Oy | فنلندا | Finland | ME0000002040SFDAA00002 | Vital Signs Reusable Temperature probe | Vital Signs Reusable Temperature probe | Vital Signs Reusable Temperature probe
Vyaire Medical Oy | فنلندا | Finland | ME0000002042SFDAA00001 | Vital Signs™ Diagnostic Cardiology | Vital Signs™ Diagnostic Cardiology | Vital Signs™ Diagnostic Cardiology
Vyaire Medical Oy | فنلندا | Finland | ME0000002190SFDAA00010 | Multi Link X2 ECG Reusable Telemetry Adapter | Multi Link X2 ECG Reusable Telemetry Adapter | Multi Link X2 ECG Reusable Telemetry Adapter
Vyaire Medical Oy | فنلندا | Finland | ME0000002047SFDAA00001 | Multi-Link | Multi-Link | Multi-Link™ X2 - The simple, versatile, smart solution for ECG cables and leadwires. It allows standardization of ECG leadwires for all major monitoring platforms: GE™, Philips, Mindray, Nihon Kohden, and Spacelabs. Multi-Link X2 is fully compatibility tested in our FDA registered and inspected facility.
Vyaire Medical Oy | فنلندا | Finland | ME0000002044SFDAA00017 | Vital Signs | Vital Signs | Vital Signs Cable for CAM 14
GENANO OY AB | فنلندا | Finland | ME0000013893SFDAA00001 | Genano 5250 Air Decontamination Unit | Air Purification and Decontamination unit | Air Purification and Decontamination unit
Lojer OY | فنلندا | Finland | ME0000010087SFDAA00029 | LOJER 6801 | HYDRAULIC CHAIRS | HYDRAULIC CHAIRS
Pharmia Oy | فنلندا | Finland | ME0000000821SFDAA00004 | Aerose Moisturizing Nasal spray | Moisturizing Nasal spray | moisturizing nasal spray
Lojer OY | فنلندا | Finland | ME0000010087SFDAA00031 | Lojer Modux | Nursing Bed | Nursing bed designed to be used in institutions, care homes, and in home care.
Wipak Oy | فنلندا | Finland | ME0000004554SFDAA00037 | STERIKING® ProWrap SMX-2 | Steriking | Wrapping sheets for medical and pharmaceutical.
Wipak Oy | فنلندا | Finland | ME0000004554SFDAA00036 | STERIKING® LT-Blueline Self-Sealable Pouches | Steriking | Packaging material for medical and pharmaceutical.
Wipak Oy | فنلندا | Finland | ME0000004554SFDAA00034 | STERIKING® LT-Blueline Heat-Sealable Pouches | Steriking | Packaging material for medical and pharmaceutical.
Wipak Oy | فنلندا | Finland | ME0000004554SFDAA00038 | STERIKING® ProWrap SMX-3 Blue Heavy Duty | Steriking | Wrapping sheets for medical and pharmaceutical.
Wipak Oy | فنلندا | Finland | ME0000004554SFDAA00035 | STERIKING® LT-Blueline Heat-Sealable Rolls | Steriking | Packaging material for medical and pharmaceutical.
Wipak Oy | فنلندا | Finland | ME0000004554SFDAA00041 | STERIKING® See-Through Heat-Sealable Pouches | Steriking | Packaging material for medical and pharmaceutical.
Wipak Oy | فنلندا | Finland | ME0000004554SFDAA00039 | STERIKING® See-Through Gusseted Pouches | Steriking | Packaging material for medical and pharmaceutical.
Wipak Oy | فنلندا | Finland | ME0000004554SFDAA00043 | STERIKING® See-Through Gusseted Rolls | Steriking | Packaging material for medical and pharmaceutical.
Wipak Oy | فنلندا | Finland | ME0000004554SFDAA00042 | STERIKING® See-Through Self-Sealable Pouches | Steriking | Packaging material for medical and pharmaceutical.
Wipak Oy | فنلندا | Finland | ME0000004554SFDAA00040 | STERIKING® See-Through Heat-Sealable Rolls | Steriking | Packaging material for medical and pharmaceutical.
Wipak Oy | فنلندا | Finland | ME0000004554SFDAA00047 | STERIKING® Hot Air Rolls | Steriking | Wrapping sheets for medical and pharmaceutical.
Wipak Oy | فنلندا | Finland | ME0000004554SFDAA00052 | STERIKING® CombiWrap 7 SMX3/NGWL Sterilization Wrap | Steriking | Wrapping sheets for medical and pharmaceutical.
Wipak Oy | فنلندا | Finland | ME0000004554SFDAA00049 | STERIKING® TEX-Line Peel Pouches | Steriking | Wrapping sheets for medical and pharmaceutical.
Wipak Oy | فنلندا | Finland | ME0000004554SFDAA00044 | STERIKING® Crepe Papers | Steriking | Packaging material for medical and pharmaceutical.
Wipak Oy | فنلندا | Finland | ME0000004554SFDAA00053 | STERIKING® CombiWrap 8 SMX4/NGWL Sterilization Wrap | Steriking | Wrapping sheets for medical and pharmaceutical.
Wipak Oy | فنلندا | Finland | ME0000004554SFDAA00048 | STERIKING® Paper Bags | Steriking | Packaging material for medical and pharmaceutical.
Wipak Oy | فنلندا | Finland | ME0000004554SFDAA00046 | STERIKING® ProWrap SMX-4 Blue Super Duty | Steriking | Wrapping sheets for medical and pharmaceutical.
Wipak Oy | فنلندا | Finland | ME0000004554SFDAA00051 | STERIKING® CombiWrap 6 SMX2/NGWL Sterilization Wrap | Steriking | Wrapping sheets for medical and pharmaceutical.
Wipak Oy | فنلندا | Finland | ME0000004554SFDAA00050 | STERIKING® CombiWrap 5 SMX1/NGWL Sterilization Wrap | Steriking | Wrapping sheets for medical and pharmaceutical.
Wipak Oy | فنلندا | Finland | ME0000004554SFDAA00045 | STERIKING® ProWrap SMX-1 Blue Light | Steriking | Wrapping sheets for medical and pharmaceutical.
Lojer OY | فنلندا | Finland | ME0000010087SFDAA00032 | Lojer Baby Crib Trolley 381 | Baby Crib | Infant bed Baby Crib 381 is a handy aid for the nursing of newborns. The crib can be positioned across the bed of the mother, thus allowing convenient access to the baby. The large Ø100 mm castors make the crib easy to move and they are equipped with brakes (2 pcs) to hold the crib safely in place. Trendelenburg and anti-Trendelenburg adjustments are stepless. The baby Crib 381 is light to handle and easy to clean. Baby Cribs can be stacked together for transportation or storage. The frame is chrome plated and the crib of transparent acrylic.
Pharmia Oy | فنلندا | Finland | ME0000006925SFDAA00003 | Flonase nasal spray Menthol | Flonase nasal spray Menthol | بخاخ للأنف بالمنثول | يساعد علي ترطيب الأنف
Optomed Oyj | فنلندا | Finland | ME0000001378SFDAA00005 | Aurora Anterior Module | Exterior ophthalmic module | it is intended to capture digital images and video of the surface of the human eye and surrounding areas.
Optomed Oyj | فنلندا | Finland | ME0000001378SFDAA00006 | Aurora Charging Station | Charging station | it is used for charging the battery inside the camera and spare battery.
Optomed Oyj | فنلندا | Finland | ME0000001378SFDAA00004 | Aurora Camera | Medical Camera | it is used with dedicated optics modules intended to capture images and video of the fundus of the eye and surface of the eye.
Vyaire Medical Oy | فنلندا | Finland | ME0000014390SFDAA00043 | Vital Signs™ Leg Attachment Pad | Vital Signs™ Leg Attachment Pad | Vital Signs™ Leg Attachment Pad
Vyaire Medical Oy | فنلندا | Finland | ME0000014390SFDAA00042 | Vital Signs™ Fetal Spiral Electrode Cable | Vital Signs™ Fetal Spiral Electrode Cable | Vital Signs™ Fetal Spiral Electrode Cable
LM Instruments Oy | فنلندا | Finland | ME0000012281SFDAA00004 | LM-ErgoHold3 | LM-ErgoHold3 | Dental hand instrument
LM Instruments Oy | فنلندا | Finland | ME0000012281SFDAA00006 | LM-Servo5 | LM-Servo5 | Dental handinstrument
LM Instruments Oy | فنلندا | Finland | ME0000012281SFDAA00008 | LM-ServoMax | LM-ServoMax | Dental hand instrument
LM Instruments Oy | فنلندا | Finland | ME0000012281SFDAA00009 | LM-Slimlift | LM-Slimlift | Dental hand instrument
LM Instruments Oy | فنلندا | Finland | ME0000012281SFDAA00002 | LM-DarkDiamond | LM-DarkDiamond | Dental handinstrument
LM-Instruments Oy | فنلندا | Finland | ME0000007392SFDAA00006 | LM-ErgoSense | LM-ErgoSense | Dental hand instrument
LM Instruments Oy | فنلندا | Finland | ML0000000415SFDAA00010 | LM-Servo8 | LM-Servo8 | Dental hand instrument
LM Instruments Oy | فنلندا | Finland | ML0000000415SFDAA00014 | LM-LiftOut | LM-LiftOut | Dental hand instrument
LM Instruments Oy | فنلندا | Finland | ML0000000415SFDAA00006 | LM-TwistOut | LM-TwistOut | Dental handinstrument
LM Instruments Oy | فنلندا | Finland | ML0000000415SFDAA00011 | LM-Servo 5E | LM-Servo 5E | Dental hand instrument
LM Instruments Oy | فنلندا | Finland | ML0000000415SFDAA00015 | LM-Implant Misura MR | LM-Implant Misura MR | Dental hand instrument
LM Instruments Oy | فنلندا | Finland | ML0000000415SFDAA00022 | LM-ErgoSense | LM-ErgoSense | Dental handinstrument
LM Instruments Oy | فنلندا | Finland | ME0000012281SFDAA00007 | LM-Servo 8E | LM-Servo 8E | Dental hand instrument
LM Instruments Oy | فنلندا | Finland | ML0000000415SFDAA00026 | LM-ErgoSense | LM-ErgoSense | Dental handinstrument
LM Instruments Oy | فنلندا | Finland | ME0000012281SFDAA00005 | LM-RootOut | LM-RootOut | Dental hand instrument
LM Instruments Oy | فنلندا | Finland | ME0000012281SFDAA00001 | LM-ErgoSense | LM-ErgoSense | Dental handinstrument
LM Instruments Oy | فنلندا | Finland | ME0000012281SFDAA00003 | LM-ErgoSense | LM-ErgoSense | Dental hand instrument
LM Instruments Oy | فنلندا | Finland | ML0000000415SFDAA00027 | LM-SharpDiamond | LM-SharpDiamond | Dental handinstrument
LM Instruments Oy | فنلندا | Finland | ML0000000415SFDAA00024 | LM-ErgoSense | LM-ErgoSense | Dental hand instrument
LM Instruments Oy | فنلندا | Finland | ML0000000415SFDAA00021 | LM-ErgoSense | LM-ErgoSense | Dental hand instrument
LM Instruments Oy | فنلندا | Finland | ML0000000415SFDAA00018 | LM-DarkDiamond | LM-DarkDiamond | Dental hand instrument
LM Instruments Oy | فنلندا | Finland | ML0000000415SFDAA00025 | LM-ErgoSense | LM-ErgoSense | Dental hand instrument
Philips Oy Philips Medical Systems MR Finland | فنلندا | Finland | ME0000003291SFDAA00001 | GEOMETRIC QUALITY ASSURANCE PHANTOM | Quality-Assurance Radiologic Instrument
Philips Oy Philips Medical Systems MR Finland | فنلندا | Finland | ME0000003291SFDAA00002 | FlexTrak OR | Patient Transfer System
Philips Oy Philips Medical Systems MR Finland | فنلندا | Finland | ME0000003291SFDAA00003 | MR-RT CouchTop | Radiation therapy treatment planning positioning kit
Wipak Oy | فنلندا | Finland | ME0000004554SFDAA00001 | STERIKING® Heat-Sealable Dust Cover Bags | STERIKING
Wipak Oy | فنلندا | Finland | ME0000004554SFDAA00002 | STERIKING® Self-Sealable Dust Cover Bags | STERIKING
Wipak Oy | فنلندا | Finland | ME0000004554SFDAA00003 | STERIKING® Hot Air Rolls | STERIKING
Wipak Oy | فنلندا | Finland | ME0000004554SFDAA00004 | STERIKING® LT-Blueline Self-Sealable Pouches | STERIKING
Wipak Oy | فنلندا | Finland | ME0000004554SFDAA00005 | STERIKING® Crepe Papers | STERIKING
Wipak Oy | فنلندا | Finland | ME0000004554SFDAA00006 | STERIKING® Super Crepe Blue | STERIKING
Wipak Oy | فنلندا | Finland | ME0000004554SFDAA00007 | STERIKING® Soft Blue Nonwoven | STERIKING
Wipak Oy | فنلندا | Finland | ME0000004554SFDAA00008 | STERIKING® Super Soft Green Nonwoven | STERIKING
Wipak Oy | فنلندا | Finland | ME0000004554SFDAA00009 | STERIKING® ProWrap SMX-3 Blue Heavy Duty | STERIKING
Wipak Oy | فنلندا | Finland | ME0000004554SFDAA00010 | STERIKING® ProWrap SMX-4 Blue Super Duty | STERIKING
Wipak Oy | فنلندا | Finland | ME0000004554SFDAA00011 | STERIKING® ProWrap SMX-1 Blue Light | STERIKING
Wipak Oy | فنلندا | Finland | ME0000004554SFDAA00012 | STERIKING® ProWrap SMX-2 | STERIKING
Wipak Oy | فنلندا | Finland | ME0000004554SFDAA00013 | STERIKING CombiWrap 2® Super Crepe Blue/ Non Woven Super Soft Gr | STERIKING Combi Wrap
Wipak Oy | فنلندا | Finland | ME0000004554SFDAA00014 | STERIKING CombiWrap® Non Woven Soft Ble/Non Woven Super Soft | STERIKING Combi Wrap
Wipak Oy | فنلندا | Finland | ME0000004554SFDAA00015 | STERIKING® CombiWrap 5 SMX1/NGWL Sterilization Wrap | STERIKING Combi Wrap
Wipak Oy | فنلندا | Finland | ME0000004554SFDAA00016 | STERIKING® CombiWrap 6 SMX2/NGWL Sterilization Wrap | STERIKING Combi Wrap
Wipak Oy | فنلندا | Finland | ME0000004554SFDAA00017 | STERIKING® CombiWrap 7 SMX3/NGWL Sterilization Wrap | STERIKING Combi Wrap
Wipak Oy | فنلندا | Finland | ME0000004554SFDAA00018 | STERIKING® CombiWrap 8 SMX4/NGWL Sterilization Wrap | STERIKING Combi Wrap
Wipak Oy | فنلندا | Finland | ME0000004554SFDAA00019 | STERIKING® See-Through Heat-Sealable Pouches | STERIKING
Wipak Oy | فنلندا | Finland | ME0000004554SFDAA00020 | STERIKING® See-Through Gusseted Pouches | STERIKING
Wipak Oy | فنلندا | Finland | ME0000004554SFDAA00021 | STERIKING® See-Through Heat-Sealable Rolls | STERIKING
Wipak Oy | فنلندا | Finland | ME0000004554SFDAA00022 | STERIKING® See-Through Gusseted Rolls | STERIKING
Wipak Oy | فنلندا | Finland | ME0000004554SFDAA00023 | STERIKING® See-Through Self-Sealable Pouches | STERIKING
Wipak Oy | فنلندا | Finland | ME0000004554SFDAA00024 | STERIKING® LT-Blueline Heat-Sealable Pouches | STERIKING
Wipak Oy | فنلندا | Finland | ME0000004554SFDAA00025 | STERIKING® LT-Blueline Rolls | STERIKING
Wipak Oy | فنلندا | Finland | ME0000004554SFDAA00026 | STERIKING® TEX-Line Peel Pouches | STERIKING
Wipak Oy | فنلندا | Finland | ME0000004554SFDAA00027 | STERIKING® Paper Bags | STERIKING
LM Instruments Oy | فنلندا | Finland | ME0000000239SFDAA00002 | OKI | Bed Head Unit
Medrian Oy | فنلندا | Finland | ME0000007173SFDAA00001 | HELPie | biteblock tongue holder saliva suction |  | جهاز تنظيف الأسنان
GE Healthcare Finland Oy | فنلندا | Finland | ME0000003349SFDAA00158 | Invasive Blood Pressure Cable | Trunk Cables
GE Healthcare Finland Oy | فنلندا | Finland | ME0000003349SFDAA00159 | Temperature Cable | Trunk Cables
GE Healthcare Finland Oy | فنلندا | Finland | ME0000003349SFDAA00160 | Cardiac Output Cable | Trunk Cabels
GE Healthcare Finland Oy | فنلندا | Finland | ME0000003349SFDAA00161 | IBP Dual Adapter | Trunk Cable
GE Healthcare Finland Oy | فنلندا | Finland | ME0000003349SFDAA00162 | ECG Trunk Cable | ECG Cables and leadwires
GE Healthcare Finland Oy | فنلندا | Finland | ME0000003349SFDAA00163 | DIN Converters | ECG Cables and Leadwires
GE Healthcare Finland Oy | فنلندا | Finland | ME0000003349SFDAA00164 | ECG Trunk cables | ECG Cables and Leadwires
Ab HUR Oy | فنلندا | Finland | ME0000009582SFDAA00001 | Leg extension / Curl | Leg extension / Curl
Ab HUR Oy | فنلندا | Finland | ME0000009582SFDAA00002 | Exerciser Arm | Exerciser Arm
Ab HUR Oy | فنلندا | Finland | ME0000009582SFDAA00003 | Exercise Chest | Exercise Chest
Ab HUR Oy | فنلندا | Finland | ME0000009582SFDAA00004 | Exercise Shoulder | Exercise Shoulder
Ab HUR Oy | فنلندا | Finland | ME0000009582SFDAA00005 | Exerciser Leg & Ankle | Exerciser Leg & Ankle
Ab HUR Oy | فنلندا | Finland | ME0000009582SFDAA00006 | Exercise Back | Exercise Back
Lojer OY | فنلندا | Finland | ME0000010087SFDAA00003 | LOJER MANUTHERA 242 | LOJER MANUTHERA 242 | Table
Planmeca Oy | فنلندا | Finland | ME0000007759SFDAA00010 | Planmeca Solanna | Dental operating light
Planmeca Oy | فنلندا | Finland | ME0000007759SFDAA00011 | Planmeca SingLED | Planmeca SingLED
Onbone Oy | فنلندا | Finland | ME0000000323SFDAA00001 | Woodcast 1mm Ribbon Non vented | Casting and Splinting Product
Onbone Oy | فنلندا | Finland | ME0000000323SFDAA00002 | Woodcast 1mm Rigid Non vented | Casting and Splinting Product
Onbone Oy | فنلندا | Finland | ME0000000323SFDAA00003 | Woodcast 2mm 4 in 1 Rigid Vented | Casting and Splinting Product
Onbone Oy | فنلندا | Finland | ME0000000323SFDAA00004 | Woodcast 2mm Rigid Non Vented | Casting and Splinting Product
Onbone Oy | فنلندا | Finland | ME0000000323SFDAA00005 | Woodcast 2mm Soft Vented | Casting and Splinting Product
Onbone Oy | فنلندا | Finland | ME0000000323SFDAA00006 | Woodcast 2mm Soft Non Vented | Casting and Splinting Product
Onbone Oy | فنلندا | Finland | ME0000000323SFDAA00007 | Woodcast 4mm Rigid Vented | Casting and Splinting Product
Onbone Oy | فنلندا | Finland | ME0000000323SFDAA00008 | Woodcast 4 mm Rigid Non Vented | Casting and Splinting Product
Onbone Oy | فنلندا | Finland | ME0000000323SFDAA00009 | Air Padding | Padding material
Onbone Oy | فنلندا | Finland | ME0000000323SFDAA00010 | Adhesive Air Padding | Padding material
Onbone Oy | فنلندا | Finland | ME0000000323SFDAA00011 | Edging Tape | Edging tape
Onbone Oy | فنلندا | Finland | ME0000000323SFDAA00012 | Freeze Spray | Freeze Spray
Onbone Oy | فنلندا | Finland | ME0000000323SFDAA00013 | Onbone Express Heater | Heating Device
Onbone Oy | فنلندا | Finland | ME0000000323SFDAA00014 | Woodcast Hook | Hook fasterner
Onbone Oy | فنلندا | Finland | ME0000000323SFDAA00015 | Woodcast Loop | Loop Fastener
Onbone Oy | فنلندا | Finland | ME0000000323SFDAA00016 | Woodcast Elastic Loop | Flexible and soft fastener
Onbone Oy | فنلندا | Finland | ME0000000323SFDAA00017 | Onbone Flatbed Heater | Heating Device
Onbone Oy | فنلندا | Finland | ME0000000323SFDAA00018 | Woodcast 2mm Rigid Vented | Casting and Splinting Product
Onbone Oy | فنلندا | Finland | ME0000000323SFDAA00019 | Woodcast 2mm Rigid Vented Folded | Casting and Splinting Product
Onbone Oy | فنلندا | Finland | ME0000000323SFDAA00020 | Woodcast Stockinette | Polyester fabric for casts and orthoses
Lojer OY | فنلندا | Finland | ME0000010087SFDAA00002 | LOJER 4040XL | LOJER 4040XL | Table
LYMED Oy | فنلندا | Finland | ME0000006848SFDAA00001 | Lymed Skin Pressure Sternal strap | Pressure Sternal Strap | Skin Pressure Sternal strap
LYMED Oy | فنلندا | Finland | ME0000006848SFDAA00002 | Lymed Skin Pressure head gear Chin Strap Head Band | Pressure Chin Strap Head Band | Skin Pressure head gear Chin Strap Head Band
LYMED Oy | فنلندا | Finland | ME0000006848SFDAA00003 | Lymed Skin Pressure Body | Pressure Body | Skin Pressure Body
LYMED Oy | فنلندا | Finland | ME0000006848SFDAA00004 | Lymed Skin Pressure Pants | Pressure Pants | Skin Pressure Pants
LYMED Oy | فنلندا | Finland | ME0000006848SFDAA00005 | Lymed Skin Pressure Sleeve | Pressure Sleeve | Skin Pressure Sleeve
LYMED Oy | فنلندا | Finland | ME0000006848SFDAA00006 | Lymed Skin Pressure Glove | Pressure Glove | Skin Pressure Glove
LYMED Oy | فنلندا | Finland | ME0000006848SFDAA00007 | Lymed Skin Pressure Vest | Pressure Vest | Skin Pressure Vest
GE Healthcare Finland Oy | فنلندا | Finland | ME0000003349SFDAA00202 | Nellcor Cabel | SpO2 Interconnect cable | Nellcor Compatible Sp02 Interconnect Cables
GE Healthcare Finland Oy | فنلندا | Finland | ME0000003349SFDAA00204 | Centricity High Acuity Critical Care | Patient health record information system | Patient health record information system
GE Healthcare Finland Oy | فنلندا | Finland | ME0000003349SFDAA00203 | Centricity High Acuity Anesthesia | Patient Health Record Information System | Patient Health Record Information System
Vyaire Medical Oy | فنلندا | Finland | ME0000002046SFDAA00002 | Multi-Link™ | Multi-Link™ | Multi-Link™
Vyaire Medical Oy | فنلندا | Finland | ME0000002046SFDAA00002 | Multi-Link™ | Multi-Link™ | Multi-Link™
GE Healthcare Finland Oy | فنلندا | Finland | ME0000003349SFDAA00207 | Foam Wrap | TruSignal Accessories | TruSignal Accessories
GE Healthcare Finland Oy | فنلندا | Finland | ME0000003349SFDAA00209 | Replacement Tape Wide | TruSignal Accessories | TruSignal Accessories
GE Healthcare Finland Oy | فنلندا | Finland | ME0000003349SFDAA00208 | Replacement Headband | TruSignal Accessories | TruSignal Accessories
Vyaire Medical Oy | فنلندا | Finland | ME0000014390SFDAA00041 | Multi-Link™ | Multi-Link™ | Multi-Link™
GE Healthcare Finland Oy | فنلندا | Finland | ME0000003349SFDAA00211 | ECG Trunk Cable | ECG Cable | reusable ECG trunk cable
GE Healthcare Finland Oy | فنلندا | Finland | ME0000003349SFDAA00215 | Temperature Cable | Trunk Cable | Trunk Cable
GE Healthcare Finland Oy | فنلندا | Finland | ME0000003349SFDAA00219 | ECG Leadwire Set | ECG Leadwire | ECG Leadwire
GE Healthcare Finland Oy | فنلندا | Finland | ME0000003349SFDAA00218 | Cardiac Output Cable | Trunk Cable | Trunk Cable
GE Healthcare Finland Oy | فنلندا | Finland | ME0000003349SFDAA00212 | IBP Cable | Trunk Cable | Trunk Cable
Merivaara | فنلندا | Finland | ME0000002105SFDAA00005 | Rapido | Rapido operating table | This medical device is transportable and its adjustments are mechanical. The height adjustment is driven by a hydraulic foot pump and table top adjustments are assisted with gas springs. Materials used in the table are mainly powder-coated or stainless steel.
Dassiet Oy | فنلندا | Finland | ME0000003644SFDAA00139 | PROCAST Stockinette | Polyester fabric for casts and orthoses | Polyester fabric for casts and orthoses
Dassiet Oy | فنلندا | Finland | ME0000003639SFDAA00004 | PROCAST Express heater | Heating Device | Heating Device
Dassiet Oy | فنلندا | Finland | ME0000003632SFDAA00021 | Woodcast Soft Solid | Casting and Splinting Product | mouldable and remouldable material suitable for all casting and splinting work.
Dassiet Oy | فنلندا | Finland | ME0000003631SFDAA00033 | Woodcast 2mm Solid | Casting and Splinting Product | It is a completely non-toxic and perfectly mouldable and remouldable material suitable for all casting and splinting work. Manufactured from clean wood and biodegradable plastic, Woodcast can be moulded without water – or rubber gloves.
Dassiet Oy | فنلندا | Finland | ME0000003638SFDAA00004 | PROCAST Freeze Spray | Freeze Spray | Spray to cool down Woodcast
Dassiet Oy | فنلندا | Finland | ME0000003643SFDAA00006 | PROCAST Flatbed Heater | PROCAST Heating Device | Heating Device
Dassiet Oy | فنلندا | Finland | ME0000003645SFDAA00019 | PROCAST Edging tape | Edging tape | Edging Tape for the cast
Dassiet Oy | فنلندا | Finland | ME0000003637SFDAA00037 | PROCAST Adhesive Air Padding | Padding material | Padding material for casting and orthoses
Dassiet Oy | فنلندا | Finland | ME0000003642SFDAA00003 | PROCAST Elastic Loop | Flexible fastener | Flexible and soft fastener
Dassiet Oy | فنلندا | Finland | ME0000003628SFDAA00014 | WOODCAST 1mm Ribbon | Casting and Splinting Product | it is a completely non-toxic and perfectly mouldable and remouldable material suitable for all casting and splinting work. Manufactured from clean wood and biodegradable plastic, Woodcast can be moulded without water – or rubber gloves.
Dassiet Oy | فنلندا | Finland | ME0000003635SFDAA00001 | Woodcast 4 mm Solid | Casting and Splinting Product | Mouldable and remouldable material suitable for all casting and splinting work.
Dassiet Oy | فنلندا | Finland | ME0000003641SFDAA00003 | PROCAST Hook | Hook fasterner | Casts and orthoses Hook
Dassiet Oy | فنلندا | Finland | ME0000003630SFDAA00004 | Woodcast 2mm 4in1 | Casting and Splinting Product | It is a completely non-toxic and perfectly mouldable and remouldable material suitable for all casting and splinting work. Manufactured from clean wood and biodegradable plastic, Woodcast can be moulded without water – or rubber gloves.
LYMED Oy | فنلندا | Finland | ME0000006848SFDAA00009 | Lymed Pressure Bra | Pressure Bra | Pressure treatment is used for several indications. Garments are used to create outside pressure to the body. | مشدات ضاغطة
LYMED Oy | فنلندا | Finland | ME0000006848SFDAA00010 | Lymed Post-Operation Strong Abdominal Band | Strong Abdominal Band | Pressure treatment is used for several indications. Garments are used to create outside pressure to the body.
ArjoHuntleigh AB | فيتنام | Vietnam | ME0000009245SFDAA00001 | SBAR PDPS 4PT CLIP OPEN QC | Spreader bar
ArjoHuntleigh AB | فيتنام | Vietnam | ME0000009245SFDAA00002 | CARRY BAR 2H | Spreader bar
ArjoHuntleigh AB | فيتنام | Vietnam | ME0000009245SFDAA00003 | SBAR DPS-MAN 4PT CLIP QC | Spreader bar
ArjoHuntleigh AB | فيتنام | Vietnam | ME0000009245SFDAA00004 | SBAR 4PT LOOP QC | Spreader bar
ArjoHuntleigh AB | فيتنام | Vietnam | ME0000009245SFDAA00005 | Powered DPS Combi Spreader Bar | Spreader bar
ArjoHuntleigh AB | فيتنام | Vietnam | ME0000009245SFDAA00006 | Loop Medium Combi Spreader Bar | Spreader Bar
ArjoHuntleigh AB | فيتنام | Vietnam | ME0000009245SFDAA00007 | Manual DPS Combi - 227kg | Spreader bar
ArjoHuntleigh AB | فيتنام | Vietnam | ME0000009245SFDAA00008 | Stretcher Combi | Spreader Bar
Sklar | فيتنام | Vietnam | ME0000008789SFDAA00001 | Forceps Podiatry | Forceps Podiatry
Binh Nam Tan JSC | فيتنام | Vietnam | ME0000016769SFDAA00001 | FACE MASK | FACE MASK | Face masks to prevent the spread of disease.
Binh Nam Tan JSC | فيتنام | Vietnam | ME0000016908SFDAA00001 | FACE MASK | FACE MASK | Face masks to prevent the spread of disease.
ANH NHAT JEAN TRADING PRODUCTION COMPANY LIMITED | فيتنام | Vietnam | ME0000017210SFDAA00001 | MEDICAL DISPOSABLE FACE MASK | MEDICAL DISPOSABLE FACE MASK | single use medical face mask
ANH NHAT JEAN TRADING PRODUCTION COMPANY LIMITED | فيتنام | Vietnam | ME0000017210SFDAA00001 | MEDICAL DISPOSABLE FACE MASK | MEDICAL DISPOSABLE FACE MASK | single use medical face mask
HAI THINH INVESTMENT NEW TECHNOLOGY JOINT STOCK COMPANY | فيتنام | Vietnam | ME0000016937SFDAA00001 | FACE MASK | FACE MASK | DISPOSABLE FACE MASK
Hai Thinh Investment New Technology J.S.C | فيتنام | Vietnam | ME0000017573SFDAA00001 | HT Pharma Antibacterial Medical Face Mask | Face Mask | face mask
Diligo Holdings Joint Stock Company | فيتنام | Vietnam | ME0000017908SFDAA00001 | Niva Face mask | Face mask | Disposable Face Mask
LAM Khang General Joint Stock Company | فيتنام | Vietnam | ME0000000994SFDAA00015 | Nano Care Nasal Rinse Kit | Nano Care Nasal Rinse Kit | نانو كير غسول الأنف | نانو كير غسول الأنف يساعد علي التقليل من اغراض إحتقان الانف
Top Glove Vietnam Co., Ltd | فيتنام | Vietnam | ME0000002871SFDAA00001 | Vinyl Examination Gloves Powder Free | Vinyl Examination Gloves Powder Free | Vinyl Examination Gloves Powder Free
Demophorius Ltd | قبرص | Cyprus | ME0000004476SFDAA00029 | Demotek NITRILE EXAMINATION GLOVES POWDER FREE | Demotek | NIRILE EXAMINATION GLOVE POWDER FREE
Demophorius Ltd | قبرص | Cyprus | ME0000004476SFDAA00030 | Demotek LATEX EXAMINATION GLOVES POWDER FREE | Demotek | LATEX EXAMINATION GLOVES PF, TEX
Demophorius Limited | قبرص | Cyprus | ME0000002241SFDAA00009 | Demotek VINYL EXAMINATION GLOVES POWDER FREE | Demotek | VINYL EXAMINATION GLOVES, PF
Molnlycke Health Care AB | كمبوديا | Cambodia | ME0000000930SFDAA00002 | Isolation Gown | Isolation Gown | Isolation Gown
Molnlycke Health Care AB | كمبوديا | Cambodia | ME0000000930SFDAA00003 | BARRIER Warm up Jacket | BARRIER Warm up Jacket | Warm up Jacket
Molnlycke Health Care AB | كمبوديا | Cambodia | ME0000000930SFDAA00001 | Barrier Surgical Hood | Surgical Hood
Change Healthcare Canada Company | كندا | Canada | ME0000006207SFDAA00001 | Change Healthcare Image Repository | 3.1 | Medical Software
Change Healthcare Canada Company | كندا | Canada | ME0000006207SFDAA00001 | Change Healthcare Image Repository | 3.1 | Medical Software
Change Healthcare Canada Company | كندا | Canada | ME0000006207SFDAA00001 | Change Healthcare Image Repository | 3.1 | Medical Software
Verathon Medical Canada ULC | كندا | Canada | ME0000008168SFDAA00001 | GlideRite | Rigid Stylet | Laryngoscope intubation Blade
INNOVERE MEDICAL INC. | كندا | Canada | ME0000001011SFDAA00005 | Innovision™ Display System | MRI infotainment display | Display systems.
Spa Dent Inc. | كندا | Canada | ME0000011233SFDAA00006 | PROPHY PASTE + WHITENING | PROPHY PASTE + WHITENING | Cleaning and Polishing Paste
Change Healthcare Canada Company | كندا | Canada | ME0000002238SFDAA00011 | Change Healthcare Image Repository | Image System | standalone medical image and information management storage system
Natus Medical Incorporated, DBA Excel - Tech Ltd. (XLTEK) | كندا | Canada | ME0000006691SFDAA00002 | RetCam Envision Lens | Ophthalmic imaging system | RetCam Envision 130 Degrees Lens
Natus Medical Incorporated, DBA Excel - Tech Ltd. (XLTEK) | كندا | Canada | ME0000006691SFDAA00001 | RetCam Envision System | Ophthalmic imaging system | RetCam Envision System
Zimmer CAS | كندا | Canada | ME0000001923SFDAA00037 | X- PSI IMAGING calibration Kit | Accessories Calibration object (reusable). | X- PSI IMAGING calibration Kit
Derma Sciences, Inc | كندا | Canada | ME0000012734SFDAA00012 | Medihoney Barrier Cream | Medihoney Barrier Cream | MEDIHONEY Barrier Cream can be applied to Intact and at-risk skin to provide protection from body fluids and moisture. It can be applied around wounds and under skin folds where a protective barrier will help prevent skin breakdown. The cream can also be applied under wound dressings and incontinence pads where the skin can be at-risk of damage. MEDIHONEY Barrier Cream helps maintain the skin's barrier properties and maintain skin moisture | يمكن وضع كريم ميديهني العازل على البشرة السليمة والمعرضة للخطر لتوفير الحماية من سوائل الجسم والرطوبة. يمكن وضعه حول الجروح وتحت الجلد حيث يساعد الحاجز الواقي على منع تضرر الجلد. يمكن أيضًا وضع الكريم تحت ضمادات الجروح والحفاظات حيث يمكن أن يكون الجلد عرضة للتلف. يساعد الكريم في الحفاظ على خصائص حاجز البشرة والحفاظ على رطوبة البشرة.
BATRIK Medical Manufacturing Inc | كندا | Canada | ME0000001917SFDAA00183 | INSTRUMENT PROTECTORS | INSTRUMENT PROTECTORS | Single-use medical devices tips and edges instruments protectors | حامي الأدوات الجراحية خلال عملية التعقيم
BATRIK Medical Manufacturing Inc | كندا | Canada | ME0000001917SFDAA00182 | ID TAPE | Identification Tape | Identification Tape
BATRIK Medical Manufacturing Inc | كندا | Canada | ME0000001917SFDAA00181 | Your First ™ Enzymatic Sponge Kits | ENZYMATIC BEDSIDE SPONGE KITS | ENZYMATIC BEDSIDE SPONGE KITS
BATRIK Medical Manufacturing Inc | كندا | Canada | ME0000001917SFDAA00186 | ALL Purpose Brushes | ALL Purpose Brushes | All purpose brushes for instrument cleaning | فرشاة متعددة الاستخدامات للتنظيف
BATRIK Medical Manufacturing Inc | كندا | Canada | ME0000001917SFDAA00190 | Flat Brushes | Flat Brushes | Instrument cleaning Flat Brushes
BATRIK Medical Manufacturing Inc | كندا | Canada | ME0000001917SFDAA00191 | V-Brush™ | External Cleaning Brushes | External Cleaning Brushes for endoscopes / optical instruments
BATRIK Medical Manufacturing Inc | كندا | Canada | ME0000001917SFDAA00187 | ARC™ | disposable & reusable channel brush | disposable & reusable channel brush available in both flexible and rigid varieties and come in a multitude of sizes. | فرشاة لتنظيف اللآلات
BATRIK Medical Manufacturing Inc | كندا | Canada | ME0000001917SFDAA00188 | DAYBRUSH™ | Channel Brushes | Channel Brushes can be used for cleaning endoscopes for an entire day. | فرشاة لتنظيف اللآلات
BATRIK Medical Manufacturing Inc | كندا | Canada | ME0000001917SFDAA00189 | Reusable In-Brush™ | Reusable Twisted Wire Brushes | Reusable Twisted Wire Brushes | فرشاة متعددة الاستخدامات لتنظيف الآلات
Natus Medical Incorporated | كندا | Canada | ME0000007848SFDAA00002 | Biliband | Neonatal Eye Shields | Neonatal Eye Shields
natus medical incorporated DBA Excel Tech Ltd XLTEK | كندا | Canada | ME0000008169SFDAA00001 | OBM Positioning Strips | OBM Positioning Strips | .
Verathon Medical (canada) ULC | كندا | Canada | ME0000009419SFDAA00019 | GlideScope® Core™ 10 | GlideScope® Core™ 10 | Designed to deliver clear airway views and enable rapid intubation
Verathon Medical (canada) ULC | كندا | Canada | ME0000009419SFDAA00025 | GlideScope® Titanium LoPro T4 | GlideScope® Titanium LoPro T4 | Laryngoscope handpieces
Verathon Medical (canada) ULC | كندا | Canada | ME0000009419SFDAA00029 | GlideScope® Titanium MAC T4 | GlideScope® Titanium MAC T4 | Laryngoscope handpieces
Verathon Medical (canada) ULC | كندا | Canada | ME0000009419SFDAA00028 | GlideScope® Titanium MAC T3 | GlideScope® Titanium MAC T3 | Laryngoscope handpieces
Verathon Medical (canada) ULC | كندا | Canada | ME0000009419SFDAA00027 | GlideScope® Titanium LoPro T3 | GlideScope® Titanium LoPro T3 | Laryngoscope handpieces
Verathon Medical (canada) ULC | كندا | Canada | ME0000009419SFDAA00021 | GlideScope® Core™ Video Cable | GlideScope® Core™ Video Cable | Reusable Video Cable
Verathon Medical (canada) ULC | كندا | Canada | ME0000009419SFDAA00026 | GlideScope® Titanium LoPro T2 | GlideScope® Titanium LoPro T2 | Laryngoscope handpieces
Verathon Medical (canada) ULC | كندا | Canada | ME0000009419SFDAA00023 | GlideScope® Core™ Smart Cable | GlideScope® Core™ Smart Cable | Reusable Video Cable
Verathon Medical (canada) ULC | كندا | Canada | ME0000009419SFDAA00023 | GlideScope® Core™ Smart Cable | GlideScope® Core™ Smart Cable | Reusable Video Cable
Verathon Medical (canada) ULC | كندا | Canada | ME0000009419SFDAA00023 | GlideScope® Core™ Smart Cable | GlideScope® Core™ Smart Cable | Reusable Video Cable
Verathon Medical (canada) ULC | كندا | Canada | ME0000009419SFDAA00023 | GlideScope® Core™ Smart Cable | GlideScope® Core™ Smart Cable | Reusable Video Cable
Verathon Medical (canada) ULC | كندا | Canada | ME0000009419SFDAA00020 | GlideScope® Core™ 10 Monitor Kit | GlideScope® Core™ 10 Monitor Kit | Video Monitor
Verathon Medical (canada) ULC | كندا | Canada | ME0000009419SFDAA00034 | GlideScope® Core™ 10 Premium Configuration with Smart Cable | GlideScope® Core™ 10 Premium Configuration with Smart Cable | qualified professionals to obtain a clear, unobstructed view of the airway and vocal cords for medical procedures.
Verathon Medical (canada) ULC | كندا | Canada | ME0000009419SFDAA00031 | GlideScope® Core™ Basic Workstation | GlideScope® Core™ Basic Workstation | Mobile mount/stand/cart
Verathon Medical (canada) ULC | كندا | Canada | ME0000009419SFDAA00035 | GlideScope® Core™ 10 Basic Configuration with Video Cable and Reusable Blade | GlideScope® Core™ 10 Basic Configuration with Video Cable and Reusable Blade | qualified professionals to obtain a clear, unobstructed view of the airway and vocal cords for medical procedures.
Verathon Medical (canada) ULC | كندا | Canada | ME0000009419SFDAA00035 | GlideScope® Core™ 10 Basic Configuration with Video Cable and Reusable Blade | GlideScope® Core™ 10 Basic Configuration with Video Cable and Reusable Blade | qualified professionals to obtain a clear, unobstructed view of the airway and vocal cords for medical procedures.
Verathon Medical (canada) ULC | كندا | Canada | ME0000009419SFDAA00032 | GlideScope® Core™ 10 Premium Configuration with Smart Cable and Video Baton 2.0 Large (3-4) | GlideScope® Core™ 10 Premium Configuration with Smart Cable and Video Baton 2.0 Large (3-4) | qualified professionals to obtain a clear, unobstructed view of the airway and vocal cords for medical procedures.
Verathon Medical (canada) ULC | كندا | Canada | ME0000009419SFDAA00036 | GlideScope® Core™ 10 Basic Configuration with Smart Cable | GlideScope® Core™ 10 Basic Configuration with Smart Cable | qualified professionals to obtain a clear, unobstructed view of the airway and vocal cords for medical procedures.
Verathon Medical (canada) ULC | كندا | Canada | ME0000009419SFDAA00030 | GlideScope® Core™ Premium Workstation | GlideScope® Core™ Premium Workstation | Mobile mount/stand/cart
Verathon Medical (canada) ULC | كندا | Canada | ME0000009419SFDAA00033 | GlideScope® Core™ 10 Premium Configuration with Video Cable and Reusable Blade | GlideScope® Core™ 10 Premium Configuration with Video Cable and Reusable Blade | qualified professionals to obtain a clear, unobstructed view of the airway and vocal cords for medical procedures.
Verathon Medical (canada) ULC | كندا | Canada | ME0000009418SFDAA00041 | GlideScope® Video Monitor | NA | Portable Laryngoscope Video Monitor
Verathon Medical (canada) ULC | كندا | Canada | ME0000009418SFDAA00043 | GlideScope® AVL Video Baton 1-2 | NA | Portable Laryngoscope Video Baton
Verathon Medical (canada) ULC | كندا | Canada | ME0000009418SFDAA00044 | GlideScope® AVL Video Baton 3-4 | NA | Portable Laryngoscope Video Baton
Verathon Medical (canada) ULC | كندا | Canada | ME0000009418SFDAA00042 | GlideScope® AVL Reusable | NA | Laryngoscope handpieces
Verathon Medical (canada) ULC | كندا | Canada | ME0000009418SFDAA00004 | GlideScope® Core™ 15 Monitor | GlideScope® Core™ 15 Monitor | GlideScope Core is an all‑in‑one system offering immediate access to the tools you need to visualize the airway. Designed around a 10” or 15” high‑definition, touchscreen monitor and comprehensive workstation, GlideScope Core delivers elevated visibility and improved workflow.
Verathon Medical (canada) ULC | كندا | Canada | ME0000009418SFDAA00030 | GlideScope® Core™ 15 Premium Configuration with GlideScope Core OneTouch Smart Cable, Video Baton 2.0 Large (3-4) , QuickConnect Cable | GlideScope® Core™ 15 Premium Configuration with GlideScope Core OneTouch Smart Cable, Video Baton 2.0 Large (3-4) , QuickConnect Cable | GlideScope Core is an all‑in‑one system offering immediate access to the tools you need to visualize the airway. Designed around a 10” or 15” high‑definition, touchscreen monitor and comprehensive workstation, GlideScope Core delivers elevated visibility and improved workflow.
Verathon Medical (canada) ULC | كندا | Canada | ME0000009418SFDAA00040 | GlideScope® Core™ 15 Premium Configuration with Video Cable, Reusable Blade and GlideScope QuickConnect Cable | GlideScope® Core™ 15 Premium Configuration with Video Cable, Reusable Blade and GlideScope QuickConnect Cable | GlideScope Core is an all‑in‑one system offering immediate access to the tools you need to visualize the airway. Designed around a 10” or 15” high‑definition, touchscreen monitor and comprehensive workstation, GlideScope Core delivers elevated visibility and improved workflow.
Verathon Medical (canada) ULC | كندا | Canada | ME0000009418SFDAA00037 | GlideScope® Core™ 15 Premium Configuration with GlideScope Core OneTouch Smart Cable and Video Baton 2.0 Large (3-4) | GlideScope® Core™ 15 Premium Configuration with GlideScope Core OneTouch Smart Cable and Video Baton 2.0 Large (3-4) | GlideScope Core is an all‑in‑one system offering immediate access to the tools you need to visualize the airway. Designed around a 10” or 15” high‑definition, touchscreen monitor and comprehensive workstation, GlideScope Core delivers elevated visibility and improved workflow.
Verathon Medical (canada) ULC | كندا | Canada | ME0000009418SFDAA00031 | GlideScope® Core™ 15 Premium Configuration with GlideScope Core OneTouch Smart Cable | GlideScope® Core™ 15 Premium Configuration with GlideScope Core OneTouch Smart Cable | GlideScope Core is an all‑in‑one system offering immediate access to the tools you need to visualize the airway. Designed around a 10” or 15” high‑definition, touchscreen monitor and comprehensive workstation, GlideScope Core delivers elevated visibility and improved workflow.
Verathon Medical (canada) ULC | كندا | Canada | ME0000009418SFDAA00038 | GlideScope® Core™ OneTouch Cable | GlideScope® Core™ OneTouch Cable | GlideScope Core is an all‑in‑one system offering immediate access to the tools you need to visualize the airway. Designed around a 10” or 15” high‑definition, touchscreen monitor and comprehensive workstation, GlideScope Core delivers elevated visibility and improved workflow.
Verathon Medical (canada) ULC | كندا | Canada | ME0000009418SFDAA00036 | GlideScope® Core™ 15 Premium Configuration with GlideScope QuickConnect Cable | GlideScope® Core™ 15 Premium Configuration with GlideScope QuickConnect Cable | GlideScope Core is an all‑in‑one system offering immediate access to the tools you need to visualize the airway. Designed around a 10” or 15” high‑definition, touchscreen monitor and comprehensive workstation, GlideScope Core delivers elevated visibility and improved workflow.
Verathon Medical (canada) ULC | كندا | Canada | ME0000009418SFDAA00034 | GlideScope® Core™ 15 Premium Configuration with Smart Cable, Video Baton 2.0 Large (3-4) and GlideScope QuickConnect Cable | GlideScope® Core™ 15 Premium Configuration with Smart Cable, Video Baton 2.0 Large (3-4) and GlideScope QuickConnect Cable | GlideScope Core is an all‑in‑one system offering immediate access to the tools you need to visualize the airway. Designed around a 10” or 15” high‑definition, touchscreen monitor and comprehensive workstation, GlideScope Core delivers elevated visibility and improved workflow.
Verathon Medical (canada) ULC | كندا | Canada | ME0000009418SFDAA00018 | GlideScope® Core™ QuickConnect Cable | GlideScope® Core™ QuickConnect Cable | GlideScope Core is an all‑in‑one system offering immediate access to the tools you need to visualize the airway. Designed around a 10” or 15” high‑definition, touchscreen monitor and comprehensive workstation, GlideScope Core delivers elevated visibility and improved workflow.
Verathon Medical (canada) ULC | كندا | Canada | ME0000009418SFDAA00032 | GlideScope® Core™ 15 Premium Configuration with Video Cable and Reusable Blade | GlideScope® Core™ 15 Premium Configuration with Video Cable and Reusable Blade | GlideScope Core is an all‑in‑one system offering immediate access to the tools you need to visualize the airway. Designed around a 10” or 15” high‑definition, touchscreen monitor and comprehensive workstation, GlideScope Core delivers elevated visibility and improved workflow.
Verathon Medical (canada) ULC | كندا | Canada | ME0000009418SFDAA00039 | GlideScope® Core™ 15 Premium Configuration with GlideScope Core OneTouch Smart Cable and GlideScope QuickConnect Cable | GlideScope® Core™ 15 Premium Configuration with GlideScope Core OneTouch Smart Cable and GlideScope QuickConnect Cable | GlideScope Core is an all‑in‑one system offering immediate access to the tools you need to visualize the airway. Designed around a 10” or 15” high‑definition, touchscreen monitor and comprehensive workstation, GlideScope Core delivers elevated visibility and improved workflow.
Verathon Medical (canada) ULC | كندا | Canada | ME0000009418SFDAA00033 | GlideScope® 15 Premium Configuration with Smart Cable | GlideScope® 15 Premium Configuration with Smart Cable | GlideScope Core is an all‑in‑one system offering immediate access to the tools you need to visualize the airway. Designed around a 10” or 15” high‑definition, touchscreen monitor and comprehensive workstation, GlideScope Core delivers elevated visibility and improved workflow.
Verathon Medical (canada) ULC | كندا | Canada | ME0000009418SFDAA00013 | GlideScope® Core™ 15 Premium Configuration with Smart Cable and Video Baton 2.0 Large (3-4) | GlideScope® Core™ 15 Premium Configuration with Smart Cable and Video Baton 2.0 Large (3-4) | GlideScope Core is an all‑in‑one system offering immediate access to the tools you need to visualize the airway. Designed around a 10” or 15” high‑definition, touchscreen monitor and comprehensive workstation, GlideScope Core delivers elevated visibility and improved workflow.
Verathon Medical (canada) ULC | كندا | Canada | ME0000009418SFDAA00012 | GlideScope® Core™ 15 Premium Configuration with Smart Cable and GlideScope QuickConnect Cable | GlideScope® Core™ 15 Premium Configuration with Smart Cable and GlideScope QuickConnect Cable | GlideScope Core is an all‑in‑one system offering immediate access to the tools you need to visualize the airway. Designed around a 10” or 15” high‑definition, touchscreen monitor and comprehensive workstation, GlideScope Core delivers elevated visibility and improved workflow.
Verathon Medical (canada) ULC | كندا | Canada | ME0000009418SFDAA00006 | GlideScope® Core™ 15 Monitor Kit | GlideScope® Core™ 15 Monitor Kit | GlideScope Core is an all‑in‑one system offering immediate access to the tools you need to visualize the airway. Designed around a 10” or 15” high‑definition, touchscreen monitor and comprehensive workstation, GlideScope Core delivers elevated visibility and improved workflow.
Southmedic Inc. | كندا | Canada | ME0000007861SFDAA00017 | BETTERSHIELD | Disposable Face Shield | BetterShield a film that aims to protect the wearer's entire face from hazards such as splashes or potentially infectious materials (in medical environments).
eSight Corporation established in 2006 | كندا | Canada | ME0000013058SFDAA00002 | eSight 4 Unit | aid, vision image intensification and frame, trial, ophthalmic | eSight is a state-of-the-art head mounted camera and display system.
Verathon Medical (canada) ULC | كندا | Canada | ME0000009418SFDAA00035 | GlideScope Core Premium Workstation | NA | Mobile mount/stand/cart
CARMEL INDUSTRIES INC | كندا | Canada | ME0000018119SFDAA00003 | Relief wax | Wax | type of dental wax provides temporary relief from pain and irritation caused by braces and dental appliances rubbing against the soft tissue of the mouth.
Medtrica Solutions, Ltd | كندا | Canada | ME0000020160SFDAA00001 | D-Zyme™Sponges | Sponges Tube/Flat Pre-Soaked w/ 30 ml of Enzymatic Solution | Pre-Soaked Sponge with 30ml of Enzymatic Detergent For pre-cleaning of Instruments and Multi-Use | إسفنجة منقوعة مسبقًا مع 30 مل من المنظف الإنزيمي للتنظيف المسبق للأدوات والاستخدامات المتعددة
Verathon Medical (canada) ULC | كندا | Canada | ME0000009419SFDAA00040 | GlideScope® Spectrum Miller S0 | NA | Laryngoscope handpieces
Verathon Medical (canada) ULC | كندا | Canada | ME0000009419SFDAA00042 | GlideScope® Titanium Single‐Use Spectrum System, Premium Cart | NA | Laryngoscope handpieces
Verathon Medical (canada) ULC | كندا | Canada | ME0000009419SFDAA00043 | GlideScope® Video Baton QuickConnect Large | NA | Video Baton QC Large features magnetic QuickConnect™ technology at the connector enabling improved workflow and intuitive video cable connectivity.
Verathon Medical (canada) ULC | كندا | Canada | ME0000009419SFDAA00044 | GlideScope® Titanium Single Use Spectrum System, IV Pole | NA | Laryngoscope handpieces
Verathon Medical (canada) ULC | كندا | Canada | ME0000009419SFDAA00046 | GlideScope® Core™ 10 Premium Configuration with GlideScope® Video Baton QC Large | NA | GlideScope video laryngoscopes combine innovative designs in reusable and single-use options to enable intubations across a wide range of patient types, weights, and clinical settings. GlideScope video laryngoscopes are designed to deliver high-resolution airway views when used with compatible GlideScope video monitors.
Verathon Medical (canada) ULC | كندا | Canada | ME0000009419SFDAA00045 | GlideScope® Video Baton QC Large with GlideScope Core QuickConnect Cable | NA | GlideScope video laryngoscopes combine innovative designs in reusable and single-use options to enable intubations across a wide range of patient types, weights, and clinical settings. GlideScope video laryngoscopes are designed to deliver high-resolution airway views when used with compatible GlideScope video monitors.
Verathon Medical (canada) ULC | كندا | Canada | ME0000009419SFDAA00049 | GlideScope® Core™ 15 Premium Configuration with GlideScope® Video Baton QC Large and GlideScope® Core™ QuickConnect Cable x2 | NA | GlideScope video laryngoscopes combine innovative designs in reusable and single-use options to enable intubations across a wide range of patient types, weights, and clinical settings. GlideScope video laryngoscopes are designed to deliver high-resolution airway views when used with compatible GlideScope video monitors.
Verathon Medical (canada) ULC | كندا | Canada | ME0000009419SFDAA00050 | GlideScope® WorkStation Baton Cradle Holder | NA | GlideScope video laryngoscopes combine innovative designs in reusable and single-use options to enable intubations across a wide range of patient types, weights, and clinical settings. GlideScope video laryngoscopes are designed to deliver high-resolution airway views when used with compatible GlideScope video monitors.
Verathon Medical (canada) ULC | كندا | Canada | ME0000009419SFDAA00048 | GlideScope® Core™ 15 Premium Configuration with GlideScope® Video Baton QC Large | NA | GlideScope video laryngoscopes combine innovative designs in reusable and single-use options to enable intubations across a wide range of patient types, weights, and clinical settings. GlideScope video laryngoscopes are designed to deliver high-resolution airway views when used with compatible GlideScope video monitors.
Verathon Medical (canada) ULC | كندا | Canada | ME0000009419SFDAA00047 | GlideScope® Core™ 10 Premium Configuration with GlideScope® Video Baton QC Large and GlideScope® Core™ QuickConnect Cable x2 | NA | GlideScope video laryngoscopes combine innovative designs in reusable and single-use options to enable intubations across a wide range of patient types, weights, and clinical settings. GlideScope video laryngoscopes are designed to deliver high-resolution airway views when used with compatible GlideScope video monitors.
Spa Dent Inc. | كندا | Canada | ME0000011233SFDAA00002 | Flex Whitening | Flex Whitening | Whitening Patient Kit
Spa Dent Inc. | كندا | Canada | ME0000011233SFDAA00001 | Spa Dent Rechargeable Blue and Red LED Light | Spa Dent Rechargeable Blue and Red LED Light | LED Light
Spa Dent Inc. | كندا | Canada | ME0000011233SFDAA00004 | Hygiene Brightening | Hygiene Brightening | Whitening Patient Kit
Spa Dent Inc. | كندا | Canada | ME0000011233SFDAA00005 | Spa Dent Blue and Red Floor Model Bleaching Light | Spa Dent Blue and Red Floor Model Bleaching Light | Bleaching Light
Amico Mobility Solutions | كندا | Canada | ME0000012452SFDAA00002 | Go-Lift | Patient Lift | A non-AC-powered patient lift
Beyes Dental Canada Inc. | كندا | Canada | ME0000011395SFDAA00004 | SLIMAX–C Plus® | LED Curing Light System | LED Dental Curing Light System With Build-in Radiometer For Instant Output Measuring.
Rad Tag Technologies Inc | كندا | Canada | ME0000020687SFDAA00001 | Radtag Blood Irradiation indicator | Radtag Blood Irradiation indicator | Blood Irradiation indicator
Covalon Technologies Ltd. | كندا | Canada | ME0000006405SFDAA00017 | AquaGuard | AquaGuard | AquaGuard Gloves, Boots and Sheets
Beyes Dental Canada Inc. | كندا | Canada | ME0000011395SFDAA00010 | CareMaster® | Dental handpiece cleaning/lubricating unit, automatic | Automatic Handpiece Maintenance System
Beyes Dental Canada Inc. | كندا | Canada | ME0000011395SFDAA00016 | GPRO® | Dental Root Canal Obturation System | GUTTA-PERCHA OBTURATION SYSTEM
Beyes Dental Canada Inc. | كندا | Canada | ME0000011395SFDAA00018 | Beyes® Disposable Prophy Angle | Disposable Prophy Angle | Dental Hygiene System
Beyes Dental Canada Inc. | كندا | Canada | ME0000011395SFDAA00017 | Beyes® Scaler tips | Dental Ultrasonic Scaler Tips | Dental Ultrasonic Scaler Tips
Beyes Dental Canada Inc. | كندا | Canada | ME0000011395SFDAA00015 | easyProphy® | Dental Hygiene System | Dental Hygiene System
Beyes Dental Canada Inc. | كندا | Canada | ME0000011395SFDAA00014 | Beyes® Diamond Dental Burs | Dental handpiece cleaning/lubricating unit, automatic | Dental High-Speed Burs
Amico Corporation | كندا | Canada | ME0000012446SFDAA00001 | BED HEAD UNIT SAPPHIRE, MAJESTIC, REGAL SERIES, SERENITY SERIES | BED HEAD UNIT SAPPHIRE, MAJESTIC, REGAL SERIES, SERENITY SERIES | BED HEAD UNITS and HEADWALLS
Amico Mobility Solutions | كندا | Canada | ME0000012452SFDAA00004 | BASSINETS, OVERBED TABLES, BEDSIDE CABINETS | PATIENT ROOM FURNITURE | PATIENT ROOM FURNITURE
Beyes Dental Canada Inc. | كندا | Canada | ME0000011395SFDAA00025 | DuraMax X1 Extraoral Suction System | Extraoral Suction System | Extraoral Suction System
Amico Diagnostic Incorporated | كندا | Canada | ME0000012450SFDAA00010 | STETHOSCOPES | STETHOSCOPES | STETHOSCOPES
Amico Diagnostic Incorporated | كندا | Canada | ME0000012450SFDAA00011 | DIAGNOSTIC STATION | DIAGNOSTIC STATION | DS-UDM-CHFH- DAI , DS-KDM-CHFH- XXX , DS-KDM-CLFL- XXX , DS-KLG-CHFH- DAX , DS-KR1-CHFH- DAX , DS-UA1-CHFH- DAO , DS-UA1-CHFH- DAX , DS-UA1-CHFH- DLI , DS-UA1-CHFH- DLO , DS-UA1-CHFH- DLX , DS-UA1-CHFH- DXO , DS-UA1-CHFH- DXX , DS-UA1-CHFH- XXX , DS-UA1-CHFL- DLO , DS-UA1-CHFL- DLX , DS-UA1-CHFL- DXX , DS-UA1-CHFL- XXX , DS-UA1-CLFL- DAO , DS-UA1-CLFL- DLI , DS-UA1-CLFL- DLO , DS-UA1-CLFL- DLX , DS-UA1-CLFL- DXX , DS-UA1-CLFL- XXX , DS-UBW-CHFH- DAO , DS-UBW-CHFH- DAX , DS-UBW-CLFL- DAI , DS-UBW-CLFL- DAO , DS-UBW-CLFL- DAX , DS-KDM-CHFH- DAX , DS-UDM-CHFH- DAO , DS-UDM-CHFH- DAX , DS-UDM-CHFH- DXX , DS-UDM-CHFH- XXX , DS-UDM-CHFL- DAI , DS-UDM-CHFL- DAX , DS-UDM-CHFL- DXX , DS-UDM-CHFL- XXX , DS-UDM-CLFL- DAI , DS-UDM-CLFL- DAO , DS-UDM-CLFL- DAX , DS-UDM-CLFL- DXX , DS-UDM-CLFL- XXX , DS-UDN-CHFH- DAI , DS-UDN-CHFH- DAO , DS-UDN-CHFH- DAX , DS-UDN-CLFL- DAO , DS-UE1-CHFH- DLO , DS-UE1-CHFH- DXX , DS-UE1-CHFH- XXX , DS-UF1-CHFH- DAO , DS-UF1-CHFH- DAX , DS-UF1-CHFH- DLO , DS-UF1-CHFH- DLX , DS-UF1-CHFH- DXX , DS-UF1-CHFH- XXX , DS-UF1-CHFL- DLO , DS-UF1-CLFL- DAO , DS-UF1-CLFL- DLO , DS-UF1-CLFL- DXX , DS-UF2-CHFH- DAO , DS-UF3-CHFH- DAO , DS-UHM-CHFH- DAO , DS-UHM-CHFH- DAX , DS-UHM-CHFH- DXO , DS-ULG-CHFH- DAI , DS-ULG-CHFH- DAO , DS-ULG-CHFH- DAX , DS-ULG-CHFH- DXI , DS-ULG-CHFH- DXO , DS-ULG-CHFH- DXX , DS-ULG-CHFL- DAI , DS-ULG-CHFL- DAO , DS-ULG-CHFL- DAX , DS-ULG-CHFL- DFX , DS-ULG-CLFL- DAI , DS-ULG-CLFL- DAO , DS-ULG-CLFL- DAX , DS-ULG-CLFL- DXI , DS-ULG-CLFL- DXO , DS-ULG-XXXX- DFX , DS-UR1-CHFH- DAI , DS-UR1-CHFH- DAO , DS-UR1-CHFH- DAX , DS-UR1-CHFH- DLO , DS-UR1-CHFH- DLX , DS-UR1-CHFH- DXX , DS-UR1-CHFH- XXX , DS-UR1-CLFL- DAI , DS-UR1-CLFL- DAO , DS-UR1-CLFL- DAX , DS-UR1-CLFL- DLO , DS-UR1-CLFL- DXO , DS-UR1-CLFL- DXX , DS-USB-CHFH- DAO , DS-UV1-CHFH- DAI , DS-UV1-CHFH- DAO , DS-UV1-CHFH- DAX , DS-UV1-CHFH- DLO , DS-UV1-CHFH- DLX , DS-UV1-CHFH- DXX , DS-UV1-CHFH- XXX , DS-UV1-CHFL- DAO , DS-UV1-CHFL- DXX , DS-UV1-CLFL- DAI , DS-UV1-CLFL- DAO , DS-UV1-CLFL- DLO , DS-UV1-CLFL- XXX
KINESIQ INC. | كندا | Canada | ME0000000592SFDAA00001 | KINESIQ | KINE-SIM | balance, gait, reflexes and endurance in multiple clinical situations and for many different age groups
Synaptive Medical Inc. | كندا | Canada | ME0000015925SFDAA00001 | Modus V™ | Optical devices | Modus V™
McKesson Medical Imaging Company | كندا | Canada | ME0000000240SFDAA00016 | Conserus Workflow Intelligence | Workflow Intelligence
Torontech Inc. | كندا | Canada | ME0000001989SFDAA00001 | Hydraulic Stretcher | Hydraulic Stretcher
Torontech Inc. | كندا | Canada | ME0000001989SFDAA00002 | Manual Stretcher | Manual Stretcher
Torontech Inc. | كندا | Canada | ME0000001989SFDAA00003 | ICU-CCU Bed | ICU-CCU Bed
Torontech Inc. | كندا | Canada | ME0000001989SFDAA00004 | OPERATING TABLE | OPERATING TABLE
ArjoHuntleigh AB | كندا | Canada | ME0000009220SFDAA00001 | Sara Flex | Sara Flex
ArjoHuntleigh AB | كندا | Canada | ME0000009220SFDAA00002 | Sara Stedy | Sara Stedy
ArjoHuntleigh AB | كندا | Canada | ME0000009220SFDAA00003 | Maxi 500 | Battery powered mobile patient lifting system
ArjoHuntleigh AB | كندا | Canada | ME0000009220SFDAA00004 | Maxi 500 | Battery powered mobile patient lifting system
ArjoHuntleigh AB | كندا | Canada | ME0000009220SFDAA00005 | Maxi Move | Mobile Lifter System
SciCan Ltd. | كندا | Canada | ME0000000512SFDAA00001 | HIP™ Ultra Cleaning Solution with Instrument Protection | Cleaning Solution
SciCan Ltd. | كندا | Canada | ME0000000512SFDAA00002 | HIP™ Hydrim® Cleaning Solution with Instrument Protection | Cleaning Solution
CCP (Canadian Custom Packaging) | كندا | Canada | ME0000000927SFDAA00002 | Scarnox™ Gel 20g | Scarnox™ Gel 20g |  | جيل مزدوج الفاعلية للوقاية من الندبات المتضخمة والجدرة
Tech4Life Enterprises Canada Inc. | كندا | Canada | ME0000008006SFDAA00001 | eSteth | Stethescope
Natus Medical Incorporated DBA Excel-Tech Ltd. | كندا | Canada | ME0000004646SFDAA00003 | CFM Model 6000 Hydrogel Electrodes | CFM Model 6000 Hydrogel Electrodes
ArjoHuntleigh AB | كندا | Canada | ME0000009220SFDAA00006 | STRETCHER QC CONNECT | Spreader bar
Interspec Systems Limited | كندا | Canada | ME0000001396SFDAA00001 | Bolero Series | Bed Locator
Natus Medical Incorporated | كندا | Canada | ME0000007848SFDAA00001 | Biliband | Neonatal Eye Shields
Verathon Medical (Canada) ULC | كندا | Canada | ME0000008166SFDAA00001 | GlideScope Core Video Baton Lg, Basic Workstation | GlideScope Core Video Baton Lg, Basic Workstation
Covalon Technologies INC. | كندا | Canada | ME0000006317SFDAA00001 | AquaGuard | Protective Cover
Covalon Technologies INC. | كندا | Canada | ME0000006317SFDAA00002 | AquaGuard Glove | Protective Cover
Covalon Technologies INC. | كندا | Canada | ME0000006317SFDAA00003 | AquaGuard Boot | Protective Cover
Rehabtronics Inc. | كندا | Canada | ME0000007611SFDAA00001 | ReJoyce | ReJoyce
Modus Medical Devices Inc. | كندا | Canada | ME0000012229SFDAA00001 | Quasar MRID3D Image Distortion Phantom | MRI Programmable Respiratory Phantom | QUASAR™ MRID3D is a lighter, larger and more efficient measurement technique that leverages harmonic analysis to quantify MRI geometric distortion in 3D.
Modus Medical Devices Inc. | كندا | Canada | ME0000012229SFDAA00001 | Quasar MRID3D Image Distortion Phantom | MRI Programmable Respiratory Phantom | QUASAR™ MRID3D is a lighter, larger and more efficient measurement technique that leverages harmonic analysis to quantify MRI geometric distortion in 3D.
Modus Medical Devices Inc. | كندا | Canada | ME0000012229SFDAA00001 | Quasar MRID3D Image Distortion Phantom | MRI Programmable Respiratory Phantom | QUASAR™ MRID3D is a lighter, larger and more efficient measurement technique that leverages harmonic analysis to quantify MRI geometric distortion in 3D.
eSight Corporation established in 2006 | كندا | Canada | ME0000013058SFDAA00001 | eyewear | eyewear | eSight is a state-of-the-art head mounted camera and display system
Spa Dent Inc. | كندا | Canada | ME0000011233SFDAA00003 | Spa Dent HOME - BLUE LIGHT WHITENING KIT | Blue LED Whitening Kit | Teeth whitening home kit | مجموعة لتبييض الأسنان
BATRIK MEDICAL MANUFACTURER Inc. | كندا | Canada | ME0000005954SFDAA00011 | Tourny tm+ Tourniquets | Tourniquets | Tourniquets
INNOVERE MEDICAL INC. | كندا | Canada | ME0000002462SFDAA00001 | Innovison Audio Systems | Innovison Audio Systems | Innovison Audio Systems
DJO, LLC | كندا | Canada | ME0000012722SFDAA00001 | HIP ABDUCTION PILLOW | HIP ABDUCTION PILLOW | Pillow for Hip Immobilization
SMP Canada | كندا | Canada | ME0000000440SFDAA00001 | vacuume regulator | Vacuum Regulator Continuous | Vacuum Regulator Continuous
Natus Medical Incorporated, DBA Excel - Tech Ltd. (XLTEK) | كندا | Canada | ME0000006691SFDAA00003 | CIRCUMSTRAINT | OLYMPIC CIRCUMSTRAINT | papoose board
B-Temia Inc. | كندا | Canada | ME0000000740SFDAA00005 | Keeogo | Powered Walking Assistance Device | Powered Walking Assistance Device
CHAMMED CO, LTD. | كوريا الجنوبية | Korea, South | ME0000012429SFDAA00001 | CAMERA & LIGHT SOURCE | CAMERA & LIGHT SOURCE | MEDICAL LIGHT SOURCE & CAMERA
TBM Corporation | كوريا الجنوبية | Korea, South | ME0000011151SFDAA00001 | Ora-Aid | Ora-Aid | NON-EUGENOL PROTECTIVE DRESSING MATERIAL APPLIED TO INTRAORAL WOUNDS.
Dmega Co Ltd | كوريا الجنوبية | Korea, South | ME0000010667SFDAA00002 | DRY PROCESS SUCTION | DRY PROCESS SUCTION | Dry process suction is a vacuum system
TOMATO M&C CO.,LTD. | كوريا الجنوبية | Korea, South | ME0000013061SFDAA00001 | TOMATO ELASTIC BANDAGE | ELASTIC BANDAGE | Tomato Elastic Bandage is designed to meet the varying needs of patients and healthcare professionals. Tomato Elastic Bandage deliver consistent stretch, compression and support. Tomato Elastic Bandage is provided with clip closure type and it is a non-sterile option only.
TOMATO M&C CO.,LTD. | كوريا الجنوبية | Korea, South | ME0000011118SFDAA00003 | Tomato AIR PAD | 2in1 type product between traditional stockinette and Cotton pad. | casting material for the orthopedic patients to provide a protection function, using casting material. Tomato Air Pad is a 2in1 type product between traditional stockinette and Cotton pad.
STARmed Co.,Ltd. | كوريا الجنوبية | Korea, South | ME0000010682SFDAA00001 | VIVA PUMP | PUMP | Designed to circulate cooled water through the RF electrode.
T&L Co Ltd | كوريا الجنوبية | Korea, South | ME0000012921SFDAA00002 | Nemoa Flex | Casting Tape | Nemoa™ Flex provides flexible and softness even when it is completely cured. Flexibility helps to prevent muscle atrophy and stiff joints, also preserves the functionality of muscles and tendons.
T&L Co Ltd | كوريا الجنوبية | Korea, South | ME0000012921SFDAA00001 | Nemoa Cast | Casting Tape | Nemoa™ Casting tape is composed of a specially knitted, multi-directional stretch fiberglass or polyester fabric impregnated with polyurethane resin.
T&L Co Ltd | كوريا الجنوبية | Korea, South | ME0000012921SFDAA00003 | Nemoa Splint | Orthopaedic Splint | Nemoa™ Splint is used for support or immobilization of a limb. It is use in post surgical procedures and acute trauma treatment of fracture, sprains, soft tissue injuries, etc.
T&L Co Ltd | كوريا الجنوبية | Korea, South | ME0000012921SFDAA00004 | Nemoa Splint N | Orthopaedic Splint | Nemoa™ Splint n is used for support or immobilization of a limb. It is use in post surgical procedures and acute trauma treatment of fracture, sprains, soft tissue injuries, etc.
NeoSil Co., Ltd | كوريا الجنوبية | Korea, South | ME0000000252SFDAA00003 | PEAKOSIL Regular Set Bite | PEAKOSIL Regular Set Bite | Dental impression material
NeoSil Co., Ltd | كوريا الجنوبية | Korea, South | ME0000000281SFDAA00002 | PEAKOSIL Regular Set Monophase | PEAKOSIL Regular Set Monophase | Dental impression material
NeoSil Co., Ltd | كوريا الجنوبية | Korea, South | ME0000000284SFDAA00001 | PEAKOSIL Regular Set Putty | PEAKOSIL Regular Set Putty | Dental impression material
NeoSil Co., Ltd | كوريا الجنوبية | Korea, South | ME0000000273SFDAA00199 | PEAKOSIL fast set heavy body | PEAKOSIL fast set heavy body | Dental impression material
TMB Corporation | كوريا الجنوبية | Korea, South | ME0000000070SFDAA00020 | Curatick | dressing oral wound | Dressing oral wound
NeoSil Co., Ltd | كوريا الجنوبية | Korea, South | ME0000000276SFDAA00006 | PEAKOSIL Regular set heavy Body | PEAKOSIL Regular set heavy Body | Dental impression material
Doctor Supply Co., LTD. | كوريا الجنوبية | Korea, South | ME0000000171SFDAA00008 | Binder and Splint | Compression Stocking | EZrap compression stocking & arm sleeve
TOMATO M&C CO.,LTD. | كوريا الجنوبية | Korea, South | ME0000011118SFDAA00001 | Tomato 2IN1 Safe PAD | Safe PAD | Tomato 2IN1 Safe PAD is developed for the orthopedic patients to provide protection function, using casting material. It was made with 100% polyester and its structure and material help better draining and soft feeling during wearing casting tape
NeoSil Co., Ltd | كوريا الجنوبية | Korea, South | ME0000000279SFDAA00016 | PEAKOSIL Fast set Light Body | PEAKOSIL Fast set Light Body | Dental impression material
Dream Air Co., Ltd | كوريا الجنوبية | Korea, South | ME0000000780SFDAA00003 | Snoring and Nasal Congestion | nosk Snoring | Dilator nasal
ILLUCO Co.Ltd | كوريا الجنوبية | Korea, South | ME0000001185SFDAA00002 | ILLUCO IDS | Dermatoscope | is a hand held LED dermatoscope with polarized light illumination.
ILLUCO Co.Ltd | كوريا الجنوبية | Korea, South | ME0000001186SFDAA00001 | ILLUCO IDS ( Magnum) | Dermatoscope | This is portable light medical device which observes/diagnosis lesions or infection of microorganism on the skin as Wood’s Light Test by using visible and ultraviolet(UV) rays.
Surgident Co., Ltd. | كوريا الجنوبية | Korea, South | ME0000001326SFDAA00030 | IPD KIT II | Dental surgical instrument | Dental surgical instrument
Surgident Co., Ltd. | كوريا الجنوبية | Korea, South | ME0000001326SFDAA00034 | OSTEOTOME S-set | Dental surgical instrument | Dental surgical instrument
Surgident Co., Ltd. | كوريا الجنوبية | Korea, South | ME0000001326SFDAA00026 | NLBC KIT | Dental surgical instrument | Dental surgical instrument
Surgident Co., Ltd. | كوريا الجنوبية | Korea, South | ME0000001326SFDAA00022 | Bone Mill | Bone Mill | Bone Mill
Surgident Co., Ltd. | كوريا الجنوبية | Korea, South | ME0000001326SFDAA00023 | TOLA Kit | Dental surgical instrument | Dental surgical instrument
Surgident Co., Ltd. | كوريا الجنوبية | Korea, South | ME0000001326SFDAA00027 | Bone Expander Kit | Dental surgical instrument | Dental surgical instrument
Surgident Co., Ltd. | كوريا الجنوبية | Korea, South | ME0000001326SFDAA00031 | Fixture & screw remover kit | Dental surgical instrument | Dental surgical instrument
Surgident Co., Ltd. | كوريا الجنوبية | Korea, South | ME0000001326SFDAA00035 | Bone Multi system | Dental surgical instrument | Dental surgical instrument
Surgident Co., Ltd. | كوريا الجنوبية | Korea, South | ME0000001326SFDAA00033 | Screw remover kit | Dental surgical instrument | Dental surgical instrument
Surgident Co., Ltd. | كوريا الجنوبية | Korea, South | ME0000001326SFDAA00029 | P.R.F System | Dental surgical instrument | Dental surgical instrument
Surgident Co., Ltd. | كوريا الجنوبية | Korea, South | ME0000001326SFDAA00024 | C&L SINUS KIT | Dental surgical instrument | Dental surgical instrument
Surgident Co., Ltd. | كوريا الجنوبية | Korea, South | ME0000001326SFDAA00032 | Fixture remover kit | Dental surgical instrument | Dental surgical instrument
Surgident Co., Ltd. | كوريا الجنوبية | Korea, South | ME0000001326SFDAA00028 | RIDGE SPLIT SET | Dental surgical instrument | Dental surgical instrument
Surgident Co., Ltd. | كوريا الجنوبية | Korea, South | ME0000001326SFDAA00025 | TOLA KIT 2 | Dental surgical instrument | Dental surgical instrument
ATRIA Co | كوريا الجنوبية | Korea, South | ME0000001217SFDAA00029 | ATRIA Pak | Gingival Retraction Cord | Gingival Retraction Cord | منتجات للاسنان
Prime Medical Inc. | كوريا الجنوبية | Korea, South | ME0000021491SFDAA00002 | PrimeCast Polyester | Orthopaedic synthetic casting tape | Surgical disposable tape and bandage
Prime Medical Inc. | كوريا الجنوبية | Korea, South | ME0000000785SFDAA00004 | PrimeSplint | Synthetic Splint | Surgical disposable tape and bandage
Prime Medical Inc. | كوريا الجنوبية | Korea, South | ME0000000785SFDAA00005 | PrimePOP | Plaster of Paris bandage | Surgical disposable tape and bandage
Prime Medical Inc. | كوريا الجنوبية | Korea, South | ME0000000785SFDAA00006 | PrimeCrepe | Cotton Crepe Bandage | Surgical disposable tape and bandage
Prime Medical Inc. | كوريا الجنوبية | Korea, South | ME0000000785SFDAA00012 | PrimeSoft | Synthetic Casting Tape | Surgical disposable tape and bandage
Prime Medical Inc. | كوريا الجنوبية | Korea, South | ME0000000785SFDAA00008 | PrimeNet Cotton | Stockinette Cotton Polyester | Surgical disposable tape and bandage
Prime Medical Inc. | كوريا الجنوبية | Korea, South | ME0000000785SFDAA00011 | PrimePad Polyester | Polyester Undercast Padding | Surgical disposable tape and bandage
Prime Medical Inc. | كوريا الجنوبية | Korea, South | ME0000000785SFDAA00009 | PrimeNet Polyester | Stockinette Polyester | Surgical disposable tape and bandage
Prime Medical Inc. | كوريا الجنوبية | Korea, South | ME0000000785SFDAA00013 | PrimeCob | Highly elastic self adhesive non woven badage | Surgical disposable tape and bandage
Prime Medical Inc. | كوريا الجنوبية | Korea, South | ME0000000785SFDAA00010 | PrimePad Cotton | Cotton Undercast Padding | Surgical disposable tape and bandage
Prime Medical Inc. | كوريا الجنوبية | Korea, South | ME0000000785SFDAA00014 | PrimeCast Fibreglass | Synthetic Casting Tape | Surgical disposable tape and bandage
Osung Mnd Co., Ltd | كوريا الجنوبية | Korea, South | ME0000022164SFDAA00002 | Luxating Elevator | Dental Elevators | Stainless Steel Dental Instrument Elevator
Osung Mnd Co., Ltd | كوريا الجنوبية | Korea, South | ME0000022164SFDAA00013 | Rubber Dam Plier | Dental retractor | Stainless Steel Rubber Dam Plier
Osung Mnd Co., Ltd | كوريا الجنوبية | Korea, South | ME0000022164SFDAA00003 | Extraction Forceps | Tooth Root Extraction Forceps | Stainless Steel Tooth Root Extraction Forceps.
Osung Mnd Co., Ltd | كوريا الجنوبية | Korea, South | ME0000022164SFDAA00008 | Amalgam Burnisher | Amalgam Carving Instrument | Stainless Steel Amalgam Burnisher
Osung Mnd Co., Ltd | كوريا الجنوبية | Korea, South | ME0000022164SFDAA00012 | Rubber Dam Frame | Dental retractor | Stainless Steel Rubber Dam Frame
Osung Mnd Co., Ltd | كوريا الجنوبية | Korea, South | ME0000022164SFDAA00015 | Rubber Dam Set | Dental retractor | Stainless Steel Rubber Dam Set
Osung Mnd Co., Ltd | كوريا الجنوبية | Korea, South | ME0000022164SFDAA00007 | Amalgam Carver | Amalgam Carving Instrument | Stainless Steel Amalgam Carver
Osung Mnd Co., Ltd | كوريا الجنوبية | Korea, South | ME0000022164SFDAA00011 | Rubber Dam Clamp Set | Dental retractor | Stainless Steel Rubber Dam Clamp Set
Osung Mnd Co., Ltd | كوريا الجنوبية | Korea, South | ME0000022164SFDAA00009 | Amalgam Carrier | Amalgam Carving Instrument | Stainless Steel Amalgam Carrier
Prime Medical Inc. | كوريا الجنوبية | Korea, South | ME0000000785SFDAA00015 | PrimePop Splint | Plaster of Paris Bandage | Surgical disposable tape and bandage
Prime Medical Inc. | كوريا الجنوبية | Korea, South | ME0000000785SFDAA00016 | PrimeCrepe Premium | Elastic Crepe Bandage | Surgical disposable tape and bandage
Prime Medical Inc. | كوريا الجنوبية | Korea, South | ME0000000785SFDAA00017 | PrimePor | PrimePor | Surgical disposable tape and bandage
Prime Medical Inc. | كوريا الجنوبية | Korea, South | ME0000000785SFDAA00018 | PrimePOP Premium | PrimePOP Premium | Surgical disposable tape and bandage
Neomed | كوريا الجنوبية | Korea, South | ME0000022224SFDAA00001 | Neo Back Support | Neo Support | Neo Back Support | يستخدم للرياضه و المشاكل الطبية
Prime Medical Inc. | كوريا الجنوبية | Korea, South | ME0000000785SFDAA00019 | PrimePlast | Elastic Adhesive Bandage | Surgical disposable tape and bandage
DS MAREF - Deasung Maref Co. Ltd., | كوريا الجنوبية | Korea, South | ME0000007595SFDAA00003 | COMPRESSION SLEEVE | N/A | Disposable cuff use with DVT-2600
LG Electronics Inc. | كوريا الجنوبية | Korea, South | ME0000005227SFDAA00005 | Medical Monitor | Medical Monitor | Medical Monitor
Ecoworks Korea Thysol Hitech | كوريا الجنوبية | Korea, South | ME0000002820SFDAA00003 | CureTape | Elastic Balance Tape | Elastic Balance Tape
Surgident Co., Ltd. | كوريا الجنوبية | Korea, South | ME0000001326SFDAA00052 | TOLA Kit II | Dental surgical instrument | Dental surgical instrument
Surgident Co., Ltd. | كوريا الجنوبية | Korea, South | ME0000001326SFDAA00041 | C&L Sinus Kit | Dental surgical instrument | Dental surgical instrument
Surgident Co., Ltd. | كوريا الجنوبية | Korea, South | ME0000001326SFDAA00044 | Fixture & Screw remover kit | Dental surgical instrument | Dental surgical instrument
Surgident Co., Ltd. | كوريا الجنوبية | Korea, South | ME0000001326SFDAA00048 | Osteotome S-Set | Dental surgical instrument | Dental surgical instrument
Surgident Co., Ltd. | كوريا الجنوبية | Korea, South | ME0000003455SFDAA00004 | Fixture Remover Kit | Dental surgical instrument | Dental surgical instrument
Surgident Co., Ltd. | كوريا الجنوبية | Korea, South | ME0000001326SFDAA00043 | Screw remover kit | Dental surgical instrument | Dental surgical instrument
Surgident Co., Ltd. | كوريا الجنوبية | Korea, South | ME0000001326SFDAA00046 | IPD Kit | Dental surgical instrument | Dental surgical instrument
Surgident Co., Ltd. | كوريا الجنوبية | Korea, South | ME0000001326SFDAA00039 | Bone Mill | Dental surgical instrument | Dental surgical instrument
Surgident Co., Ltd. | كوريا الجنوبية | Korea, South | ME0000001326SFDAA00050 | Ridge Split Set | Dental surgical instrument | Dental surgical instrument
NEOFECT Co., Ltd. | كوريا الجنوبية | Korea, South | ME0000003441SFDAA00013 | Neofect Smart Kids(KDC) | Smart Kids | Biofeedback wrist device for upper limb rehabilitation
Surgident Co., Ltd. | كوريا الجنوبية | Korea, South | ME0000001326SFDAA00040 | Bone Multi System | Dental surgical instrument | Dental surgical instrument
Surgident Co., Ltd. | كوريا الجنوبية | Korea, South | ME0000003440SFDAA00002 | AQUA TOCA Kit | Dental surgical instrument | Dental surgical instrument
NEOFECT Co., Ltd. | كوريا الجنوبية | Korea, South | ME0000003438SFDAA00001 | Neofect Smart Glove(GLC) | Smart Glove | Biofeedback glove for upper limb rehabilitation
NEOFECT Co., Ltd. | كوريا الجنوبية | Korea, South | ME0000003437SFDAA00017 | Neofect Smart Board(BDC) | Smart Board | Biofeedback board for upper limb rehabilitation
Surgident Co., Ltd. | كوريا الجنوبية | Korea, South | ME0000001326SFDAA00047 | NLBC Kit | Dental surgical instrument | Dental surgical instrument
Surgident Co., Ltd. | كوريا الجنوبية | Korea, South | ME0000001326SFDAA00051 | TOLA Kit | Dental surgical instrument | Dental surgical instrument
Surgident Co., Ltd. | كوريا الجنوبية | Korea, South | ME0000001326SFDAA00042 | Easy Bone Expander Kit | Dental surgical instrument | Dental surgical instrument
Surgident Co., Ltd. | كوريا الجنوبية | Korea, South | ME0000001326SFDAA00045 | Implant Positioning Kit | Dental surgical instrument | Dental surgical instrument
Surgident Co., Ltd. | كوريا الجنوبية | Korea, South | ME0000001326SFDAA00038 | Bone Expander Kit | Dental surgical instrument | Dental surgical instrument
Surgident Co., Ltd. | كوريا الجنوبية | Korea, South | ME0000001326SFDAA00049 | P.R.F system | Dental surgical instrument | Dental surgical instrument
Huvitz Co., Ltd. | كوريا الجنوبية | Korea, South | ME0000004441SFDAA00001 | Huvitz Digital Chart | Digital Chart | Huvitz Digital Chart (HDC-9100)
LUNIT INC | كوريا الجنوبية | Korea, South | ME0000003493SFDAA00002 | LUNIT INSIGHT CXR | COMPUTER ASSISTED DETECTION DEVICE OF CHEST RADIOGRAPHY | The Lunit INSIGHT CXR is a Computer-Assisted Detection (CADe) software device that assists interpreting physicians in the interpretation of chest radiography images. The device has been designed to automatically analyze chest radiographs via deep learning technology | جهاز للمساعده في تشخيص الاشاعات الصدريه
Good Doctors Co., Ltd | كوريا الجنوبية | Korea, South | ME0000005574SFDAA00013 | Intraoral Camera | Intraoral Camera | This device is an intraoral camera used to take images of the inside of the mouth or oral cavity
Good Doctors Co., Ltd | كوريا الجنوبية | Korea, South | ME0000005574SFDAA00014 | Dr's Light | Light Cure | Dental Curing Light
ARUM DENTISTRY Co., Ltd. | كوريا الجنوبية | Korea, South | ME0000007507SFDAA00001 | Arum Screw Driver | Arum Screw Driver | Arum Screw Driver
ARUM DENTISTRY Co., Ltd. | كوريا الجنوبية | Korea, South | ME0000007503SFDAA00001 | Lab Analog | Lab Analog | Lab Analog
ARUM DENTISTRY Co., Ltd. | كوريا الجنوبية | Korea, South | ME0000007504SFDAA00001 | Lab Screw | Lab Screw | Lab Screw
ARUM DENTISTRY Co., Ltd. | كوريا الجنوبية | Korea, South | ME0000007505SFDAA00001 | ARUM PLANT SB I | Scan Body | Scan Body
ARUM DENTISTRY Co., Ltd. | كوريا الجنوبية | Korea, South | ME0000007506SFDAA00001 | ARUM PLANT SB II | Intraoral Scan Body | Intraoral Scan Body
Huvitz Co., Ltd. | كوريا الجنوبية | Korea, South | ME0000004441SFDAA00002 | Huvitz Slit Lamp | Slit Lamp Microscope | Slit Lamp Microscope
Rokit Healthcare, INC. | كوريا الجنوبية | Korea, South | ML0000000006SFDAA00011 | Dr. INVIVO | 3D Bioprinter | 3D Bioprinter
YOUNGWON MEDICAL CO , LTD | كوريا الجنوبية | Korea, South | ME0000002635SFDAA00003 | Anti-Decubitus Air Mattress | Anti-Decubitus Air Mattress | Air Mattress | مرتبة هوائية
TBM Corporation | كوريا الجنوبية | Korea, South | ME0000010689SFDAA00001 | Ora-Aid | Intra-oral Wound Dressing | Intra-oral Wound Dressing
WETAPE Inc. | كوريا الجنوبية | Korea, South | ME0000008106SFDAA00004 | BB Tape | Kinesiology Tape | Kinesiology Tape
WETAPE Inc. | كوريا الجنوبية | Korea, South | ME0000008106SFDAA00004 | BB Tape | Kinesiology Tape | Kinesiology Tape
Saeyang Microtech Co., Ltd | كوريا الجنوبية | Korea, South | ME0000007758SFDAA00001 | Ki-20 | Dental Handpiece and Accessories | The Ki-20 is designed to use in dental surgery. It consists of an E-type motor, handpieces, a control box, a foot switch and other accessories. It is designed that the speed and direction of the handpiece can be controlled by the control box and the foot switch. The irrigation tube and the pump are used to supply the cooling water for the successful surgery.
Bomtech Electronics Co., Ltd. | كوريا الجنوبية | Korea, South | ME0000008590SFDAA00001 | Dermapen | Dermapen | Digital Permanent Make-up & Micro Needle Puncture Machine
Eunsung Global Corp. | كوريا الجنوبية | Korea, South | ME0000001728SFDAA00001 | Hydra Touch H2 | BRUSH, DERMABRASION, POWERED | Hydra Touch H2
YoungWon Medical Co., Ltd. | كوريا الجنوبية | Korea, South | ME0000014227SFDAA00002 | Anti-Decubitus Air Mattress | Air mattress | Anti-decubitus air mattress for patient.
M.I ONE CO., LTD | كوريا الجنوبية | Korea, South | ME0000016805SFDAA00007 | Table, Examination/ treatment ENT | Insight | ENT work station designed ti provide ENT treatment system in the area of otolaryngology
UNICOS CO., LTD | كوريا الجنوبية | Korea, South | ME0000018939SFDAA00003 | LCD chart | Visual Acuity Chart | a device thst is a chart, such as snellen chart with black letters or other symbols in graduated sizes
UNICOS CO., LTD | كوريا الجنوبية | Korea, South | ME0000018939SFDAA00001 | Ophthalmic projector | auto chart projector | provide and improved sharp image, and image projection with fast chart disk rotation with 40 different charts including green/red and polarized filter for the eye optometry
UNICOS CO., LTD | كوريا الجنوبية | Korea, South | ME0000018939SFDAA00002 | Digital Refractor | Refractor | a device that is set of lenses of various dioptric powers
UNICOS CO., LTD | كوريا الجنوبية | Korea, South | ME0000018939SFDAA00004 | Auto lensmeter | lens measuring instruments | ac powered device intended to measure the power of lenses of eyeglasses
M.I ONE CO., LTD | كوريا الجنوبية | Korea, South | ME0000016805SFDAA00008 | Surgical Camera | Insight- I | full HD camera, medical light source and endoscope to allow to enhance accuracy of diagnosis
TS Co.,Ltd | كوريا الجنوبية | Korea, South | ME0000020623SFDAA00001 | TS TAPE | KINESIOLOGY | Roll Kinesiology Tape | شريط لاصق طبي
VERICOM CO., LTD. | كوريا الجنوبية | Korea, South | ME0000001570SFDAA00003 | IMPRESSION MATERIAL | IMPRESSION MATERIAL | Vericom resin has a high strain recovery rate & Long working time with a short curing time.
Sungdo MC Co., Ltd. | كوريا الجنوبية | Korea, South | ME0000013685SFDAA00001 | SungDo MC | Physiotherapy Apparatus | Physiotherapy Apparatus
Neomed | كوريا الجنوبية | Korea, South | ME0000022277SFDAA00001 | Neomed | Neo Knee Support | Neo Knee Support | مشدات لكامل الجسد
UZINMEDICARE CO. | كوريا الجنوبية | Korea, South | ME0000000172SFDAA00007 | Spectra Handy Plus | Pump, Breast, Non-Powered | Manual Breast Pump | جهاز شفط حليب يدوي
Neomed | كوريا الجنوبية | Korea, South | ME0000000031SFDAA00009 | Wrist Support | Neo Wrist Support | Neo Wrist Support
Neomed Co., Ltd. | كوريا الجنوبية | Korea, South | ME0000002435SFDAA00002 | Neomed | NEO ELBOW SUPPORT | SUPPORT ELBOW
Neomed Co., Ltd. | كوريا الجنوبية | Korea, South | ME0000002434SFDAA00001 | Neomed | NEO ANKLE SUPPORT | SUPPORT ANKLE
Neomed | كوريا الجنوبية | Korea, South | ME0000022277SFDAA00007 | Neomed | NEO GEL SUPPORT | SUPPORT FEET TOES
Neomed | كوريا الجنوبية | Korea, South | ME0000022277SFDAA00005 | Neomed | Neo Posture corrector | SUPPURT SHOLDER AND BACK
Neomed | كوريا الجنوبية | Korea, South | ME0000022277SFDAA00006 | Neomed | NEO NECK SUPPORT | SUPPORT NECK
Seoulin meidcare Co. Ltd | كوريا الجنوبية | Korea, South | ME0000000926SFDAA00022 | Plasma Shower | skin care device | Our PlasmaShower uses proprietary patented technology to evenly distribute the plasma in the space betwee the dielectric and the skin to induce the plasma shower, and the interaction mechanism of the living tissue and the cell with the plasma is that the ions of the plasma are inside and outside the biological organism Is a stable and comfortable skin care mechanism that promotes the peroxidation process in which the bacteria or pathogenic fungi are sterilized or inactivated. | مدلك علاجي يعمل بالطاقة الكهربائية. مخصص للأغراض الطبية، مثل تخفيف آلام العضلات الخفيفة
YOUNG IL M Co., Ltd. | كوريا الجنوبية | Korea, South | ME0000001414SFDAA00019 | 01M7 | Body Massager | Medical Vibrator
Centron Corporation | كوريا الجنوبية | Korea, South | ME0000007623SFDAA00001 | GENESIS RAPID SEAL II TUBE SEALER | TUBE SEALER | portable machine with a hand unit.
SOO SAN CMC CO., LTD | كوريا الجنوبية | Korea, South | ME0000003507SFDAA00002 | Medilox-S | Disinfectant | Disinfectant solution
H Robotics Inc. | كوريا الجنوبية | Korea, South | ME0000004971SFDAA00001 | Rebless | Rebless | rebless™ is a robotic, exercise therapy device for both upper and lower limbs, providing motion to the elbow, wrist, ankle, and knee joints. With multiple operating modes, rebless™ allows for passive, active, and active-assisted range of motion and exercise, so therapy can be customized based on each individual patient’s condition and progress. rebless™ is controlled through an app downloaded onto the operator’s cellphone.
SEILGLOBAL CO., LTD | كوريا الجنوبية | Korea, South | ME0000006452SFDAA00082 | Layan I Crown | Performed Crown | Temporary Preformed Crown
ORTEC CO., LTD | كوريا الجنوبية | Korea, South | ME0000001059SFDAA00015 | Spinal Orthosis | Spinal Orthosis | ORTHOPEDIC PRODUCTS SPINAL ORTHOSIS
Rokit Healthcare, INC. | كوريا الجنوبية | Korea, South | ML0000000006SFDAA00012 | AiD Regen | Medical Device Data System (software) | Medical Device Data System (software)
Bistos Co., Ltd. | كوريا الجنوبية | Korea, South | ME0000002537SFDAA00006 | Head-Worn Light | Head-Worn Light | Head worn light
BIO MTA | كوريا الجنوبية | Korea, South | ME0000003603SFDAA00009 | DENTAL ROOT CANAL FILLING MATERIAL | DENTAL ROOT CANAL FILLING MATERIAL | Dental Root canal grafting material.
Inno Dental Co., LTD | كوريا الجنوبية | Korea, South | ME0000003887SFDAA00002 | POST | POST | Dental Posts.
Sungdo MC Co., Ltd. | كوريا الجنوبية | Korea, South | ME0000013685SFDAA00002 | SungDo MC | Physiotherapy Apparatus | Physiotherapy Apparatus
KRBIOTECH K-VIRO INC | كوريا الجنوبية | Korea, South | ME0000007035SFDAA00001 | K-Viro Film | K-Viro Film | Adhesive film applied to cover medical equipment and devices in hospital to protect against pathogens and prevent transfer of viruses from one care giver to another
LEMON CO., LTD | كوريا الجنوبية | Korea, South | ME0000007455SFDAA00001 | AIR QUEEN | PAD, MENSTRUAL, UNSCENTED | An unscented menstrual pad is made of cellulosic or synthetic material which is used to absorb menstrual or other vaginal discharge. | فوط نسائية صحية
PROVIX Co., Ltd. | كوريا الجنوبية | Korea, South | ME0000000237SFDAA00002 | Provix Endoscopy Camera System | Endoscopy Surgary Camera System | Medical Camera System for endoscopic diagnosis and surgery. | مناظير طبية
Bistos Co., Ltd. | كوريا الجنوبية | Korea, South | ME0000006280SFDAA00001 | BT-410 | Head-worn light
Prime Medical Inc. | كوريا الجنوبية | Korea, South | ME0000000785SFDAA00001 | Prime Cast | PrimeCast Fiberglass Cast Tape
Osstem Implant Co Ltd | كوريا الجنوبية | Korea, South | ME0000013323SFDAA00002 | TS Fixture Transfer Impression Coping | Implant materials for dental practices
Osstem Implant Co Ltd | كوريا الجنوبية | Korea, South | ME0000013323SFDAA00003 | TS Fixture Pick Up Impression Coping | Implant materials for dental practices
Bio Protech Inc. | كوريا الجنوبية | Korea, South | ME0000005146SFDAA00001 | PRO NEO | Neonatal ECG Electrodes
Bio Protech Inc. | كوريا الجنوبية | Korea, South | ME0000005146SFDAA00002 | TELECTRODE | ECG Electrodes
Bio Protech Inc. | كوريا الجنوبية | Korea, South | ME0000005146SFDAA00003 | PROTAB | TAB Electrodes
Bio Protech Inc. | كوريا الجنوبية | Korea, South | ME0000005146SFDAA00004 | PROTENS | TENS Electrodes
Hironic Co., Ltd. | كوريا الجنوبية | Korea, South | ME0000006223SFDAA00001 | Doublo Cartridge | Doublo Cartridge
DE TECH KOREA Co.,Ltd | كوريا الجنوبية | Korea, South | ME0000009097SFDAA00005 | Nano-b | Adult, Manual Toothbrush | Premium manual toothbrush with Gold impregnated bristles to reduce bacteria count on the toothbrush. Flossing, double-layered bristles structure with ultra-thin longer bristles and rounded tips of the longer bristles to protect gums and teeth from scratches. Smaller head size to allow better maneuverability and control. Travel & storage case with each toothbrush. | فرشاة أسنان بشعيرات ناعمه على اللثه
ORTEC CO LTD | كوريا الجنوبية | Korea, South | ME0000010921SFDAA00001 | Cervical Orthosis | Assistive Products for paltient with disability | Devices used to immobilize body parts and/or to apply force or compression on them , Orthotic footwear ,Orthosis , Assistance for disabled patients (products)
ORTEC CO LTD | كوريا الجنوبية | Korea, South | ME0000010921SFDAA00002 | Spinal Orthosis | Assistive Products for paltient with disability | Devices used to immobilize body parts and/or to apply force or compression on them , Orthotic footwear ,Orthosis , Assistance for disabled patients (products) .
ORTEC CO LTD | كوريا الجنوبية | Korea, South | ME0000010921SFDAA00003 | Upper Limb Orthosis | Assistive Products for paltient with disability | Devices used to immobilize body parts and/or to apply force or compression on them , Orthotic footwear ,Orthosis , Assistance for disabled patients (products)
ORTEC CO LTD | كوريا الجنوبية | Korea, South | ME0000010921SFDAA00004 | Cervical Orthosis | Assistive Products for paltient with disability | Devices used to immobilize body parts and/or to apply force or compression on them , Orthotic footwear ,Orthosis , Assistance for disabled patients (products)
ORTEC CO LTD | كوريا الجنوبية | Korea, South | ME0000010921SFDAA00005 | Spinal Orthosis | Assistive Products for paltient with disability | Devices used to immobilize body parts and/or to apply force or compression on them , Orthotic footwear ,Orthosis , Assistance for disabled patients (products)
ORTEC CO LTD | كوريا الجنوبية | Korea, South | ME0000010921SFDAA00006 | Upper Limb Orthosis | Assistive Products for paltient with disability | Devices used to immobilize body parts and/or to apply force or compression on them , Orthotic footwear ,Orthosis , Assistance for disabled patients (products) .
ORTEC CO LTD | كوريا الجنوبية | Korea, South | ME0000010921SFDAA00007 | Upper Limb Orthosis | Assistive Products for paltient with disability | Devices used to immobilize body parts and/or to apply force or compression on them , Orthotic footwear ,Orthosis , Assistance for disabled patients (products)
ORTEC CO LTD | كوريا الجنوبية | Korea, South | ME0000010921SFDAA00008 | Lower Limb Orthosis | Assistive Products for paltient with disability | Devices used to immobilize body parts and/or to apply force or compression on them , Orthotic footwear ,Orthosis , Assistance for disabled patients (products)
Diadent Group International | كوريا الجنوبية | Korea, South | ME0000011710SFDAA00001 | DIA KONDENSOR | DIA KONDENSOR
Diadent Group International | كوريا الجنوبية | Korea, South | ME0000011710SFDAA00002 | Barbed Broaches | Barbed Broaches
Diadent Group International | كوريا الجنوبية | Korea, South | ME0000011710SFDAA00003 | DIA GP Gauge | DIA GP Gauge
Diadent Group International | كوريا الجنوبية | Korea, South | ME0000011710SFDAA00004 | D LUX | LED Curing Light
EVERVIEW Corp. | كوريا الجنوبية | Korea, South | ME0000012630SFDAA00002 | LCD Chart | LCD Chart
EVERVIEW Corp. | كوريا الجنوبية | Korea, South | ME0000012630SFDAA00003 | Auto Vision Tester | Auto Vision Tester
DE TECH KOREA Co.,Ltd | كوريا الجنوبية | Korea, South | ME0000009097SFDAA00003 | Nano-b | Adult,Manual Toothbrush |  | فرشة مضادة للبكتريا مطلية بالفضة
DE TECH KOREA Co.,Ltd | كوريا الجنوبية | Korea, South | ME0000009097SFDAA00004 | Nano-b | Adult,Manual Toothbrush |  | فرشه مضادة للبكتريا مطلية بالذهب
Cworld | كوريا الجنوبية | Korea, South | ME0000001107SFDAA00001 | TRU LITE Radiation Shield Apron | Radiation Shield Apron
Cworld | كوريا الجنوبية | Korea, South | ME0000001107SFDAA00002 | TRU COMFI Radiation Shield Apron | Radiation Shield Apron
Seoulin Medicare Co., Ltd. | كوريا الجنوبية | Korea, South | ME0000001968SFDAA00001 | Profacial | Combination Stimulator
Seoulin Medicare Co., Ltd. | كوريا الجنوبية | Korea, South | ME0000001968SFDAA00002 | PlaSon | Combination Stimulator
iiSM Inc. | كوريا الجنوبية | Korea, South | ME0000006254SFDAA00002 | Vein Probe | Vein Probe
Dentis Co Ltd | كوريا الجنوبية | Korea, South | ME0000006341SFDAA00001 | Luminaire for Diagnosis | E100 series
LG Electronics Inc. | كوريا الجنوبية | Korea, South | ME0000005227SFDAA00001 | Medical Monitor | Patient Monitor | Patient Monitor
ATRIA CO | كوريا الجنوبية | Korea, South | ME0000005598SFDAA00001 | Layan ® Cord | Gingival Retraction Cord System | Gingival retraction cords
iiSM Inc. | كوريا الجنوبية | Korea, South | ME0000006254SFDAA00001 | Vein Probe | Vein Finder | The VPism aids in identifying and locating hypodermic veins during medical procedures by detecting and showing real time video of veins The VPism has built in batteries which makes it portable
Join Enterprise Co., Ltd | كوريا الجنوبية | Korea, South | ME0000007799SFDAA00001 | Optima CAST | Optima CAST | Optima CAST
Join Enterprise Co., Ltd | كوريا الجنوبية | Korea, South | ME0000007799SFDAA00002 | Optima Splint | Optima Splint | Optima Splint
WETAPE Inc. | كوريا الجنوبية | Korea, South | ME0000008106SFDAA00001 | BB Tape | Kinesiology Tape | TREAT SPORT INJURIES PREVENT INJURIES AND FATIGUE REDUCE PAIN SUPPORT FOR MUSCLES AND JOINTS ENHANCE PERFORMANCE PROMOTE GOOD CIRCULATION AND HEALING
DE TECH KOREA Co.,Ltd | كوريا الجنوبية | Korea, South | ME0000009097SFDAA00002 | Nano-b | Adult, Manual Toothbrush | Premium manual toothbrush with Silver impregnated bristles to reduce bacteria count on the toothbrush. Flossing, double-layered bristles structure with ultra-thin longer bristles and rounded tips of the longer bristles to protect gums and teeth from scratches. Smaller head size to allow better maneuverability and control. Travel & storage case with each toothbrush. | فرشاة أسنان بشعيرات ناعمه لتنظيف الأسنان
ORTEC CO LTD | كوريا الجنوبية | Korea, South | ME0000010921SFDAA00009 | Upper Limb Orthosis | Assistive Products for paltient with disability | Devices used to immobilize body parts and/or to apply force or compression on them , Orthotic footwear ,Orthosis , Assistance for disabled patients (products)
Handae Chemical Co., Ltd | كوريا الجنوبية | Korea, South | ME0000011044SFDAA00001 | Dental Impression Material | Perfect-F Dental Impression Material | Inner mouth dental impressions for negative print of the teeth
BIOTEM CO., LTD | كوريا الجنوبية | Korea, South | ME0000002214SFDAA00060 | FIXTURE PIN | Surgical Instruments | Endosseous dental implant system
BIOTEM CO., LTD | كوريا الجنوبية | Korea, South | ME0000002214SFDAA00060 | FIXTURE PIN | Surgical Instruments | Endosseous dental implant system
BIOTEM CO., LTD | كوريا الجنوبية | Korea, South | ME0000002214SFDAA00060 | FIXTURE PIN | Surgical Instruments | Endosseous dental implant system
BIOTEM CO., LTD | كوريا الجنوبية | Korea, South | ME0000002214SFDAA00060 | FIXTURE PIN | Surgical Instruments | Endosseous dental implant system
BIOTEM CO., LTD | كوريا الجنوبية | Korea, South | ME0000002214SFDAA00060 | FIXTURE PIN | Surgical Instruments | Endosseous dental implant system
BIOTEM CO., LTD | كوريا الجنوبية | Korea, South | ME0000002214SFDAA00060 | FIXTURE PIN | Surgical Instruments | Endosseous dental implant system
BIOTEM CO., LTD | كوريا الجنوبية | Korea, South | ME0000002214SFDAA00062 | TORQ WRENCH | Surgical Instruments | Endosseous dental implant system
BIOTEM CO., LTD | كوريا الجنوبية | Korea, South | ME0000002214SFDAA00062 | TORQ WRENCH | Surgical Instruments | Endosseous dental implant system
BIOTEM CO., LTD | كوريا الجنوبية | Korea, South | ME0000002214SFDAA00062 | TORQ WRENCH | Surgical Instruments | Endosseous dental implant system
BIOTEM CO., LTD | كوريا الجنوبية | Korea, South | ME0000002214SFDAA00062 | TORQ WRENCH | Surgical Instruments | Endosseous dental implant system
BIOTEM CO., LTD | كوريا الجنوبية | Korea, South | ME0000002214SFDAA00062 | TORQ WRENCH | Surgical Instruments | Endosseous dental implant system
BIOTEM CO., LTD | كوريا الجنوبية | Korea, South | ME0000002214SFDAA00062 | TORQ WRENCH | Surgical Instruments | Endosseous dental implant system
BIOTEM CO., LTD | كوريا الجنوبية | Korea, South | ME0000002214SFDAA00058 | HAND DRIVER | Surgical Instruments | Endosseous dental implant system
BIOTEM CO., LTD | كوريا الجنوبية | Korea, South | ME0000002214SFDAA00058 | HAND DRIVER | Surgical Instruments | Endosseous dental implant system
BIOTEM CO., LTD | كوريا الجنوبية | Korea, South | ME0000002214SFDAA00058 | HAND DRIVER | Surgical Instruments | Endosseous dental implant system
BIOTEM CO., LTD | كوريا الجنوبية | Korea, South | ME0000002214SFDAA00058 | HAND DRIVER | Surgical Instruments | Endosseous dental implant system
BIOTEM CO., LTD | كوريا الجنوبية | Korea, South | ME0000002214SFDAA00060 | FIXTURE PIN | Surgical Instruments | Endosseous dental implant system
BIOTEM CO., LTD | كوريا الجنوبية | Korea, South | ME0000002214SFDAA00062 | TORQ WRENCH | Surgical Instruments | Endosseous dental implant system
BIOTEM CO., LTD | كوريا الجنوبية | Korea, South | ME0000002214SFDAA00058 | HAND DRIVER | Surgical Instruments | Endosseous dental implant system
BIOTEM CO., LTD | كوريا الجنوبية | Korea, South | ME0000002214SFDAA00057 | BR FIXTURE DRIVER | Surgical Instruments | Endosseous dental implant system
Libertech Corporation | كوريا الجنوبية | Korea, South | ME0000012587SFDAA00001 | Operating Room Gel Pads | Operating Room Gel Pads | Operating Room Gel Pads
BIOTEM CO., LTD | كوريا الجنوبية | Korea, South | ME0000002214SFDAA00049 | Convenient Kit | Surgical instument | Endosseous dental implant system
BIOTEM CO., LTD | كوريا الجنوبية | Korea, South | ME0000002214SFDAA00053 | TAPERED DRILL | Surgical Instruments | Endosseous dental implant system
BIOTEM CO., LTD | كوريا الجنوبية | Korea, South | ME0000002214SFDAA00055 | CORTICAL DRILL | Surgical Instruments | Endosseous dental implant system
BIOTEM CO., LTD | كوريا الجنوبية | Korea, South | ME0000002214SFDAA00056 | IR FIXTURE DRIVER | Surgical Instruments | Endosseous dental implant system
BIOTEM CO., LTD | كوريا الجنوبية | Korea, South | ME0000002214SFDAA00061 | EXTENSION | Surgical Instruments | Endosseous dental implant system
Korea Optical CO.LTD | كوريا الجنوبية | Korea, South | ME0000013049SFDAA00001 | Clex | Optical Lens | Sight Corrective | عدسات نظارات
Korea Optical CO.LTD | كوريا الجنوبية | Korea, South | ME0000013049SFDAA00001 | Clex | Optical Lens | Sight Corrective | عدسات نظارات
Korea Optical CO.LTD | كوريا الجنوبية | Korea, South | ME0000013049SFDAA00001 | Clex | Optical Lens | Sight Corrective | عدسات نظارات
Osstem Implant Co Ltd | كوريا الجنوبية | Korea, South | ME0000013323SFDAA00001 | TS Fixture Lab Analog | Implant materials for dental practices | Lab Analog is for making aesthetic oral abutments on the working model.
MCTBIO CO., LTD | كوريا الجنوبية | Korea, South | ME0000012750SFDAA00002 | Saw Cover Set II | Dental Hand Instrument | Saw Cover
MCTBIO CO., LTD | كوريا الجنوبية | Korea, South | ME0000012750SFDAA00003 | Sinus Master Kit III | Dental Hand Instrument | Dental Hand Instrument
MCTBIO CO., LTD | كوريا الجنوبية | Korea, South | ME0000012750SFDAA00004 | Tissue Punch & Trephine Bur & Saw | Dental Hand Instrument | Dental Hand Instrument
MCTBIO CO., LTD | كوريا الجنوبية | Korea, South | ME0000012750SFDAA00005 | Bone Crester Master | Dental Hand Instrument | Dental Hand Instrument
MCTBIO CO., LTD | كوريا الجنوبية | Korea, South | ME0000012750SFDAA00006 | Bone Expander | Dental Hand Instrument | Dental Hand Instrument
MCTBIO CO., LTD | كوريا الجنوبية | Korea, South | ME0000012750SFDAA00007 | Composition of PRF-BOX | Dental Hand Instrument | Dental Hand Instrument
MCTBIO CO., LTD | كوريا الجنوبية | Korea, South | ME0000012750SFDAA00008 | Fixture&Screw Removal Master | Dental Hand Instrument | Dental Hand Instrument
MCTBIO CO., LTD | كوريا الجنوبية | Korea, South | ME0000012750SFDAA00009 | Hydro Lift System | Dental Hand Instrument | Dental Hand Instrument
MCTBIO CO., LTD | كوريا الجنوبية | Korea, South | ME0000012750SFDAA00010 | Implant Guide Kit | Dental Hand Instrument | Dental Hand Instrument
MCTBIO CO., LTD | كوريا الجنوبية | Korea, South | ME0000012750SFDAA00011 | Bone Chip Maker | Dental Hand Instrument | Dental Hand Instrument
MCTBIO CO., LTD | كوريا الجنوبية | Korea, South | ME0000012750SFDAA00012 | Magnetic Lateral Approach Drill Kit | Dental Hand Instrument | Dental Hand Instrument
MCTBIO CO., LTD | كوريا الجنوبية | Korea, South | ME0000012750SFDAA00013 | Masai Drill Kit III | Dental Hand Instrument | Dental Hand Instrument
MCTBIO CO., LTD | كوريا الجنوبية | Korea, South | ME0000012750SFDAA00014 | M-Torque Driver Mini Kit | Dental Hand Instrument | Dental Hand Instrument
MCTBIO CO., LTD | كوريا الجنوبية | Korea, South | ME0000012750SFDAA00015 | Split Master III | Dental Hand Instrument | Dental Hand Instrument
BIOTEM CO., LTD | كوريا الجنوبية | Korea, South | ME0000002214SFDAA00059 | PARALLEL PIN | Surgical Instruments | Endosseous dental implant system
BIOTEM CO., LTD | كوريا الجنوبية | Korea, South | ME0000002214SFDAA00051 | Non sterile Point Drill | Surgical Instruments | Endosseous dental implant system
BIOTEM CO., LTD | كوريا الجنوبية | Korea, South | ME0000002214SFDAA00052 | STRAIGHT DRILL | Surgical Instruments | Endosseous dental implant system
New Cast Industry Co.,Ltd. | كوريا الجنوبية | Korea, South | ME0000000373SFDAA00001 | HM Splint | HM Splint | Used in cases of injured bone or joint
SINSIN PHARM Co.,LTD | كوريا الجنوبية | Korea, South | ME0000012920SFDAA00001 | Move on freeze patch | Pain Relief therapy Patch | To provide lasting soothing relief of the pains of sprains strains joints and muscles. | لتوفير الإغاثة ومهدئا دائم للالام الالتواء سلالات المفاصل والعضلات.
BIOTEM CO., LTD | كوريا الجنوبية | Korea, South | ME0000002214SFDAA00050 | SURGICAL KIT | Surgical Instruments | Endosseous dental implant system
BIOTEM CO., LTD | كوريا الجنوبية | Korea, South | ME0000002214SFDAA00054 | DRILL STOPPER | Surgical Instruments | Endosseous dental implant system
BIOTEM CO., LTD | كوريا الجنوبية | Korea, South | ME0000002214SFDAA00064 | AR Fixture Driver | N/A | Endosseous dental implant system
SungkwangMeditechCo.,Ltd | كوريا الجنوبية | Korea, South | ME0000001575SFDAA00001 | apron set | apron set | Lead equipment is intended to protect X-ray radiation
TOMATO M&C CO.,LTD. | كوريا الجنوبية | Korea, South | ME0000011118SFDAA00004 | TOMATO Super Cast | orthopedic Cast | TOMATO Super Cast
TOMATO M&C CO.,LTD. | كوريا الجنوبية | Korea, South | ME0000011118SFDAA00004 | TOMATO Super Cast | orthopedic Cast | TOMATO Super Cast
TOMATO M&C CO.,LTD. | كوريا الجنوبية | Korea, South | ME0000011118SFDAA00004 | TOMATO Super Cast | orthopedic Cast | TOMATO Super Cast
TOMATO M&C CO.,LTD. | كوريا الجنوبية | Korea, South | ME0000011118SFDAA00005 | TOMATO Super PAD | casting material 100% cotton | TOMATO Super PAD
TOMATO M&C CO.,LTD. | كوريا الجنوبية | Korea, South | ME0000011118SFDAA00005 | TOMATO Super PAD | casting material 100% cotton | TOMATO Super PAD
TOMATO M&C CO.,LTD. | كوريا الجنوبية | Korea, South | ME0000011118SFDAA00005 | TOMATO Super PAD | casting material 100% cotton | TOMATO Super PAD
TOMATO M&C CO.,LTD. | كوريا الجنوبية | Korea, South | ME0000011118SFDAA00002 | TOMATO Super Stockinette | Stockinette | TOMATO Super Stockinette
TOMATO M&C CO.,LTD. | كوريا الجنوبية | Korea, South | ME0000011118SFDAA00002 | TOMATO Super Stockinette | Stockinette | TOMATO Super Stockinette
TOMATO M&C CO.,LTD. | كوريا الجنوبية | Korea, South | ME0000011118SFDAA00006 | TOMATO Super Splint | Orthopedic splint | TOMATO Super Splint
TOMATO M&C CO.,LTD. | كوريا الجنوبية | Korea, South | ME0000011118SFDAA00006 | TOMATO Super Splint | Orthopedic splint | TOMATO Super Splint
TOMATO M&C CO.,LTD. | كوريا الجنوبية | Korea, South | ME0000011118SFDAA00006 | TOMATO Super Splint | Orthopedic splint | TOMATO Super Splint
Dream Air Co., Ltd | كوريا الجنوبية | Korea, South | ME0000000782SFDAA00003 | Nosl Nasal Filter | Nosl Nasal Filter | Respiratory apparatus
MEDSUN CO., LTD | كوريا الجنوبية | Korea, South | ME0000012918SFDAA00001 | Plaxel | plasma pen | Plasma pen discharge light and use electricity to convert it to a fourth element above the gas, What is made so that it can be generated, that the plasma pen and the electric pen can be distinguished clearly. The electric pen can be damaged when it touches the skin, And the plasma pen can be seen like aurora (purple light) before reaching the skin. Plasma pens utilize the advantages of bacterial sterilization, skin lifting, skin incision, etc., known as plasma effects It means treatment with plasma light using electric energy. | جهاز لتحسين مظهر البشره وتخفيف التجاعيد
Libertech Corporation | كوريا الجنوبية | Korea, South | ME0000015600SFDAA00001 | Wheelchair Air Cushion | Wheelchair Air Cushion | Cushion CR provides the pressure relief needed and adjust to a user's body movement.
Libertech Corporation | كوريا الجنوبية | Korea, South | ME0000015600SFDAA00001 | Wheelchair Air Cushion | Wheelchair Air Cushion | Cushion CR provides the pressure relief needed and adjust to a user's body movement.
DiaDent Group International | كوريا الجنوبية | Korea, South | ME0000011800SFDAA00003 | D-LUX + | LED CURING LIGHT | LED CURING LIGHT
DiaDent Group International | كوريا الجنوبية | Korea, South | ME0000015611SFDAA00001 | H-Files Nickel-Titanium | Nickel-Titanium Hand Files | Nickel-Titanium Hand Files
DiaDent Group International | كوريا الجنوبية | Korea, South | ME0000011800SFDAA00005 | IRRIGATION TIPS-END OPEN TYPE | IRRIGATION TIPS | IRRIGATION TIPS
Eastdent Co., Ltd | كوريا الجنوبية | Korea, South | ME0000015711SFDAA00001 | Smart Cord | Gingival Retraction Cord | gingival retraction cord is a non-impregnated knitted cord made of 100% cotton and used for tissue displacement and management prior to taking an impression
Curaco, Inc. | كوريا الجنوبية | Korea, South | ME0000001408SFDAA00203 | Carebidet 1B | Automatic Toileting Aid System | The innovative nursing smart bidet for peopel with limited mobility
OTOSWING Co.,Ltd | كوريا الجنوبية | Korea, South | ME0000017389SFDAA00001 | AIR WING III | Powered Air Purifying Respirator | The powered air-purifying respirator (PAPR) filters contaminated air and the system generates a positive air pressure to help prevent contaminants from entering the hood. helps protect the user from certain contaminants
OTOSWING Co.,Ltd | كوريا الجنوبية | Korea, South | ME0000017389SFDAA00001 | AIR WING III | Powered Air Purifying Respirator | The powered air-purifying respirator (PAPR) filters contaminated air and the system generates a positive air pressure to help prevent contaminants from entering the hood. helps protect the user from certain contaminants
DiaDent Group International | كوريا الجنوبية | Korea, South | ME0000011800SFDAA00007 | DiaFlex | DiaFlex | Multiple Use irrigation Syringe
M.I ONE CO., LTD | كوريا الجنوبية | Korea, South | ME0000016805SFDAA00006 | Electric otolaryngology chair | Insight | an electrically operated ENT chair that control patient movement during patient care
NEO-MEDICAL CO., LTD. | كوريا الجنوبية | Korea, South | ME0000012244SFDAA00003 | MOVE ON FREEZE | Spray for Pain Relief | for symptomatic relief from joint pain , arthritis ,muscles inflammation | لتخفيف الأعراض من آلام المفاصل ، التهاب المفاصل ، التهاب العضلات
AMI GLOBAL CO., LTD, | كوريا الجنوبية | Korea, South | ME0000013815SFDAA00014 | Spine and Waist Back Support | Spine and Waist Back Support | Spine and Waist Back Support
AMI GLOBAL CO., LTD, | كوريا الجنوبية | Korea, South | ME0000013815SFDAA00015 | Ankle Foot Support | Ankle Foot Support | Ankle Foot Support
AMI GLOBAL CO., LTD, | كوريا الجنوبية | Korea, South | ME0000013815SFDAA00013 | Elbow Support | Elbow Sleeve | Elbow Support
DiaDent Group International | كوريا الجنوبية | Korea, South | ME0000015611SFDAA00006 | STERI ENDO GUARD W/RULER (ENGINE FILE) | STERI ENDO GUARD W/RULER | STERI ENDO GUARD W/RULER
AMI GLOBAL CO., LTD, | كوريا الجنوبية | Korea, South | ME0000013815SFDAA00016 | Knee Patella and Ligament Sleeve | Knee Sleeve | Knee Patella and Ligament Sleeve
AMI GLOBAL CO., LTD, | كوريا الجنوبية | Korea, South | ME0000013815SFDAA00012 | Cervical Collar | Cervical Collar | Cervical Collar
DiaDent Group International | كوريا الجنوبية | Korea, South | ME0000015611SFDAA00007 | Hedstrom Files | Stainless Steel Hand Files | Stainless Steel Hand Files
AMI GLOBAL CO., LTD, | كوريا الجنوبية | Korea, South | ME0000013815SFDAA00004 | Hand Wrist Finger Splint | Fore Finger Splint | Hand Wrist Finger Splint
ORTEC | كوريا الجنوبية | Korea, South | ME0000010282SFDAA00002 | ORTEC | ORTHOPEDIC PRODUCTS | ORTHOPEDIC PRODUCTS BARS
ORTEC | كوريا الجنوبية | Korea, South | ME0000010282SFDAA00003 | ORTEC | ORTHOPEDIC PRODUCTS | 34 KNEE CAGE
Ray Co., Ltd. | كوريا الجنوبية | Korea, South | ME0000009875SFDAA00008 | Raydent SG | Raydent SG | Raydent SG
ORTEC | كوريا الجنوبية | Korea, South | ME0000010282SFDAA00001 | FLEX STEP (DIAL LOCK-TYPE) | ORTHOPEDIC PRODUCT | FLEX STEP (DIAL LOCK-TYPE_
LG Electronics Inc. | كوريا الجنوبية | Korea, South | ME0000005227SFDAA00023 | Medical Monitor | MEDICAL MONITOR | MEDICAL MONITOR
Medyssey Co., Ltd | كوريا الجنوبية | Korea, South | ME0000008978SFDAA00143 | LP Cage holder - B Type Slap Type T- Handle | LP Cage holder - B Type Slap Type T- Handle | Surgical Instrument
UZINMEDICARE CO. | كوريا الجنوبية | Korea, South | ME0000000172SFDAA00004 | Spectra UV sterilizer | Multi purpose sterilizer | Multi purpose UV sterilizer
Godlisha Corp. | كوريا الجنوبية | Korea, South | ME0000008051SFDAA00001 | Ares Kinesiology Tape | Ares Kinesiology Tape | Kinesiology Tape
M.I ONE CO., LTD | كوريا الجنوبية | Korea, South | ME0000016805SFDAA00010 | Table, Examination/ treatment ENT accessories | Insight | ENT workstation is designed to provide ENT treatment system in the of otolaryngology, and its accessories
ORTEC | كوريا الجنوبية | Korea, South | ME0000010282SFDAA00004 | ORTEC TLSO | ORTHOPEDIC PRODUCTS | TL-TLSO, TLSO
ORTEC | كوريا الجنوبية | Korea, South | ME0000010282SFDAA00005 | ORTEC SWEDISH KNEE CAGE | ORTHOPEDIC PRODUCTS | SWEDISH KNEE CAGE
Man&tel Co. Ltd | كوريا الجنوبية | Korea, South | ME0000019450SFDAA00002 | Whole Body Trainer (JOY) | Manually Operated Function Recovery Trainer | •Semi-auto test of Berg Balance Scale •Cognitive rehab. Training & Dementia Delay •Upper & lower limb Muscle strength evaluation using sling •Whole body Exercise & Balance training
Man&tel Co. Ltd | كوريا الجنوبية | Korea, South | ME0000019450SFDAA00001 | 3D Balance Trainer | Balance Trainer | 3DBT and MSBT is a rehabilitation treatment equipment to improve the condition of body by training of shift of center of weight horizontally and bending the knee joints vertically for the patient who needs lower limb rehabilitation. It has the function of assessment of balance of body by measuring the difference of left and right weight and the degree of bending the knee joints. The improvement of balance of body can be checked by the accumulated data for a certain period. All the trainings are composed of games interesting to the patients, so that the effect of treat ment can be maximized.
Man&tel Co. Ltd | كوريا الجنوبية | Korea, South | ME0000019450SFDAA00003 | Upper Limb Exerciser | Manually Operated Function Recovery Trainer | • Exercising pleasantly playing game • Exercise for strengthening muscle power of upper limb • Game for strengthening cognitive power
Medyssey Co., Ltd | كوريا الجنوبية | Korea, South | ME0000008978SFDAA00204 | Plate Bender | Plate Bender | Plate Bender
Medyssey Co., Ltd | كوريا الجنوبية | Korea, South | ME0000008978SFDAA00210 | Plate Holder | Plate Holder | Plate Holder
Medyssey Co., Ltd | كوريا الجنوبية | Korea, South | ME0000008978SFDAA00215 | ACP Calipers | ACP Calipers | ACP Calipers
Medyssey Co., Ltd | كوريا الجنوبية | Korea, South | ME0000008978SFDAA00220 | Plastic Hammer | Plastic Hammer | Plastic Hammer
Medyssey Co., Ltd | كوريا الجنوبية | Korea, South | ME0000008978SFDAA00208 | ACP Drill Guide | ACP Drill Guide | ACP Drill Guide
Medyssey Co., Ltd | كوريا الجنوبية | Korea, South | ME0000008978SFDAA00217 | Cervical Plate Screw Tray | Cervical Plate Screw Tray | Cervical Plate Screw Tray
Medyssey Co., Ltd | كوريا الجنوبية | Korea, South | ME0000008978SFDAA00212 | ACP Ring Expander | ACP Ring Expander | ACP Ring Expander
Medyssey Co., Ltd | كوريا الجنوبية | Korea, South | ME0000008978SFDAA00218 | Cervical Plate Implant Tray | Cervical Plate Implant Tray | Cervical Plate Implant Tray
Medyssey Co., Ltd | كوريا الجنوبية | Korea, South | ME0000008978SFDAA00214 | ACP Tap | ACP Tap | ACP Tap
Medyssey Co., Ltd | كوريا الجنوبية | Korea, South | ME0000008978SFDAA00209 | ACP Fixation Pin | ACP Fixation Pin | ACP Fixation Pin
Medyssey Co., Ltd | كوريا الجنوبية | Korea, South | ME0000008978SFDAA00203 | AWL (2.0mm - Trocar tip) | AWL (2.0mm - Trocar tip) | AWL (2.0mm - Trocar tip)
Medyssey Co., Ltd | كوريا الجنوبية | Korea, South | ME0000008978SFDAA00205 | ACP Drill Bit | ACP Drill Bit | ACP Drill Bit
Medyssey Co., Ltd | كوريا الجنوبية | Korea, South | ME0000008978SFDAA00211 | ACP-Quick Handle | ACP-Quick Handle | ACP-Quick Handle
Medyssey Co., Ltd | كوريا الجنوبية | Korea, South | ME0000008978SFDAA00216 | Wing Rotator | Wing Rotator | Wing Rotator
Medyssey Co., Ltd | كوريا الجنوبية | Korea, South | ME0000008978SFDAA00213 | ACP Star Screw driver | ACP Star Screw driver | ACP Star Screw driver
Medyssey Co., Ltd | كوريا الجنوبية | Korea, South | ME0000008978SFDAA00219 | Instrument Tray | Instrument Tray | Instrument Tray
Medyssey Co., Ltd | كوريا الجنوبية | Korea, South | ME0000008978SFDAA00207 | Drill Guide | Drill Guide | Drill Guide
OTOSWING Co.,Ltd | كوريا الجنوبية | Korea, South | ME0000017389SFDAA00002 | T-1 Headcover H-01ST | Headcover | Headcover used with PAPR System
ORTEC | كوريا الجنوبية | Korea, South | ME0000010282SFDAA00006 | ORTEC ATLANTA BRACE | ORTHOPEDIC PRODUCTS | ATLANTA BRACE
Choyang Medical Industry Ltd., | كوريا الجنوبية | Korea, South | ME0000007592SFDAA00001 | ENDOCAB PLUS | Endoscope Storage Cabinet | Endoscope Storage Cabinet
Medyssey Co., Ltd | كوريا الجنوبية | Korea, South | ME0000008978SFDAA00224 | Pedicle Marker | Pedicle Marker | Pedicle Marker
Medyssey Co., Ltd | كوريا الجنوبية | Korea, South | ME0000008978SFDAA00244 | Rod Holder | Rod Holder | Rod Holder
Medyssey Co., Ltd | كوريا الجنوبية | Korea, South | ME0000008978SFDAA00232 | Persuader | Persuader | Persuader
Medyssey Co., Ltd | كوريا الجنوبية | Korea, South | ME0000008978SFDAA00240 | Inserter | Inserter | Inserter
Medyssey Co., Ltd | كوريا الجنوبية | Korea, South | ME0000008978SFDAA00236 | Crosslink Driver | Crosslink Driver | Crosslink Driver
Medyssey Co., Ltd | كوريا الجنوبية | Korea, South | ME0000008978SFDAA00228 | Single ended Tester | Single ended Tester | Single ended Tester
Medyssey Co., Ltd | كوريا الجنوبية | Korea, South | ME0000008978SFDAA00248 | Torque Wrench | Torque Wrench | Torque Wrench
Medyssey Co., Ltd | كوريا الجنوبية | Korea, South | ME0000008978SFDAA00249 | Rod Derotator | Rod Derotator | Rod Derotator
Medyssey Co., Ltd | كوريا الجنوبية | Korea, South | ME0000008978SFDAA00245 | Rod Pusher | Rod Pusher | Rod Pusher
Medyssey Co., Ltd | كوريا الجنوبية | Korea, South | ME0000008978SFDAA00241 | Push Tap Remover | Push Tap Remover | Push Tap Remover
Medyssey Co., Ltd | كوريا الجنوبية | Korea, South | ME0000008978SFDAA00237 | Double Ended Crosslink Driver | Double Ended Crosslink Driver | Double Ended Crosslink Driver
Medyssey Co., Ltd | كوريا الجنوبية | Korea, South | ME0000008978SFDAA00233 | Paragon Implant Case | Paragon Implant Case | Paragon Implant Case
Medyssey Co., Ltd | كوريا الجنوبية | Korea, South | ME0000008978SFDAA00229 | Fixed Type Sharp Type | Fixed Type Sharp Type | Fixed Type Sharp Type
Medyssey Co., Ltd | كوريا الجنوبية | Korea, South | ME0000008978SFDAA00225 | Probe | Probe | Probe
OTOSWING Co.,Ltd | كوريا الجنوبية | Korea, South | ME0000017389SFDAA00004 | AIR WING® FILTER, PREFILTER | Foam Prefilter | Foam Prefilter
Medyssey Co., Ltd | كوريا الجنوبية | Korea, South | ME0000008978SFDAA00221 | Iliad Instrument Case 1 | Iliad Instrument Case 1 | Iliad Instrument Case 1
MCTBIO CO., LTD | كوريا الجنوبية | Korea, South | ME0000012750SFDAA00024 | Adapter | Adapter | NON-sterile hand adapter
MCTBIO CO., LTD | كوريا الجنوبية | Korea, South | ME0000012750SFDAA00020 | Sinus Lift | Sinus Lift | NON-sterile sinus lift
MCTBIO CO., LTD | كوريا الجنوبية | Korea, South | ME0000012750SFDAA00019 | Gold mill | Gold mill | Non-Sterile surgical gold mill
Medyssey Co., Ltd | كوريا الجنوبية | Korea, South | ME0000008978SFDAA00222 | Cross link - Extra Tray | Cross link - Extra Tray | Cross link - Extra Tray
Medyssey Co., Ltd | كوريا الجنوبية | Korea, South | ME0000008978SFDAA00226 | Rod Cutter | Rod Cutter | Rod Cutter
Medyssey Co., Ltd | كوريا الجنوبية | Korea, South | ME0000008978SFDAA00230 | Mono Screw Driver | Mono Screw Driver | Mono Screw Driver
Medyssey Co., Ltd | كوريا الجنوبية | Korea, South | ME0000008978SFDAA00234 | Anti-Torque handle | Anti-Torque handle | Anti-Torque handle
Medyssey Co., Ltd | كوريا الجنوبية | Korea, South | ME0000008978SFDAA00238 | Parallel Distractor | Parallel Distractor | Parallel Distractor
Medyssey Co., Ltd | كوريا الجنوبية | Korea, South | ME0000008978SFDAA00242 | Rod Bender | Rod Bender | Rod Bender
Medyssey Co., Ltd | كوريا الجنوبية | Korea, South | ME0000008978SFDAA00246 | Set screw driver | Set screw driver | Set screw driver
MCTBIO CO., LTD | كوريا الجنوبية | Korea, South | ME0000012750SFDAA00017 | Mallet | Mallet | Non-sterile surgical mallet,
MCTBIO CO., LTD | كوريا الجنوبية | Korea, South | ME0000012750SFDAA00022 | Saw | Saw | non-sterile dental saw
Medyssey Co., Ltd | كوريا الجنوبية | Korea, South | ME0000008978SFDAA00223 | Awl - lumbar 15mm | Awl - lumbar 15mm | Awl - lumbar 15mm
Medyssey Co., Ltd | كوريا الجنوبية | Korea, South | ME0000008978SFDAA00227 | Double ended Tester | Double ended Tester | Double ended Tester
Medyssey Co., Ltd | كوريا الجنوبية | Korea, South | ME0000008978SFDAA00231 | Poly Screw Driver | Poly Screw Driver | Poly Screw Driver
Medyssey Co., Ltd | كوريا الجنوبية | Korea, South | ME0000008978SFDAA00235 | Parallel Compressor | Parallel Compressor | Parallel Compressor
Medyssey Co., Ltd | كوريا الجنوبية | Korea, South | ME0000008978SFDAA00239 | Head adjuster - Side type | Head adjuster - Side type | Head adjuster - Side type
Medyssey Co., Ltd | كوريا الجنوبية | Korea, South | ME0000008978SFDAA00243 | Rod Fork | Rod Fork | Rod Fork
Medyssey Co., Ltd | كوريا الجنوبية | Korea, South | ME0000008978SFDAA00247 | Set screw Starter | Set screw Starter | Set screw Starter
MCTBIO CO., LTD | كوريا الجنوبية | Korea, South | ME0000012750SFDAA00021 | Split Chisel Set | Split Chisel Set | Non-sterile split chisel set
Medyssey Co., Ltd | كوريا الجنوبية | Korea, South | ME0000008978SFDAA00269 | Distraction pin | Distraction pin | Distraction pin
Medyssey Co., Ltd | كوريا الجنوبية | Korea, South | ME0000008978SFDAA00263 | Rasp | Rasp | Rasp
Medyssey Co., Ltd | كوريا الجنوبية | Korea, South | ME0000008978SFDAA00258 | Cage Holder (Varian & EP) | Cage Holder (Varian & EP) | Cage Holder (Varian & EP)
Medyssey Co., Ltd | كوريا الجنوبية | Korea, South | ME0000008978SFDAA00253 | LP Cage Holder - B type Slap type T-Handle | LP Cage Holder - B type Slap type T-Handle | LP Cage Holder - B type Slap type T-Handle
Medyssey Co., Ltd | كوريا الجنوبية | Korea, South | ME0000008978SFDAA00278 | Box Curette | Box Curette | Box Curette
Medyssey Co., Ltd | كوريا الجنوبية | Korea, South | ME0000008978SFDAA00274 | Pin Holder | Pin Holder | Pin Holder
Medyssey Co., Ltd | كوريا الجنوبية | Korea, South | ME0000008978SFDAA00255 | LP Cage Case | LP Cage Case | LP Cage Case
ORTEC | كوريا الجنوبية | Korea, South | ME0000010282SFDAA00007 | ORTEC-FINGER SPLINT | ORTHOPEDIC PRODUCTS | FINGER SPLINT
Medyssey Co., Ltd | كوريا الجنوبية | Korea, South | ME0000008978SFDAA00265 | Platform - W11 (Dynamic/Varian&EP) | Platform - W11 (Dynamic/Varian&EP) | Platform - W11 (Dynamic/Varian&EP)
Medyssey Co., Ltd | كوريا الجنوبية | Korea, South | ME0000008978SFDAA00276 | C7 Cage Instrument Tray | C7 Cage Instrument Tray | C7 Cage Instrument Tray
Medyssey Co., Ltd | كوريا الجنوبية | Korea, South | ME0000008978SFDAA00251 | Shaver | Shaver | Shaver
Medyssey Co., Ltd | كوريا الجنوبية | Korea, South | ME0000008978SFDAA00256 | LP Cage - Implant Tray | LP Cage - Implant Tray | LP Cage - Implant Tray
Medyssey Co., Ltd | كوريا الجنوبية | Korea, South | ME0000008978SFDAA00260 | Bone Packing bar (Varian & EP) | Bone Packing bar (Varian & EP) | Bone Packing bar (Varian & EP)
Medyssey Co., Ltd | كوريا الجنوبية | Korea, South | ME0000008978SFDAA00271 | C7 Cage Holder - Standard type | C7 Cage Holder - Standard type | C7 Cage Holder - Standard type
Medyssey Co., Ltd | كوريا الجنوبية | Korea, South | ME0000008978SFDAA00273 | Packing Block | Packing Block | Packing Block
Medyssey Co., Ltd | كوريا الجنوبية | Korea, South | ME0000008978SFDAA00268 | C7 Cage Holder | C7 Cage Holder | C7 Cage Holder
Medyssey Co., Ltd | كوريا الجنوبية | Korea, South | ME0000008978SFDAA00272 | Mallet | Mallet | Mallet
Medyssey Co., Ltd | كوريا الجنوبية | Korea, South | ME0000008978SFDAA00252 | T-Holder | T-Holder | T-Holder
Medyssey Co., Ltd | كوريا الجنوبية | Korea, South | ME0000008978SFDAA00277 | C7 cage - Extra Tray | C7 cage - Extra Tray | C7 cage - Extra Tray
Medyssey Co., Ltd | كوريا الجنوبية | Korea, South | ME0000008978SFDAA00257 | End Cap Driver | End Cap Driver | End Cap Driver
Medyssey Co., Ltd | كوريا الجنوبية | Korea, South | ME0000008978SFDAA00262 | Open Curette | Open Curette | Open Curette
Medyssey Co., Ltd | كوريا الجنوبية | Korea, South | ME0000008978SFDAA00266 | Bone Packing Bar (Dynamic) | Bone Packing Bar (Dynamic) | Bone Packing Bar (Dynamic)
Medyssey Co., Ltd | كوريا الجنوبية | Korea, South | ME0000008978SFDAA00267 | Bone Impactor | Bone Impactor | Bone Impactor
Medyssey Co., Ltd | كوريا الجنوبية | Korea, South | ME0000008978SFDAA00250 | Distractor | Distractor | Distractor
Medyssey Co., Ltd | كوريا الجنوبية | Korea, South | ME0000008978SFDAA00254 | LP Cage Final Impactor | LP Cage Final Impactor | LP Cage Final Impactor
Medyssey Co., Ltd | كوريا الجنوبية | Korea, South | ME0000008978SFDAA00259 | Cage Locking bar | Cage Locking bar | Cage Locking bar
Medyssey Co., Ltd | كوريا الجنوبية | Korea, South | ME0000008978SFDAA00270 | Distractor | Distractor | Distractor
Medyssey Co., Ltd | كوريا الجنوبية | Korea, South | ME0000008978SFDAA00264 | Nerve Retractor | Nerve Retractor | Nerve Retractor
Medyssey Co., Ltd | كوريا الجنوبية | Korea, South | ME0000008978SFDAA00275 | Cervical Trial | Cervical Trial | Cervical Trial
Medyssey Co., Ltd | كوريا الجنوبية | Korea, South | ME0000008978SFDAA00261 | End Plate Rotator (Dynamic/Varian&EP) | End Plate Rotator (Dynamic/Varian&EP) | End Plate Rotator (Dynamic/Varian&EP)
MCTBIO CO., LTD | كوريا الجنوبية | Korea, South | ME0000012750SFDAA00018 | Bone Tac Holder | Bone Tac Holder | NON-sterile bone tac holder
MCTBIO CO., LTD | كوريا الجنوبية | Korea, South | ME0000012750SFDAA00023 | Trephine Bur | Trephine Bur | NON-STERILE Trephine Bur
OTOSWING Co.,Ltd | كوريا الجنوبية | Korea, South | ME0000017389SFDAA00003 | AIR WING® PARICULATE FILTER | Particulate (HEPA) Filter for PAPR System | Particulate (HEPA) Filter for PAPR System
OTOSWING Co.,Ltd | كوريا الجنوبية | Korea, South | ME0000017389SFDAA00005 | AIR WING® BREATHING TUBE | Breathing Tube for PARP System | Breathing Tube for PARP System
M.I ONE CO., LTD | كوريا الجنوبية | Korea, South | ME0000016805SFDAA00011 | Extension table | Insight | ENT work station extension designed to provide ENT treatment system in the area of otolaryngology
ORTEC | كوريا الجنوبية | Korea, South | ME0000010282SFDAA00009 | ORTEC - LSO | ORTHOPEDIC PRODUCTS | LSO
AMI GLOBAL CO., LTD, | كوريا الجنوبية | Korea, South | ME0000013815SFDAA00019 | Elastic Dorso Brace With Stays | Elastic Dorso Brace With Stays | Elastic Dorso Brace With Stays | مشد دورسو المرن مع المشابك
AMI GLOBAL CO., LTD, | كوريا الجنوبية | Korea, South | ME0000013815SFDAA00031 | Maternity Belt | Maternity Belt | Maternity Belt | حزام الولادة
AMI GLOBAL CO., LTD, | كوريا الجنوبية | Korea, South | ME0000013815SFDAA00029 | Soft Cervical Collar | Soft Cervical Collar | Soft Cervical Collar | طوق (رباط) عنقي ناعم
AMI GLOBAL CO., LTD, | كوريا الجنوبية | Korea, South | ME0000013815SFDAA00017 | Triplicated Lining Compression | Triplicated Lining Compression | Triplicated Lining Compression | رباط الكوع الضاغط بطانة بثلاث طبقات
AMI GLOBAL CO., LTD, | كوريا الجنوبية | Korea, South | ME0000013815SFDAA00023 | Knee Brace with Dial Pin Lock | Knee Brace with Dial Pin Lock | Knee Brace with Dial Pin Lock | دعامة معدل حركة الركبة
AMI GLOBAL CO., LTD, | كوريا الجنوبية | Korea, South | ME0000013815SFDAA00025 | Walking Fracture Boot | Walking Fracture Boot | Walking Fracture Boot | حذاء برقبة لكسور القدم للمشي
AMI GLOBAL CO., LTD, | كوريا الجنوبية | Korea, South | ME0000013815SFDAA00033 | Hallux Valgus Support | Hallux Valgus Support | Hallux Valgus Support | دعامة ابهام القدم
AMI GLOBAL CO., LTD, | كوريا الجنوبية | Korea, South | ME0000013815SFDAA00022 | Finger Splint | Finger Splint | Finger Splint | جبيرة السبابة والوسطى
AMI GLOBAL CO., LTD, | كوريا الجنوبية | Korea, South | ME0000013815SFDAA00024 | Elastic Ankle Wrap | Elastic Ankle Wrap | Elastic Ankle Wrap | غلاف الكاحل المرن
AMI GLOBAL CO., LTD, | كوريا الجنوبية | Korea, South | ME0000013815SFDAA00035 | Easy Shoulder Immobilizer | Easy Shoulder Immobilizer | Easy Shoulder Immobilizer | مثبت مانع حركة الكتف
AMI GLOBAL CO., LTD, | كوريا الجنوبية | Korea, South | ME0000013815SFDAA00018 | Abdominal Binder | Abdominal Binder | Abdominal Binder | حزام البطن المرن
AMI GLOBAL CO., LTD, | كوريا الجنوبية | Korea, South | ME0000013815SFDAA00028 | Cast Shoe | Cast Shoe | Cast Shoe | الحذاء المصبوب
AMI GLOBAL CO., LTD, | كوريا الجنوبية | Korea, South | ME0000013815SFDAA00032 | ROM Elbow Arm Brace | ROM Elbow Arm Brace | ROM Elbow Arm Brace | دعامة حركة كوع الذراع
AMI GLOBAL CO., LTD, | كوريا الجنوبية | Korea, South | ME0000013815SFDAA00030 | Adjustable Cervical Orthosis | Adjustable Cervical Orthosis | Adjustable Cervical Orthosis | مقوم العنق
MEDICLUS CO., LTD | كوريا الجنوبية | Korea, South | ME0000006649SFDAA00018 | Any-Flex | POLY VINYL SILOXANE | CONDENSATION SILICONE FOR DENTAL IMPRESSIONS
AMI GLOBAL CO., LTD, | كوريا الجنوبية | Korea, South | ME0000013815SFDAA00036 | Cold Hot Gel Pack | Cold-Hot Gel Pack | Cold-Hot Gel Pack | جل بارد وساخن
SUNGKWANG MEDITECH CO., LTD | كوريا الجنوبية | Korea, South | ME0000021646SFDAA00001 | GEL PADS | GEL PADS | سندات من الجل الغيير معقمه تستخدم لاعطاء ارتخاء وراحه للجسم في المستشفى عند الاقامة الطويله | مخدات وسنادات من الجل باشكال مختلفه
LG Electronics Inc. | كوريا الجنوبية | Korea, South | ME0000005227SFDAA00004 | Medical Monitor | Monitor | Medical Monitor
AMI GLOBAL CO., LTD, | كوريا الجنوبية | Korea, South | ME0000013815SFDAA00020 | Dr.Med Elbow Sleeve | Elbow Sleeve | Elbow Sleeve | كم الكوع
AMI GLOBAL CO., LTD, | كوريا الجنوبية | Korea, South | ME0000013815SFDAA00021 | Dr.Med Wrist Thumb Splint | Wrist Thumb Splint | Wrist Thumb Splint | جبيرة معصم الإبهام
AMI GLOBAL CO., LTD, | كوريا الجنوبية | Korea, South | ME0000013815SFDAA00037 | Dr. Med Compression Stocking | Compression Stocking | Compression Stocking | مخزن ضغط – مقاوم لتجلط اعلى الفخذ
AMI GLOBAL CO., LTD, | كوريا الجنوبية | Korea, South | ME0000013815SFDAA00034 | Dr.Med Elastic Sleeve With Bunion Relief Pad | Elastic Sleeve With Bunion Relief Pad | Elastic Sleeve With Bunion Relief Pad | الرباط المرن مع وسادة تخفيف الورم ورم ابهام القدم
Osung Mnd Co., Ltd | كوريا الجنوبية | Korea, South | ME0000022164SFDAA00014 | Rubber Dam Punch | Dental retractor | Stainless Steel Rubber Dam Punch
Osung Mnd Co., Ltd | كوريا الجنوبية | Korea, South | ME0000022164SFDAA00010 | Amalgam Plugger | Amalgam Carving Instrument | Stainless Steel Amalgam Plugger
Bistos Co., Ltd. | كوريا الجنوبية | Korea, South | ME0000019569SFDAA00006 | Head-worn Light | Head-worn Light | Head-worn Light
AMI GLOBAL CO., LTD, | كوريا الجنوبية | Korea, South | ME0000013815SFDAA00026 | Silicon Heel Cups | Silicon Heel Cups | Silicon Heel Cups | كوب الكعب السيليكون
openM Inc. | كوريا الجنوبية | Korea, South | ME0000022519SFDAA00002 | OpenCast | Cast | Orthopedic Cast
YEGREENA CO, LTD | كوريا الجنوبية | Korea, South | ME0000022517SFDAA00001 | Biocool | Cooling Gel | Cooling Gel | جل التبريد
ORTEC | كوريا الجنوبية | Korea, South | ME0000010282SFDAA00008 | CTLSO | ORTEC Orthosis Technology | Devices used to immobilize body parts and/or to apply force or compression on them ,Orthoticfootwear ,Orthosis , Assistance for disabled patients (products) . | مساعدة المرضى المعاقين
Osstem Implant Co., Ltd. | كوريا الجنوبية | Korea, South | ME0000013314SFDAA00120 | TS Fixture Transfer Impression Coping | Dental instruments | Non-sterile impression coping
Osstem Implant Co., Ltd. | كوريا الجنوبية | Korea, South | ME0000013314SFDAA00125 | Torque Driver for Torque Wrench | Dental instruments | Non-sterile dental Torque Driver
Osstem Implant Co., Ltd. | كوريا الجنوبية | Korea, South | ME0000013314SFDAA00129 | Driver Handle | Dental instruments | Non-sterile dental driver handle
Osstem Implant Co., Ltd. | كوريا الجنوبية | Korea, South | ME0000013314SFDAA00126 | Hand driver | Dental instruments | Non-sterile dental hand driver
Osstem Implant Co., Ltd. | كوريا الجنوبية | Korea, South | ME0000013314SFDAA00122 | Fixture Driver | Dental instruments | Non-sterile dental fixture driver
Osstem Implant Co., Ltd. | كوريا الجنوبية | Korea, South | ME0000013314SFDAA00124 | Torque Wrench | Dental instruments | non-sterile dental Torque Wrench
Osstem Implant Co., Ltd. | كوريا الجنوبية | Korea, South | ME0000013314SFDAA00128 | Torque Driver Handle | Dental instruments | non-sterile dental driver handle
Osstem Implant Co., Ltd. | كوريا الجنوبية | Korea, South | ME0000013314SFDAA00119 | TS Fixture Pick-up Impression Coping | Dental instruments | non-sterile impression coping
Osstem Implant Co., Ltd. | كوريا الجنوبية | Korea, South | ME0000013314SFDAA00121 | TS Convertible Pick-up Impression Coping | Dental instruments | Non-sterile impression coping
Osstem Implant Co., Ltd. | كوريا الجنوبية | Korea, South | ME0000013314SFDAA00123 | Fixture Wrench | Dental instruments | Non-sterile dental fixture wrench
Osstem Implant Co., Ltd. | كوريا الجنوبية | Korea, South | ME0000013314SFDAA00127 | 123 Drill Stop | Dental instruments | non-sterile dental drill stop
ST and G corporation | كوريا الجنوبية | Korea, South | ME0000021648SFDAA00001 | Double Ended Adapter | Double Ended Adapter | The Double Ended Adapter is used to connect any pyramid system on both ends of the receiver
Osstem Implant Co., Ltd. | كوريا الجنوبية | Korea, South | ME0000013314SFDAA00130 | Stopper | Dental instruments | non-sterile dental stopper
Libertech Corporation | كوريا الجنوبية | Korea, South | ME0000015600SFDAA00002 | Operation room gel positioning pad | Operation room gel positioning pad | Operation room gel positioning pad | وسائد جل تستخدم بغرف العمليات لتقليل الالم
POTEC CO., LTD | كوريا الجنوبية | Korea, South | ME0000001524SFDAA00024 | LCD Chart | LCD Chart | LCD Chart
POTEC CO., LTD | كوريا الجنوبية | Korea, South | ME0000001524SFDAA00025 | Digital Refractor | Digital Refractor | Digital Refractor
BL Tech Co., Ltd. | كوريا الجنوبية | Korea, South | ME0000006437SFDAA00009 | NEAL CAST | Orthopedic Casting Tape | Orthopedic Casting Tape
Osstem Implant Co., Ltd. | كوريا الجنوبية | Korea, South | ME0000013314SFDAA00135 | O-Ring Lab Analog | Dental instruments | Non-sterile dental lab analog
POTEC CO., LTD | كوريا الجنوبية | Korea, South | ME0000013728SFDAA00002 | Auto Chart Projector | Auto Chart Projector | Auto Chart Projector
Osstem Implant Co., Ltd. | كوريا الجنوبية | Korea, South | ME0000013314SFDAA00132 | US Esthetic-low Plastic Cylinder | Dental instruments | Non-sterile dental esthetic-low Plastic Cylinder
POTEC CO., LTD | كوريا الجنوبية | Korea, South | ME0000013728SFDAA00003 | Potec Auto Lensmeter | Auto Lensmeter | Auto Lensmeter
Rodek Co., Ltd. | كوريا الجنوبية | Korea, South | ME0000001351SFDAA00002 | Refraction Unit | Refraction Unit | Refraction Unit
ORTEC CO., LTD | كوريا الجنوبية | Korea, South | ME0000001035SFDAA00009 | Lower Limb Orthosis Back Knee Brace | Assistive Products for paltient with disability | Devices used to immobilize body parts and/or to apply force or compression on them , Orthotic footwear ,Orthosis , Assistance for disabled patients (products) . | دعامة للركبة من الخلف
Young Won Medical Co., Ltd | كوريا الجنوبية | Korea, South | ME0000000221SFDAA00001 | Air doctor | Air doctor | Air matters with pump
POTEC CO., LTD | كوريا الجنوبية | Korea, South | ME0000013728SFDAA00004 | Ophthalmic Unit Table | Ophthalmic Unit Table | Ophthalmic Unit Table
Osung Mnd Co., Ltd | كوريا الجنوبية | Korea, South | ME0000022164SFDAA00004 | Composite Instrument | Dental Elevator | Stainless Steel Composite Instrument.
View-M Technology Co., Ltd. | كوريا الجنوبية | Korea, South | ME0000004792SFDAA00001 | Digital Refractor | Digital Refractor | Digital Refractor System
View-M Technology Co., Ltd. | كوريا الجنوبية | Korea, South | ME0000004792SFDAA00002 | Visual chart system | Visual chart system | Visual chart system
ST and G corporation | كوريا الجنوبية | Korea, South | ME0000021766SFDAA00002 | Weight Activated Brake Knee with Manual Lock | Prosthetic Knee Joint | Prosthetic Knee Joint
SUNGKWANG MEDITECH CO.,LTD | كوريا الجنوبية | Korea, South | ME0000013705SFDAA00002 | Gel Pads | Gel Padas | Gel pads are relive skin pressure
Yeollin Sesang Co. | كوريا الجنوبية | Korea, South | ME0000003022SFDAA00001 | Mobile Utility Cart | Mobile Utility Cart | Medical Utility Cart
LG Electronics Inc. | كوريا الجنوبية | Korea, South | ME0000005227SFDAA00006 | MEDICAL MONITOR | Medical Monitor | Medical Monitors
Young Won Medical Co., Ltd | كوريا الجنوبية | Korea, South | ME0000000221SFDAA00002 | Air doctor | Air doctor | Air matters with pump
Young Won Medical Co., Ltd | كوريا الجنوبية | Korea, South | ME0000000221SFDAA00002 | Air doctor | Air doctor | Air matters with pump
View-M Technology Co., Ltd. | كوريا الجنوبية | Korea, South | ME0000004792SFDAA00003 | Visual Chart System | Visual Chart System | Visual Chart System
LG Electronics Inc. | كوريا الجنوبية | Korea, South | ME0000005227SFDAA00018 | MEDICAL MONITOR | Medical Monitor | Medical Monitor
UNIMOM CO. | كوريا الجنوبية | Korea, South | ME0000004018SFDAA00001 | Hygiene Manual Breast Pump | Manual Breast Pump | Manual Breast Pump | مضخة الثدي اليدوية
POTEC CO., LTD | كوريا الجنوبية | Korea, South | ME0000001524SFDAA00026 | POTEC AUTO LENSMETER | POTEC AUTO LENSMETER | Measures the prescription of eyeglass lenses
POTEC CO., LTD | كوريا الجنوبية | Korea, South | ME0000001524SFDAA00026 | POTEC AUTO LENSMETER | POTEC AUTO LENSMETER | Measures the prescription of eyeglass lenses
HDI Inc | كوريا الجنوبية | Korea, South | ME0000004378SFDAA00014 | Denu GingiCord | Denu GingiCord | Gingival retraction cord knitted with 100% cotton
HDI Inc | كوريا الجنوبية | Korea, South | ME0000004378SFDAA00011 | Denu Putty Set | Denu Putty Set | Vinyl Polysiloxane Impression Material
HDI Inc | كوريا الجنوبية | Korea, South | ME0000004378SFDAA00010 | Denu Medium Body | Denu Medium Body | Vinyl Polysiloxane Impression Material
HDI Inc | كوريا الجنوبية | Korea, South | ME0000004378SFDAA00012 | Denu Bite Sil | Denu Bite Sil | Bite Registration Material
HDI Inc | كوريا الجنوبية | Korea, South | ME0000004378SFDAA00013 | Denu Trans Sil | Denu Trans Sil | Transparent Impression Material
HDI Inc | كوريا الجنوبية | Korea, South | ME0000004378SFDAA00007 | Denu Light Body | Denu Light Body | Vinyl Polysiloxane Impression Material
HDI Inc | كوريا الجنوبية | Korea, South | ME0000004378SFDAA00024 | Denu Jig Handy | Light-cured material for making an implant jig | Light-cured material for making an implant jig
HDI Inc | كوريا الجنوبية | Korea, South | ME0000004378SFDAA00021 | Denu Fluoride Gel Tray | Disposable dual-arch tray | Disposable dual-arch tray
HDI Inc | كوريا الجنوبية | Korea, South | ME0000004378SFDAA00017 | Denu Sparkle (Kit 1) | Tooth Whitening Material | Tooth Whitening Material
HDI Inc | كوريا الجنوبية | Korea, South | ME0000004378SFDAA00008 | Denu Heavy Body | Denu Heavy Body | Vinyl Polysiloxane Impression Material
Osstem Implant Co., Ltd. | كوريا الجنوبية | Korea, South | ME0000013314SFDAA00136 | TS Scan Body | Scan Body | Scan Body
HDI Inc | كوريا الجنوبية | Korea, South | ME0000004378SFDAA00015 | Denu Vaseline | Water-soluble and water-washable separating material | Water-soluble and water-washable separating material
Osstem Implant Co., Ltd. | كوريا الجنوبية | Korea, South | ME0000013314SFDAA00143 | TS Bite Index | Bite Index | Bite Index
Osstem Implant Co., Ltd. | كوريا الجنوبية | Korea, South | ME0000013314SFDAA00137 | US Esthetic-low Pick-up Impression Coping | Impression Coping | Impression Coping
CHAMMED CO, LTD. | كوريا الجنوبية | Korea, South | ME0000012429SFDAA00002 | Medical light source & camera | VISUAL SYSTEM | Medical light source & camera
ST and G corporation | كوريا الجنوبية | Korea, South | ME0000021766SFDAA00004 | Double Ended Adapter | Prosthetic component | Prosthetic Component
CHAMMED CO, LTD. | كوريا الجنوبية | Korea, South | ME0000012429SFDAA00003 | Endoscopic video image processor | Endoscopic video image processor | Endoscopic video image processor
Osstem Implant Co., Ltd. | كوريا الجنوبية | Korea, South | ME0000013314SFDAA00140 | TS Laboratory Abutment Screw | Abutment Screw | Screw
Osstem Implant Co., Ltd. | كوريا الجنوبية | Korea, South | ME0000013314SFDAA00138 | Multi Abutment Outer Driver | Outer Driver | Driver
Osstem Implant Co., Ltd. | كوريا الجنوبية | Korea, South | ME0000013314SFDAA00141 | TS Bite Impression Coping | Impression Coping | Impression Coping
ST and G corporation | كوريا الجنوبية | Korea, South | ME0000021766SFDAA00003 | Adapt liner | Prosthetic component | Prosthetic component
Prime Medical Inc. | كوريا الجنوبية | Korea, South | ME0000000785SFDAA00020 | Prime Wrist Support | Wrist Support | Immobilization of fractured bone.
HDI Inc | كوريا الجنوبية | Korea, South | ME0000004378SFDAA00019 | Denu Dam | Light cured gum-protecting material for tooth whitening | Light cured gum-protecting material for tooth whitening
HDI Inc | كوريا الجنوبية | Korea, South | ME0000004378SFDAA00023 | Denu TemTooth | Light cured resin for making a temporary tooth | Light cured resin for making a temporary tooth
HDI Inc | كوريا الجنوبية | Korea, South | ME0000004378SFDAA00025 | Denu Jig Paste | Multi-function light-cured material for making an implant jig | Multi-function light-cured material for making an implant jig
HDI Inc | كوريا الجنوبية | Korea, South | ME0000004378SFDAA00016 | Denu EDTA Cream | Root canal preparation EDTA cream | Root canal preparation EDTA cream
Denbio Co., Ltd. | كوريا الجنوبية | Korea, South | ME0000005506SFDAA00002 | Ionitte APF Thixoyropuc Gel | Thixoyropuc Gel | Tooth Remineralization
Osstem Implant Co., Ltd. | كوريا الجنوبية | Korea, South | ME0000013314SFDAA00142 | TS Bite Impression Coping Driver | Coping Driver | Impression Coping Driver
Osstem Implant Co., Ltd. | كوريا الجنوبية | Korea, South | ME0000013314SFDAA00139 | US Esthetic Plastic Cylinder | Plastic Cylinder | Plastic Cylinder
M.I ONE CO., LTD | كوريا الجنوبية | Korea, South | ME0000016805SFDAA00013 | Endoscopy Camera | Insight-I+ | medical image processing device
M.I ONE CO., LTD | كوريا الجنوبية | Korea, South | ME0000016805SFDAA00014 | Endoscopy light source | Insight- IL | Illuminating LED light
HDI Inc | كوريا الجنوبية | Korea, South | ME0000004378SFDAA00020 | Denu Fluoride Gel | Fluoride gel for dental care | Fluoride gel for dental care
HDI Inc | كوريا الجنوبية | Korea, South | ME0000004378SFDAA00022 | Denu Pumice Paste | Material for grinding and polishing of teeth or prosthesis | Material for grinding and polishing of teeth or prosthesis
HDI Inc | كوريا الجنوبية | Korea, South | ME0000004378SFDAA00018 | Denu Sparkle (Kit 2) | Tooth Whitening Material | Tooth Whitening Material
Diadent Group International | كوريا الجنوبية | Korea, South | ME0000005031SFDAA00010 | K-Files | Stainless Steel Hand Files | Stainless Steel Hand Files
NEXOBIO CO., LTD | كوريا الجنوبية | Korea, South | ME0000006146SFDAA00002 | T EDTA Cream | Dental Cleansing Material | Removal of inorganic substances by chelation (EDTA－Ca)
NEXOBIO CO., LTD | كوريا الجنوبية | Korea, South | ME0000006146SFDAA00002 | T EDTA Cream | Dental Cleansing Material | Removal of inorganic substances by chelation (EDTA－Ca)
NEXOBIO CO., LTD | كوريا الجنوبية | Korea, South | ME0000006146SFDAA00002 | T EDTA Cream | Dental Cleansing Material | Removal of inorganic substances by chelation (EDTA－Ca)
Diadent Group International | كوريا الجنوبية | Korea, South | ME0000006165SFDAA00005 | K-Files Nickel-Titanium | Nickel Titanium Hand Files | Designed to clean and shape root canals
Eastdent Co., Ltd | كوريا الجنوبية | Korea, South | ME0000015711SFDAA00004 | SmartcordX | Knitted cord | SmartcordX is made of 100% cotton yarn impregnated with Aluminum Chloride Hexahydrate.
EASTDENT Co. LTD | كوريا الجنوبية | Korea, South | ME0000005074SFDAA00002 | Smartcord | Gingival Retraction cord | Gingival retraction cord is a non-impregnated knitted cord made from 100% cotton and used for tissue displacement and management prior to taking an impression
Eastdent Co., Ltd | كوريا الجنوبية | Korea, South | ME0000015711SFDAA00005 | Supertract | Retraction paste | Supertract is an astringent retraction paste.
Vericom Co.,Ltd | كوريا الجنوبية | Korea, South | ME0000006382SFDAA00018 | Vonflex S Putty | impression materials | impression materials
DiaDent Group International | كوريا الجنوبية | Korea, South | ME0000006257SFDAA00003 | Reamers | Stainless Steel Hand Files | Stainless Steel Hand Files
Vericom Co.,Ltd | كوريا الجنوبية | Korea, South | ME0000006382SFDAA00016 | Vonflex S Light | impression materials | impression materials
Vericom Co.,Ltd | كوريا الجنوبية | Korea, South | ME0000006382SFDAA00017 | Vonflex S Medium | impression materials | impression materials
Vericom Co.,Ltd | كوريا الجنوبية | Korea, South | ME0000006382SFDAA00015 | Vonflex S Light XLV | Impression materials | Impression materials
Vericom Co.,Ltd | كوريا الجنوبية | Korea, South | ME0000006382SFDAA00019 | Vonflex S Heavy | Impression material | Impression material
Vericom Co.,Ltd | كوريا الجنوبية | Korea, South | ME0000006382SFDAA00020 | Vonflex S Bite | Impression material | Impression material
Prime Medical Inc. | كوريا الجنوبية | Korea, South | ME0000000785SFDAA00021 | Prime Ankle Support | Ankle Support | Immobilization of fractured bone.
LG Electronics Inc. | كوريا الجنوبية | Korea, South | ME0000005227SFDAA00021 | Medical Monitor | Medical Monitor | Medical Monitor
ST and G corporation | كوريا الجنوبية | Korea, South | ME0000021766SFDAA00008 | Titanium Tube Clamp | Prosthetic | Prosthetic
ST and G corporation | كوريا الجنوبية | Korea, South | ME0000021766SFDAA00005 | PEDIATRIC SACH FOOT | Prosthetic | Prosthetic
Ecoworks Korea Thysol Hitech | كوريا الجنوبية | Korea, South | ME0000002824SFDAA00022 | FASCIQ | Silicon Cupping | Silicon Cupping for Athletic performance, circulation, mobility & flexibility.
ST and G corporation | كوريا الجنوبية | Korea, South | ME0000021766SFDAA00007 | Tube Clamp Assembly | Prosthetic | Prosthetic
Prime Medical Inc. | كوريا الجنوبية | Korea, South | ME0000000785SFDAA00022 | Prime Elbow Support | Elbow Support | Immobilization of fractured bone.
ST and G corporation | كوريا الجنوبية | Korea, South | ME0000021766SFDAA00009 | AL Tube Clamp | Prosthetic | Prosthetic
ST and G corporation | كوريا الجنوبية | Korea, South | ME0000021766SFDAA00006 | SACH Foot Adapter | Prosthetic | Prosthetic
Prime Medical Inc. | كوريا الجنوبية | Korea, South | ME0000000785SFDAA00023 | Prime Lumbar Support | Lumbar Support | Immobilization of fractured bone.
Prime Medical Inc. | كوريا الجنوبية | Korea, South | ME0000000785SFDAA00024 | Prime Sling | Shoulder Support | Immobilization of fractured bone.
Prime Medical Inc. | كوريا الجنوبية | Korea, South | ME0000000785SFDAA00025 | PrimeFixo | Elastic Securing Bandage | For Fixation of Dressings
Godlisha Corp. | كوريا الجنوبية | Korea, South | ME0000008051SFDAA00003 | Ares Kinesiology Tape | Ares Kinesiology Tape | Kinesiology Tape
B&E Korea Co., Ltd. | كوريا الجنوبية | Korea, South | ME0000000058SFDAA00014 | B&E prep | B&E prep | Root Canal Preparation EDTA Cream.
B&E Korea Co., Ltd. | كوريا الجنوبية | Korea, South | ME0000000058SFDAA00019 | Chemi-Sil BITE- BLU | ChemiSil BITE- BLU | Bite registration material
B&E Korea Co., Ltd. | كوريا الجنوبية | Korea, South | ME0000000058SFDAA00017 | Chemi-Sil LB | ChemiSil LB | POLY VINYL SILOXANE IMPRESSION MATERIAL .
B&E Korea Co., Ltd. | كوريا الجنوبية | Korea, South | ME0000000058SFDAA00016 | Chemi-Sil HB S | ChemiSil HB | POLY VINYL SILOXANE IMPERISSION MATERIAL
B&E Korea Co., Ltd. | كوريا الجنوبية | Korea, South | ME0000000058SFDAA00020 | Chemi-Sil Clear | ChemiSil Clear | POLY VINYL SILOXANE IMPRESSION MATERIAL .
NEOSIL CO., LTD | كوريا الجنوبية | Korea, South | ME0000007272SFDAA00013 | Peakosil | Dental Impression | Dental Impression
ORTEC CO., LTD | كوريا الجنوبية | Korea, South | ME0000001059SFDAA00014 | Spinal Orthosis | Spinal Orthosis | ORTHOPEDIC PRODUCTS SPINAL ORTHOSIS
B&E Korea Co., Ltd. | كوريا الجنوبية | Korea, South | ME0000000058SFDAA00018 | SOFT PUTTY | SOFT PUTTY | IMPRESSION MATERIAL
B&E Korea Co., Ltd. | كوريا الجنوبية | Korea, South | ME0000000058SFDAA00013 | B&E GUM | B&E GUM | A- Silicone for Gingival Mask
NEXOBIO CO., LTD | كوريا الجنوبية | Korea, South | ME0000006146SFDAA00004 | T Stat | Paste Retraction System | Treatment Materials for dental impression
KAZAMAENT CO., LTD. | كوريا الجنوبية | Korea, South | ME0000019153SFDAA00001 | KAU 3000 HARMONY GRAND | KAU 3000 HARMONY GRAND | KAU 3000 HARMONY GRAND
NEXOBIO CO., LTD | كوريا الجنوبية | Korea, South | ME0000006146SFDAA00003 | T Stat | Paste Retraction System | provide gingival retraction and hemostasis.
EUNSUNG GLOBAL CORP. | كوريا الجنوبية | Korea, South | ME0000007437SFDAA00001 | Hydra Beauty | Cleansing & Moisturizing medical device | Cleansing & Moisturizing medical device
Prime Medical Inc. | كوريا الجنوبية | Korea, South | ME0000000785SFDAA00027 | Prime Thomas Support | Thomas Support | Immbolization of fractured bone.
Prime Medical Inc. | كوريا الجنوبية | Korea, South | ME0000000785SFDAA00026 | Prime Clavicle | Clavicle | Immobilization of fractured bone.
WOOSAM MEDICAL Co. Ltd. | كوريا الجنوبية | Korea, South | ME0000009861SFDAA00001 | HYGIA CAST &YOGIPS | HYGIA CAST &YOGIPS | orthopedic splints for providing excellent support to injured body parts
WOOSAM MEDICAL Co. Ltd. | كوريا الجنوبية | Korea, South | ME0000009861SFDAA00001 | HYGIA CAST &YOGIPS | HYGIA CAST &YOGIPS | orthopedic splints for providing excellent support to injured body parts
Surgident Co., Ltd. | كوريا الجنوبية | Korea, South | ME0000001326SFDAA00054 | SD-GBR-COMFIX | screws tray | screws tray
Surgident Co., Ltd. | كوريا الجنوبية | Korea, South | ME0000001326SFDAA00053 | SD-MESH-TACK | screws tray | screws tray
Surgident Co., Ltd. | كوريا الجنوبية | Korea, South | ME0000001326SFDAA00055 | SD-SCREW | screws tray | screws tray
Surgident Co., Ltd. | كوريا الجنوبية | Korea, South | ME0000001326SFDAA00057 | Tac applicator | Applicators | Applicators
Surgident Co., Ltd. | كوريا الجنوبية | Korea, South | ME0000001326SFDAA00056 | Orthodontic Screw Kit | Orthodontic Screw trays | Orthodontic Screw trays
COVIS INT'L CO., LTD | كوريا الجنوبية | Korea, South | ME0000007633SFDAA00005 | COVIS 1.56 (HMC) Lens | Ophthalmic Lens | Ophthalmic Lens | عدسات طبيه لتصحيح النظر
SPIDENT CO. LTD. | كوريا الجنوبية | Korea, South | ME0000006329SFDAA00009 | CALCIOPEX | CALCIOPEX | CALCIOPEX
SPIDENT CO. LTD. | كوريا الجنوبية | Korea, South | ME0000006329SFDAA00008 | CHELINE | CHELINE | CHELINE
COVIS INT'L CO., LTD | كوريا الجنوبية | Korea, South | ME0000007633SFDAA00007 | COVIS 1.67 (HMC) Lens | Ophthalmic Lens | Ophthalmic Lens | عدسات طبيه لتصحيح النظر
COVIS INT'L CO., LTD | كوريا الجنوبية | Korea, South | ME0000007633SFDAA00006 | COVIS 1.60 (HMC) Lens | Ophthalmic Lens | Ophthalmic Lens | عدسات طبيه لتصحيح النظر
COVIS INT'L CO., LTD | كوريا الجنوبية | Korea, South | ME0000007633SFDAA00008 | Covis 1.56 BRC (SHMC) Lens | Ophthalmic Lens | Ophthalmic Lens | عدسات طبيه لتصحيح النظر
COVIS INT'L CO., LTD | كوريا الجنوبية | Korea, South | ME0000007633SFDAA00010 | Ophthalmic Lens | Covis 1.67 BRC (SHMC) Lens | Ophthalmic Lens | عدسات طبيه لتصحيح النظر
COVIS INT'L CO., LTD | كوريا الجنوبية | Korea, South | ME0000007633SFDAA00009 | Ophthalmic Lens | Covis 1.60 BRC (SHMC)Lens | Ophthalmic Lens | عدسات طبيه لتصحيح النظر
Prime Medical Inc. | كوريا الجنوبية | Korea, South | ME0000000785SFDAA00028 | Prime Shoulder Support | Shoulder Support | Immobilization of fractured bone.
SPIDENT CO. LTD. | كوريا الجنوبية | Korea, South | ME0000006329SFDAA00011 | Viopex | Temporary Tooth Filling Material | Viopex
HUDENS BIO CO., LTD. | كوريا الجنوبية | Korea, South | ME0000002013SFDAA00002 | AQRAS ARTICULATOR | ARTICULATOR | TO WORK WITH PLASTER IMPRESSION MODEL FROM PATIENT
HUDENS BIO CO., LTD. | كوريا الجنوبية | Korea, South | ME0000002013SFDAA00002 | AQRAS ARTICULATOR | ARTICULATOR | TO WORK WITH PLASTER IMPRESSION MODEL FROM PATIENT
Seoulin Medicare Co.,Ltd. | كوريا الجنوبية | Korea, South | ME0000001872SFDAA00014 | Profacial | Profacial | FACIAL SKIN CLEANING
TOMATO M&C CO.,LTD. | كوريا الجنوبية | Korea, South | ME0000011118SFDAA00008 | TOMATO Super Stockinette | Stockinette | TOMATO Super Stockinette
Man&tel Co. Ltd | كوريا الجنوبية | Korea, South | ME0000019450SFDAA00004 | Balance Pro | Customized Vestibular Rehabilitation equipment | It is possible to evaluate the parallel ability of the patient by using the center of gravity movement and to identify the improvement of the body with the accumulated data. It is possible to train parallel ability and to strengthen lower limb muscle strength through the training content. | من الممكن تقييم القدرة الموازية للمريض باستخدام مركز حركة الجاذبية والتعرف على تحسن الجسم بالبيانات المتراكمة. من الممكن تدريب القدرة الموازية وتقوية قوة عضلات الأطراف السفلية من خلال محتوى التدريب.
DENTIS CO., LTD. | كوريا الجنوبية | Korea, South | ME0000013874SFDAA00001 | Surgical light, Examination Light | MEDICAL LIGHTING | Surgical light, Examination Light
Eunsung Global Corp. | كوريا الجنوبية | Korea, South | ME0000002612SFDAA00080 | Octoline2 | Skin care Appliance | Skin care Appliance
AMT Engineering Co., Ltd. | كوريا الجنوبية | Korea, South | ME0000002642SFDAA00002 | Botosonic Plus | High Intensity Focused Ultrasound device | High Intensity Focused Ultrasound device
Tmax Medical Co., Ltd | كوريا الجنوبية | Korea, South | ME0000002896SFDAA00148 | Tmax Kinesiology Tape | Tmax Kinesiology Tape | Bandage/tape, adhesive
Il-CHUNG DENTAL CO.,LTD. | كوريا الجنوبية | Korea, South | ME0000002655SFDAA00028 | IC FLUORIDE GE | APF Topical Fluoride Gel | Acidulated phosphate fluoride (APF) gels
Libertech Corporation | كوريا الجنوبية | Korea, South | ME0000002982SFDAA00023 | Operating room gel positioning pad | Operating room gel positioning pad | Gel pads to prevent the patient's decubitus during surgery
Libertech Corporation | كوريا الجنوبية | Korea, South | ME0000012587SFDAA00003 | Wheelchair Air Cushion | Wheelchair Air Cushion | Bedsore preventive Air cushion for patients to sit on while using wheelchair.
New Cast Industry Co.,Ltd. | كوريا الجنوبية | Korea, South | ME0000014396SFDAA00003 | HM CAST | HM CAST | HM CAST
New Cast Industry Co.,Ltd. | كوريا الجنوبية | Korea, South | ME0000014396SFDAA00003 | HM CAST | HM CAST | HM CAST
Libertech Corporation | كوريا الجنوبية | Korea, South | ME0000012587SFDAA00004 | Wheelchair Air Cushion | Wheelchair Air Cushion | Bedsore preventive Air cushion for patients to sit on while using wheelchair.
Denbio Co., Ltd. | كوريا الجنوبية | Korea, South | ME0000005506SFDAA00003 | DB-Prophy Paste | Prophy Paste | Dental paste contains a mixture of cleaning and polishing particles.
TMAX MEDICAL CO.,LTD | كوريا الجنوبية | Korea, South | ME0000003170SFDAA00001 | KinesiologyTape | Stretch Tape | Kinesio tape is a stretchy, moveable tape. The tape is best-suited for when you need a range of motion in the ankle | تطبيقات الربط الرياضي
SEILGLOBAL CO., LTD | كوريا الجنوبية | Korea, South | ME0000006452SFDAA00087 | EZOdent Dental Tips | Dental Tips | Dental Mixing tip is designed to properly mix impression materials and transfer them to a tray. This product is used to mix impression materials. It has an integral mixing part, and the dental impression materials are mechanically mixed through the mixing part and output using the input pressure. It is single use device.
SEILGLOBAL CO., LTD | كوريا الجنوبية | Korea, South | ME0000006452SFDAA00088 | Easy Blade Remover | Blade Remover | Plastic Box with blase shape
SEILGLOBAL CO., LTD | كوريا الجنوبية | Korea, South | ME0000006452SFDAA00089 | EZOdent Smart Sil | Dental Impression Materials | Impression material is a device composed of Polyvinylsiloxane, intended to be placed on a preformed impression tray and used to reproduce the structure of a patient's teeth and gums.
Eunsung Global Corp. | كوريا الجنوبية | Korea, South | ME0000013585SFDAA00001 | Hydra Beauty 2 | low-frequency stimulator for reliving muscle pain | low-frequency stimulator that applies low-frequency current to the human body through electrodes for the purpose of relieving muscle pain
Karis Co. Ltd | كوريا الجنوبية | Korea, South | ME0000004045SFDAA00002 | Moist Hot-pack unit | Powered Heating Unit | Electrical Powered Heating Units for Moist Hot-Packs | جهاز يستخدم في تسخين الكمادات الحارة
MegaGen Implant Co., Ltd. | كوريا الجنوبية | Korea, South | ME0000005461SFDAA00042 | EZ Seal Kit | Cotton Rolls / Surgical screwdriver, reusable | EZ Seal is a retrievable product used to fill the screw hole instead of the cotton plug. This allows for easy removal in cases where adjustment of prosthesis and the soft tissue treatment around the prosthesis is needed.
MegaGen Implant Co., Ltd. | كوريا الجنوبية | Korea, South | ME0000005461SFDAA00042 | EZ Seal Kit | Cotton Rolls / Surgical screwdriver, reusable | EZ Seal is a retrievable product used to fill the screw hole instead of the cotton plug. This allows for easy removal in cases where adjustment of prosthesis and the soft tissue treatment around the prosthesis is needed.
Eunjin Chemical Co. Ltd. | كوريا الجنوبية | Korea, South | ME0000002667SFDAA00002 | Zircos-E | Ceramic Acid | hydrofluoric acid system corrosive agent
WETAPE Inc. | كوريا الجنوبية | Korea, South | ME0000008106SFDAA00006 | BB Tape | Kinesiology Tape | Kinesiology Tape
MegaGen Implant Co., Ltd. | كوريا الجنوبية | Korea, South | ME0000005461SFDAA00043 | Hand Driver | Surgical screwdriver, reusable / Prosthesis Implantation Instruments, Dental | The Instruments that is not inserted surgically(like Connector, Driver etc.) only to assist in the procedure Surgical non-invasive devices that perform to help for implant surgery and don't modify hard tissue/ soft tissue.
DAEYANG MEDICAL | كوريا الجنوبية | Korea, South | ME0000004472SFDAA00003 | WINBACK | High Frequency Therapy Device | The Winback Back 3SE generates a high frequency sinusoidal current with a monopolar mode of application using two electrodes. A fixed electrode is placed in contact with the patient and a handheld electrode is manipulated by a therapist. When both electrodes are in contact with a patient the electrical circuit is closed and RF therapy can be provided. The device can be operated in a capacitive or resistive monopolar mode and a multipolar mode.
ST and G corporation | كوريا الجنوبية | Korea, South | ME0000004339SFDAA00001 | Rotating Receiver | prosthetic fitting | prosthetic fitting
ST and G corporation | كوريا الجنوبية | Korea, South | ME0000004338SFDAA00002 | 4Ear connector | prosthetic fitting | prosthetic fitting
MicroDigital Co., Ltd. | كوريا الجنوبية | Korea, South | ME0000002768SFDAA00001 | MicroDigital | Fully Automatic Immuno-Analyzer | Fully Automatic Immuno-Analyzer
Huvitz Co Ltd | كوريا الشمالية | Korea, North | ME0000004977SFDAA00001 | Huvitz Imaging System | Imaging Systems for Ophthalmological applications | Imaging Systems for Ophthalmological applications
Huvitz Co Ltd | كوريا الشمالية | Korea, North | ME0000004977SFDAA00002 | Huvitz Refraction Table | Opthalmic Tables | Huvitz Refraction Table
Huvitz Co Ltd | كوريا الشمالية | Korea, North | ME0000004977SFDAA00008 | Huvitz Chart Projector | Chart projectors | Chart projectors
Huvitz Co Ltd | كوريا الشمالية | Korea, North | ME0000004977SFDAA00009 | Huvitz Digital Refractor | Digital Refractors | Digital Refractors
Centron Technologies Corporation | كوريا الشمالية | Korea, North | ME0000004238SFDAA00001 | DATA CAPTURE MIXER | Data Collection mixer | Data Management System
Centron Technologies Corporation | كوريا الشمالية | Korea, North | ME0000004238SFDAA00002 | GENESIS RAPID SEAL II TUBE SEALER | TUBE SEALER | TUBE SEALER
Huvitz Co Ltd | كوريا الشمالية | Korea, North | ME0000004977SFDAA00003 | Huvitz Slit lamp | Slit Lamp Microscopes
Huvitz Co Ltd | كوريا الشمالية | Korea, North | ME0000004977SFDAA00004 | Huvitz Slit lamp | Slit Lamp Microscopes
Huvitz Co Ltd | كوريا الشمالية | Korea, North | ME0000004977SFDAA00005 | Huvitz Slit lamp | Slit Lamp Microscopes
Huvitz Co Ltd | كوريا الشمالية | Korea, North | ME0000004977SFDAA00006 | Huvitz Slit lamp | Slit Lamp Microscopes
Huvitz Co Ltd | كوريا الشمالية | Korea, North | ME0000004977SFDAA00007 | Huvitz Digital Chart | Digital Chart
Huvitz Co Ltd | كوريا الشمالية | Korea, North | ME0000004977SFDAA00010 | Huvitz Tonometers | Tonometers, Ophthalmic
Huvitz Co Ltd | كوريا الشمالية | Korea, North | ME0000004977SFDAA00011 | Huvitz Instrument Table | Opthalmic Tables
Huvitz Co Ltd | كوريا الشمالية | Korea, North | ME0000004977SFDAA00012 | Huvitz Digital Chart | Digital Charts
Huvitz Co Ltd | كوريا الشمالية | Korea, North | ME0000004977SFDAA00013 | Huvitz Digital Refractor | Digital Refractors
St. Jude Medical Costa Rica Ltda. | كوستاريكا | Costa Rica | ME0000001070SFDAA00003 | Ensite Velocity Surface Electrode Kit | Surface Electrode Kit | Surface Electrode Kit
St. Jude Medical Costa Rica Ltda. | كوستاريكا | Costa Rica | ME0000001070SFDAA00005 | EnSite X EP System Surface Electrode Kit | EnSite X EP System Surface Electrode Kit | Surface Electrode Kit
St. Jude Medical Costa Rica Ltda. | كوستاريكا | Costa Rica | ME0000001070SFDAA00001 | EnSite Precision Surface Electrode Kit | Surface Electrode Kit | EnSite Precision Module
Pro-Tech Services Inc. | كوستاريكا | Costa Rica | ME0000008122SFDAA00001 | TH1CHA1.Smm | Pro-Tech Airflow Sensors |  | يستخدم لكشف تدفق الهواء التنفسي أثناء فحوصات اضطراب النوم في بيئة مراقبة سريريًا، مثل معمل أو مستشفى أو بيئة أخرى لعلاج مشكلات النوم فقط عندما يصفه الطبيب. تستخدم هذه الأجهزة للمرضى من الأطفال أو من البالغين.
Pro-Tech Services Inc. | كوستاريكا | Costa Rica | ME0000008122SFDAA00002 | Alice 6 TH 1 CH A, 249 | Pro-Tech Airflow Sensors |  | يستخدم لكشف تدفق الهواء التنفسي أثناء فحوصات اضطراب النوم في بيئة مراقبة سريريًا، مثل معمل أو مستشفى أو بيئة أخرى لعلاج مشكلات النوم فقط عندما يصفه الطبيب. تستخدم هذه الأجهزة للمرضى من الأطفال أو من البالغين.
Pro-Tech Services Inc. | كوستاريكا | Costa Rica | ME0000008122SFDAA00003 | Alice 6 TH 1 CH P, 249 | Pro-Tech Airflow Sensors |  | يستخدم لكشف تدفق الهواء التنفسي أثناء فحوصات اضطراب النوم في بيئة مراقبة سريريًا، مثل معمل أو مستشفى أو بيئة أخرى لعلاج مشكلات النوم فقط عندما يصفه الطبيب. تستخدم هذه الأجهزة للمرضى من الأطفال أو من البالغين
Pro-Tech Services Inc. | كوستاريكا | Costa Rica | ME0000008122SFDAA00004 | CPAP TITRATION KIT, ALICE PDx | Pro-Tech Sensors Wire Sets and Accessories
Respironics Deutschland | كوستاريكا | Costa Rica | ME0000008123SFDAA00001 | CPAP TITRATION KIT, ALICE PDx | Pro-Tech Sensors Wire Sets and Accessories
Respironics Deutschland | كوستاريكا | Costa Rica | ME0000008123SFDAA00002 | Alice BODY POSITION SENSOR, 249 | Pro-Tech Body Position Sensors
Pro-Tech Services Inc. | كوستاريكا | Costa Rica | ME0000008122SFDAA00005 | BODY POSITION SENSOR, 249 | Pro-Tech Body Position Sensors
BOSTON SCIENTIFIC CORPORATION | كوستاريكا | Costa Rica | ME0000000929SFDAA00001 | ELECTROPHYSIOLOGY CABLE | ELECTROPHYSIOLOGY CABLE
WIESNER HEALTHCARE SAS | كولمبيا | Colombia | ME0000003826SFDAA00001 | WIESNER Incontinence Clamp | WIESNER Incontinence Clamp | WIESNER Incontinence Clamp | مشبك سلس البول
LSEZ SIA NORDEPLAST | لاتفيا | Latvia | ME0000003522SFDAA00002 | ECOPLAST | ECOPLAST | Plaster | لاصقات للألم
Nordeplast | لاتفيا | Latvia | ME0000000748SFDAA00003 | Kineseology Tape | Kineseo Tape | Kineseology Tape for sport and physiotherapy
Plasti Lab s.a.r.l | لبنان | Lebanon | ME0000015038SFDAA00001 | PlastiLab Sharp Container | Sharp Container | Sharp Container
Sanita SAL | لبنان | Lebanon | ME0000017304SFDAA00001 | sanita club | sanita club face mask | Protective Face Masks | كمامة واقيه تستعمل للعموم وبالاخص المرضى تساعد في منع تلامس اليدين مع الفم
Sanita SAL | لبنان | Lebanon | ME0000017304SFDAA00004 | SANITA MEDICA | SANITA MEDICA FACE MASK | 3ply with stretchy earloop for maximum comfort &nose clip for better fitting | كمامه طبيه فئه 1
CRYSTALIGN HOLDING SAL | لبنان | Lebanon | ME0000006675SFDAA00002 | BASMA Aligner Kit | Aligner Kit | A series of thin, clear plastic removable orthodontic appliances (aligners).
CRYSTALIGN HOLDING SAL | لبنان | Lebanon | ME0000006673SFDAA00002 | BASMA Impression Kit | Impression Kit | Plastic trays used to take measurements of teeth.
Pjur Group Luxembourg S.A. | لوكسمبورغ | Luxembourg | ME0000005175SFDAA00001 | pjur med PREMIUM glide | Personal Lubricant | Personal Lubricant | مزلق شخصي
B Medical Systems S a r l | لوكسمبورغ | Luxembourg | ME0000009591SFDAA00001 | Vaccine Transport Box | Vaccine Transport Box
B Medical Systems S a r l | لوكسمبورغ | Luxembourg | ME0000009591SFDAA00002 | Laboratory refrigerators freezer | Laboratory refrigerators freezer
B Medical Systems S a r l | لوكسمبورغ | Luxembourg | ME0000009591SFDAA00003 | Pharmacy refrigerators | Pharmacy refrigerators
B Medical Systems S a r l | لوكسمبورغ | Luxembourg | ME0000009591SFDAA00004 | Pharmacy refrigerators | Pharmacy refrigerators
B Medical Systems S a r l | لوكسمبورغ | Luxembourg | ME0000009591SFDAA00005 | Pharmacy refrigerator freezer | Pharmacy refrigerator freezer
B Medical Systems S a r l | لوكسمبورغ | Luxembourg | ME0000009591SFDAA00006 | Laboratory Refrigerators | Laboratory Refrigerators
B Medical Systems S a r l | لوكسمبورغ | Luxembourg | ME0000009591SFDAA00007 | Laboratory Refrigerators | Laboratory Refrigerators
B Medical Systems S a r l | لوكسمبورغ | Luxembourg | ME0000009591SFDAA00008 | Laboratory Freezers | Laboratory Freezers
Pjur Group Luxembourg S.A. | لوكسمبورغ | Luxembourg | ME0000005175SFDAA00002 | pjur med SILKY glide | Personal Lubricant | Water- & Silicone-based personal lubricant for use with or without condoms | مزلق حميمي بأساس مائي وسيليكون للإستخدام مع الواقيات الذكرية أو بدونها.
UAB Medicinos Iinija | ليتوانيا | Lithuania | ME0000011123SFDAA00001 | Universal Handpiece Oil Spray | Dline Universal Handpiece Oil Spray | Oil spry for dental handpieces
UAB Medicinos Iinija | ليتوانيا | Lithuania | ME0000011123SFDAA00001 | Universal Handpiece Oil Spray | Dline Universal Handpiece Oil Spray | Oil spry for dental handpieces
UAB Medicinos Iinija | ليتوانيا | Lithuania | ME0000011124SFDAA00001 | Knitted Retraction Cord | Dline Knitted Retraction Cord | Retraction cord for dental procedures
UAB Medicinos Iinija | ليتوانيا | Lithuania | ME0000011124SFDAA00001 | Knitted Retraction Cord | Dline Knitted Retraction Cord | Retraction cord for dental procedures
JSC TANETA | ليتوانيا | Lithuania | ME0000019914SFDAA00001 | BEDSORE PREVENTION MATTRESS (WATER PROOF) | HOSPITAL BED MATTRESS, M1 | STANDARD HOSPITAL BED MATTRESS
JSC TANETA | ليتوانيا | Lithuania | ME0000019747SFDAA00001 | Electrical Functional Bed FBET | Electrical Functional Bed With Trendelenburg | Hospital Functional Bed with Trendelenburg
UAB Medicinos linija | ليتوانيا | Lithuania | ME0000000924SFDAA00004 | I-Pak | Knitted Retraction Cord | Knitted Retraction Cord
UAB "Medicinos linija" | ليتوانيا | Lithuania | ME0000021943SFDAA00032 | Prophy Paste | Teeth Surface Polishing Paste | Teeth Surface Polishing paste for tooth cleaning and polishing
Innovative Pharma Baltics | ليتوانيا | Lithuania | ME0000005817SFDAA00005 | LaxForte® Baby rectal suppositories | LaxForte® Baby rectal suppositories | LaxForte® Baby suppositories are designed for babies from 2 weeks old and children to relieve infrequent episodes of constipation. Butter extract softens the stool, stimulates the peristaltic movements of the intestines and acts as a lubricant (facilitates the sliding of the stool). Olive oil facilitates the sliding of the suppository into the rectum and softens the retained stool.
UAB Medicinos linija | ليتوانيا | Lithuania | ME0000000924SFDAA00011 | i-FASTE® | Teeth Surface Polishing Paste | Prophylaxis materials
Innovative Pharma Baltics | ليتوانيا | Lithuania | ME0000005817SFDAA00008 | PROCTANOL Rectal Suppositories | PROCTANOL Rectal Suppositories | The medical device PROCTANOL Rectal Suppositories are to be used in early stages of hemorrhoids. Suppositories are made from vegetable oils and plant extracts as one of the non-surgical medical method which can promote healing of early stages of hemorrhoids by exhibiting a lubricating effect and creating a protective local barrier for disrupted rectal mucosa.
Innovative Pharma Baltics | ليتوانيا | Lithuania | ME0000005817SFDAA00009 | Redulex baby suppositories | Redulex baby suppositories | Redulex Baby® rectal suppositories to reduce colic in babies in a natural and safe way, acting is based on physiological mechanisms. The oleic extracts of chamomile flowers, lemon balm leaves and fennel fruits as essential oils cover the mucous membranes and create a protective lipophilic barrier. Herein, plant extracts as essential oils act as auxiliary components to support the anti-colic effect. The effect is local and has no metabolic, pharmacological or immunological action. The product does not have a pharmacology-based laxative effect, thus preventing the risk of dehydration and electrolyte imbalance. Natural mode of action. Not habit forming. As a result, abdominal cramps are suppressed, abdominal bloating and smooth muscle spasm are reduced.
UAB Medicinos linija | ليتوانيا | Lithuania | ME0000000924SFDAA00007 | Disposable Micro Applicators | Disposable Micro Applicators | Micro Applicators
UAB Medicinos linija | ليتوانيا | Lithuania | ME0000000924SFDAA00008 | i-BASEWAX | Modelling wax | Modelling wax
UAB Medicinos linija | ليتوانيا | Lithuania | ME0000000924SFDAA00009 | i-MPRESS Kit | C - Silicone impression material | Impression material
UAB Medicinos linija | ليتوانيا | Lithuania | ME0000000924SFDAA00006 | i-PAK | Knitted Retraction Cord | Knitted Retraction Cord
Ivoclar Vivadent AG | ليختنشتاين | Liechtenstein | ME0000001043SFDAA00211 | VivaScan | VivaScan | Optical impression system
Ivoclar Vivadent AG | ليختنشتاين | Liechtenstein | ME0000000836SFDAA00004 | Proxyt | Proxyt | Proxyt is a prohpylaxis paste
Ivoclar Vivadent AG | ليختنشتاين | Liechtenstein | ME0000001821SFDAA00002 | Mixing Tips Refill short/10 | Mixing Tips | The product (mixing tip) is used to apply dental restorative materials.
Ivoclar Vivadent AG | ليختنشتاين | Liechtenstein | ME0000000371SFDAA00001 | Capsule Applicator | Capsule Applicator | The Capsule Applicator is used to apply dental filling materials directly from the capsule into the tooth cavity to be restored.
Ivoclar Vivadent AG | ليختنشتاين | Liechtenstein | ME0000001043SFDAA00001 | Gnathometer CAD | Gnathometer CAD | Device for Intraoral registration
Ivoclar Vivadent AG | ليختنشتاين | Liechtenstein | ME0000001043SFDAA00002 | ProArt CAD Splint | ProArt CAD Splint | Device for efficient fabrication of occlusal splints
Ivoclar Vivadent AG | ليختنشتاين | Liechtenstein | ME0000001043SFDAA00003 | ProArt CAD Try-In | ProArt CAD Try-In | Discs for fabrication of try-in mock-ups
Ivoclar Vivadent AG | ليختنشتاين | Liechtenstein | ME0000001043SFDAA00005 | UTS CAD | UTS CAD | UTS CAD for registration of device
Ivoclar Vivadent AG | ليختنشتاين | Liechtenstein | ME0000004816SFDAA00001 | Ceramill map DRS Kit (EN) | Intraoral scanner | Optical impression system for dental offices or laboratories
Ivoclar Vivadent AG | ليختنشتاين | Liechtenstein | ME0000001821SFDAA00004 | Virtual Refill Intra Oral Tips Lar. 100; Virtual Refill Intra Oral Tips Sm. 100 | Intra Oral Tips | The product is dental tip to apply dental impression material in the patient`s mouth.
Ivoclar Vivadent AG | ليختنشتاين | Liechtenstein | ME0000001821SFDAA00003 | Virtual Refill Dispenser Manual 50 ml | Dental impression material dispenser | The product is a dispenser to apply dental impression material in the patient`s mouth.
Ivoclar Vivadent AG | ليختنشتاين | Liechtenstein | ME0000001043SFDAA00186 | Virtual 380 Refill Dynamic Mixer 50 | Dental impression material mixer | The product is a tray adhesive to apply dental impression material in the patient`s mouth.
Ivoclar Vivadent AG | ليختنشتاين | Liechtenstein | ME0000001821SFDAA00005 | Virtual Refill Mixing Tips Small 48; Virtual Refill Mixing Tips Large 48 | Mixing Tips | The product is a mixing tip to apply dental impression material in the patient`s mouth.
Ivoclar Vivadent AG | ليختنشتاين | Liechtenstein | ME0000000809SFDAA00014 | ApexCal cannulas Refill/15 | Cannulas | The cannulas are used to apply dental materials into the patient`s mouth.
Ivoclar Vivadent AG | ليختنشتاين | Liechtenstein | ME0000000818SFDAA00006 | Mixing Tips Refill blue tapered | Mixing Tips | The mixing tips are used to mix dental materials for the application in the patient`s mouth.
Ivoclar Vivadent AG | ليختنشتاين | Liechtenstein | ME0000000812SFDAA00002 | Apexit Plus Intra Canal Tips Refill/15 | Cannulas | The tips are used to apply dental materials into the patient`s mouth.
Ivoclar Vivadent AG | ليختنشتاين | Liechtenstein | ME0000000817SFDAA00002 | Apexit Plus Mixing Tips Refill/15 | Mixing Tips | The mixing tips are used to mix dental materials for the application in the patient`s mouth.
Ivoclar Vivadent AG | ليختنشتاين | Liechtenstein | ME0000000819SFDAA00002 | MultiCore Flow Intra Oral Tips sm.Ref/10 | Intra Oral Tips | The tips are used to apply dental materials into the patient`s mouth.
Ivoclar Vivadent AG | ليختنشتاين | Liechtenstein | ME0000000822SFDAA00103 | VivaPen Snap-On cannulas Refill/100 | Cannulas | The product is a cannula to be attached to the end of a product syringe.
Ivoclar Vivadent AG | ليختنشتاين | Liechtenstein | ME0000001043SFDAA00018 | MultiCore Dispenser Refill | Dispenser
Ivoclar Vivadent AG | ليختنشتاين | Liechtenstein | ME0000001043SFDAA00019 | C&B Dispenser | Dispenser
Ivoclar Vivadent AG | ليختنشتاين | Liechtenstein | ME0000001043SFDAA00004 | ProArt CAD wax Pink | ProArt CAD wax Pink
MAXTER GLOVE MANUFACTURING SDN. BHD | ماليزيا | Malaysia | ME0000001039SFDAA00008 | Non Sterile Powder Free Latex Examination Gloves | Non Sterile Powder Free Latex Examination Gloves | use for examination patient and others | قفازات لتكس خالية من البدرة للاستخدام الطبي وغير الطبي
Bergamot Sdn Bhd | ماليزيا | Malaysia | ME0000008829SFDAA00002 | Bergamot | Latex powder free examination gloves | Latex powder free examination glove
TOP Glove Sdn. Bhd. | ماليزيا | Malaysia | ME0000000286SFDAA00004 | razimed latex examination gloves | Non-sterile latex powder free gloves | powder free examination latex gloves | قفازات لاتيكس
TOP Glove Sdn. Bhd. | ماليزيا | Malaysia | ME0000000286SFDAA00004 | razimed latex examination gloves | Non-sterile latex powder free gloves | powder free examination latex gloves | قفازات لاتيكس
Top Glove Sdn Bhd | ماليزيا | Malaysia | ME0000005669SFDAA00004 | LATEX GLOVES | Disposable Latex Gloves Powder Free | Latex gloves made of Natural Rubber
TOP GLOVE SDN BHD. | ماليزيا | Malaysia | ME0000009712SFDAA00002 | KBM Nitrile Examination Gloves | KBM Nitrile Examination Gloves | KBM Nitrile Examination Gloves
TOP GLOVE SDN. BHD | ماليزيا | Malaysia | ME0000000814SFDAA00012 | Medstar Nitrile Examination Gloves Powder Free | Nitrile Examination Gloves Powder Free | Nitrile Examination Gloves Powder Free | فحص قفازات اللاتكس مسحوق الحرة
TOP GLOVE SDN. BHD | ماليزيا | Malaysia | ME0000000819SFDAA00001 | Medstar Latex Examination Gloves Powder Free | Latex Examination Gloves Powder Free | Latex Examination Gloves Powder Free | فحص قفازات اللاتكس مسحوق الحرة
TOP Glove Sdn. Bhd. | ماليزيا | Malaysia | ME0000000286SFDAA00014 | ART Latex Examination Gloves Powder Free | Latex Examination Gloves Powder Free | ART Latex examination gloves powder free are worn on the hands of healthcare and similar personnel to prevent contamination between healthcare personnel and the patient.
TOP Glove Sdn. Bhd. | ماليزيا | Malaysia | ME0000000286SFDAA00023 | ART Nitrile Disposable Gloves Powder Free | Nitrile Disposable Gloves Powder Free | Powder-free nitrile examination glove are worn to protect the hands of users from chemical and also to prevent transmission of diseases.
TOP Glove Sdn. Bhd. | ماليزيا | Malaysia | ME0000015418SFDAA00005 | AFS MEDICAL | Latex Examination Gloves | Non Sterile Latex Examination Gloves
Maxter Glove Manufacturing Sdn Bhd | ماليزيا | Malaysia | ME0000008110SFDAA00002 | SP Gloves Latex Examination Gloves Powder Free | Powder Free Latex Examination Gloves | Latex examination gloves powder free Non sterile | قفازات فحص طبية لاتكس غير معقمة
Maxter Glove Manufacturing Sdn Bhd | ماليزيا | Malaysia | ME0000008110SFDAA00002 | SP Gloves Latex Examination Gloves Powder Free | Powder Free Latex Examination Gloves | Latex examination gloves powder free Non sterile | قفازات فحص طبية لاتكس غير معقمة
Maxter Glove Manufacturing Sdn Bhd | ماليزيا | Malaysia | ME0000008110SFDAA00005 | Powder Free Latex Examination Gloves | Gloves | Powder Free Latex Examination Gloves
TOP GLOVE Sdn. Bhd. | ماليزيا | Malaysia | ME0000007150SFDAA00003 | NG Medical Latex Examination Gloves | NG Medical Latex Examination Gloves | Latex examination gloves
ACE GLOVE (M) SDN BHD | ماليزيا | Malaysia | ME0000005106SFDAA00002 | NOUVETA Medical Latex Examination Gloves | Non-Sterile Latex Examination Powder Free Gloves | Non-Sterile Latex Examination Powder Free Gloves | قفازات طبية لاتكس
BERGAMOT SDN BHD | ماليزيا | Malaysia | ME0000014537SFDAA00001 | Bergamot | Nitrile Powder Free Examination Gloves | A non-sterile device made of nitrile intended as a protective barrier when worn on the hands of healthcare providers during patient examination / treatment or for other sanitary purposes; its inner surface is not covered with talcum powder. the device is used mainly as a two-way barrier to protect patient/staff against contaminations and risk of allergy to latex. it will have appropriate characteristics regarding tactility and comfort of use, and should provide appropriate physical properties (e.g., tensile strength, resistance to puncture, elasticity), and uniformity of dimensions (i.e., sizing consistency). This is a single use device. | جهاز غير معقم مصنوع من النتريل يستخدم كحاجز وقائي عند ارتدائه على أيدي مقدمي الرعاية الصحية أثناء فحص / علاج المريض أو لأغراض صحية أخرى ؛ سطحه الداخلي غير مغطى ببودرة التلك. يستخدم الجهاز بشكل أساسي كحاجز ثنائي الاتجاه لحماية المريض / الموظفين من التلوث وخطر الحساسية تجاه اللاتكس. سيكون لها خصائص مناسبة فيما يتعلق باللمس وراحة الاستخدام ، ويجب أن توفر الخصائص الفيزيائية المناسبة (على سبيل المثال ، قوة الشد ، ومقاومة الثقب ، والمرونة) ، وتوحيد الأبعاد (أي اتساق الحجم). هذا جهاز يستخدم مرة واحدة.
LIENTEH TECHNOLOGY SDN BHD | ماليزيا | Malaysia | ME0000006186SFDAA00001 | ZAD | Powder Free Latex Examination Glove | Powder Free Latex Examination Glove
LIENTEH TECHNOLOGY SDN BHD | ماليزيا | Malaysia | ME0000006186SFDAA00001 | ZAD | Powder Free Latex Examination Glove | Powder Free Latex Examination Glove
MEDITECH GLOVES SDN.BHD. | ماليزيا | Malaysia | ME0000006454SFDAA00002 | LATEX GLOVES FREE POWDER | LATEX GLOVES | قفازات فحص مطاطية | قفاز مطاطي للاستخدام الخارجي
MEDITECH GLOVES SDN.BHD. | ماليزيا | Malaysia | ME0000006834SFDAA00017 | NITRILE EXAMINATION GLOVES | NITRILE EXAMINATION GLOVES FREE POWDER | قفازات نترايل للاستخدام الخارجي | قفازات غير معقمة للفحص الخارجي للمريض
TOP Glove Sdn. Bhd. | ماليزيا | Malaysia | ME0000015418SFDAA00015 | ِِ Alpha care Latex Examination Gloves | Latex Examination Gloves | Worn on the hands of healthcare and similar personnel to prevent contamination between healthcare personnel and the patient | قفازات فحص لاتكس بدون بودره
NATALIE GROUP SDN BHD | ماليزيا | Malaysia | ME0000007899SFDAA00002 | Natalie Care - Latex Examination Gloves, Non-Sterile | Examination Gloves | Powdered & Powder-free, Natural high quality latex non-sterile gloves
NATALIE GROUP SDN BHD | ماليزيا | Malaysia | ME0000007897SFDAA00003 | Natalie Care - Nitrile Powder Free Examination Gloves | Examination Gloves | Powder-free, non-sterile examination gloves
NATALIE GROUP SDN BHD | ماليزيا | Malaysia | ME0000007897SFDAA00003 | Natalie Care - Nitrile Powder Free Examination Gloves | Examination Gloves | Powder-free, non-sterile examination gloves
Maxter Glove Manufacturing Sdn Bhd | ماليزيا | Malaysia | ME0000008110SFDAA00003 | SP Gloves Nitrile Examination Gloves Powder Free | Non Sterile Nitrile Examination Gloves | Nitrile examination gloves powder free Non sterile | قفازات فحص طبية نتريل غير معقمة
Professional Latex Sdn Bhd | ماليزيا | Malaysia | ME0000000055SFDAA00004 | ZAD | Powder Free Latex Examination Glove | Powder Free Latex Examination Glove
Professional Latex Sdn Bhd | ماليزيا | Malaysia | ME0000000055SFDAA00004 | ZAD | Powder Free Latex Examination Glove | Powder Free Latex Examination Glove
Top Glove Sdn. Bhd. | ماليزيا | Malaysia | ME0000000048SFDAA00087 | Eagle Latex Examination Powder Free Glove | Latex Examination Powder Free Glove | Latex Examination Glove, Powder Free, Non sterile
LIENTEH TECHNOLOGY SDN BHD | ماليزيا | Malaysia | ME0000006186SFDAA00002 | FIRST STEP | Powder Free Latex Examination Glove | Powder Free Latex Examination Glove
Natalie Group SDN BHD | ماليزيا | Malaysia | ME0000000032SFDAA00002 | POWDER FREE NITRILE EXAMINATION GLOVES | POWDER FREE NITRILE EXAMINATION GLOVES | Disposable nitrile gloves can offer a measure of safety and cut down or eliminate rashes and other skin problems
Natalie Group SDN BHD | ماليزيا | Malaysia | ME0000000031SFDAA00001 | POWDER FREE LATEX EXAMINATION GLOVES | POWDER FREE LATEX EXAMINATION GLOVES | Latex gloves are natural material, made out of rubber.
Natalie Group SDN BHD | ماليزيا | Malaysia | ME0000000031SFDAA00001 | POWDER FREE LATEX EXAMINATION GLOVES | POWDER FREE LATEX EXAMINATION GLOVES | Latex gloves are natural material, made out of rubber.
Iconic Medicare Sdn Bhd. | ماليزيا | Malaysia | ME0000002157SFDAA00167 | Nitrile Examination Glove | Nitrile Examination Glove | Nitrile Examination Glove, Powder free , Non Sterile | قفاز فحص النتريل,مسحوق مجاني ، غير معقم
BETEL CARE SDN. BHD. | ماليزيا | Malaysia | ME0000002178SFDAA00019 | BETEL GLOVES | BETEL GLOVES | FOR SIMPLE EXTERNAL EXAMINATION AND PROTECTION
LIENTEH TECHNOLOGY | ماليزيا | Malaysia | ME0000003238SFDAA00093 | ِِِANZIFT | Examination LATEX Powder and powder -free gloves | Non-sterile, Latex Examination Gloves Powder-Free | قفازات فحص لاتيكس غير معقمة خالية من المسحوق
LIENTEH TECHNOLOGY | ماليزيا | Malaysia | ME0000003536SFDAA00062 | ِِِANZIFT | Non-sterile, Nitrile Examination Gloves Powder-Free | Non-sterile, Nitrile Examination Gloves Powder-Free | قفازات فحص نترايل غير معقمة خالية من المسحوق
NATALIE GROUP SDN BHD | ماليزيا | Malaysia | ME0000007897SFDAA00004 | Natalie Care - Nitrile Powder Free Examination Gloves | Examination Gloves | Powder-free, non-sterile examination gloves
WINMED SDN BHD | ماليزيا | Malaysia | ME0000003823SFDAA00011 | SAFE TOUCH | LATEX EXAMINATION GLOVES | DISPOSABLE LATEX EXAMINATION GLOVES | قفازات فحص اللاتكس
AAMedix Glove Sdn Bhd | ماليزيا | Malaysia | ME0000003979SFDAA00011 | RUBBER DENTAL DAM | RUBBER DENTAL DAM | The dental Dam is worn for the Protection of the treated area from oral bacteria.
Tele-Paper ( M ) SDN . Bhd . | ماليزيا | Malaysia | ME0000002831SFDAA00001 | ACCU-CHART | ACCUchar MEDICAL PAPER VIDEO PRINTING PAPER AND MEDICAL CHART PAPER | ACCUchar MEDICAL PAPER VIDEO PRINTING PAPER AND MEDICAL CHART PAPER | ورق طبي لتسجيل بيانات رسم تخطيط القلب و الاشعة المقطعية
Bergamot Sdn Bhd | ماليزيا | Malaysia | ME0000008887SFDAA00003 | Razimed Latex Gloves | Latex Examination Gloves Powder Free | Latex Examination Gloves | قفازات لاتكس
TOP Glove Sdn. Bhd. | ماليزيا | Malaysia | ME0000015418SFDAA00046 | Razimed Nitrile Gloves | Nitrile gloves | Nitrile gloves | قفازات نترايل
TOP GLOVE SDN BHD. | ماليزيا | Malaysia | ME0000009712SFDAA00003 | Latex Examination Gloves | Latex Examination Gloves | Latex Examination Gloves | قفازات مطاطية للأيدي
TOP Glove Sdn. Bhd. | ماليزيا | Malaysia | ME0000015418SFDAA00047 | Razi Latex Gloves | Examination Latex Gloves powder free | Examination Latex Gloves powder free | قفازات لاتكس
TOP Glove Sdn. Bhd. | ماليزيا | Malaysia | ME0000000286SFDAA00001 | TKM Gloves | Top Gloves SDN BHD | Latex polymer powder-free examination Gloves | جلوفز لاتكس يستخدم باليد للفحص الطبي وما شابهه وتقليل مصادر انتقال المكروبات
TOP Glove Sdn. Bhd. | ماليزيا | Malaysia | ME0000000286SFDAA00001 | TKM Gloves | Top Gloves SDN BHD | Latex polymer powder-free examination Gloves | جلوفز لاتكس يستخدم باليد للفحص الطبي وما شابهه وتقليل مصادر انتقال المكروبات
Mexpo International INC | ماليزيا | Malaysia | ME0000005585SFDAA00001 | BLOSSOM Dental Dam | Dental Rubber Dam | Dental Rubber Dam
Mexpo International INC | ماليزيا | Malaysia | ME0000005585SFDAA00002 | BLOSSOM | Patient Examination Gloves non powdered | A latex patient examination glove is a disposable device made of natural rubber latex that may or may not bear a trace amount of residual powder, and is intended to be worn on the hand for medical purposes to provide a barrier against potentially infectious materials and other contaminants
WRP ASIA PACIFIC SDN BHD | ماليزيا | Malaysia | ME0000005231SFDAA00008 | Dermagrip Examination Gloves Classic | Medical Examination Gloves | Medical examination gloves made of latex
WRP ASIA PACIFIC SDN BHD | ماليزيا | Malaysia | ME0000005231SFDAA00009 | Dermagrip Chemo Protection Gloves | Medical Examination Gloves | Medical examination gloves made of latex
TOP Glove Sdn. Bhd. | ماليزيا | Malaysia | ME0000000286SFDAA00002 | TOP amm Nitrile Examination Gloves | Nitrile Examination Gloves | Nitrile Examination Gloves
Top Glove Sdn Bhd | ماليزيا | Malaysia | ME0000005669SFDAA00001 | DR LUJAIN Nitrlie Powder Free | NITRILE POWDER FREE ONLINE SINGLE CHLORINATED GLOVES | Nitrile Examination Powder Free Gloves
Top Glove Sdn Bhd | ماليزيا | Malaysia | ME0000005669SFDAA00002 | DR LUJAIN Latex Poweder Free | latex powder free polymer gloves | Latex Examination Polymer Powder Free Gloves
Sanctuary Health Sdn Bhd | ماليزيا | Malaysia | ME0000005570SFDAA00002 | Dental dam | DAM RUBBER | Dental Rubber
HARTALRGA NGC SDN BHD | ماليزيا | Malaysia | ME0000013068SFDAA00001 | Gloveon Lexie | Nitrile Powder Free Examination Gloves | Nitrile Powder Free Examination Glove is a non - sterile disposable device intended for medical purpose that is worn on the examiner's hand to prevent contamination between patient and examiner
TOP Glove Sdn. Bhd. | ماليزيا | Malaysia | ME0000000286SFDAA00020 | Nitrile Examination Gloves | Nitrile Examination Gloves | Nitrile Examination Gloves
TOP Glove Sdn. Bhd. | ماليزيا | Malaysia | ME0000000286SFDAA00016 | YNM Latex Examination Gloves | Latex Examination Gloves | Latex Examination Gloves
Top Glove Sdn. Bhd. | ماليزيا | Malaysia | ME0000015707SFDAA00001 | Latex Examination Gloves | Examination Gloves | Examination Gloves
TOP Glove Sdn. Bhd. | ماليزيا | Malaysia | ME0000015418SFDAA00001 | TOP Glove Disposable Latex Medical Examination glove powder free | Examination glove powder free | Latex Examination gloves powder free palm Textured
TOP Glove Sdn. Bhd. | ماليزيا | Malaysia | ME0000015418SFDAA00002 | TOP Glove Disposable Nitrile Examination glove powder free | Nitrile Examination glove powder free | Nitrile Examination Gloves powder free
TOA TEC (M) SDN.BHD. | ماليزيا | Malaysia | ME0000003434SFDAA00108 | PIgeon Manual Breast Pump | Manual Breast Pump | Manual Breast Pump | مضخة حليب الأم اليدوية
TOP GLOVE SDN.BHD | ماليزيا | Malaysia | ME0000006388SFDAA00006 | Best Smile Medical Latex Examination Gloves | Latex Examination Gloves | Latex Examination Gloves
JR Engineering and Medical Technologies (M) Sdn. Bhd. | ماليزيا | Malaysia | ME0000000884SFDAA00004 | JR Medic - Skin Shield | Latex Examination Gloves Powder Free | It is usually made of polyvinyl chloride, rubber and other materials. Sufficient strength and barrier performance. Non sterile, disposable.
MAH SING HEALTHCARE SDN BHD | ماليزيا | Malaysia | ME0000000485SFDAA00002 | MS GLOVE | NITRILE POWDER FREE EXAMINATION GLOVES, NON-STERILE | Nitrite patient examination gloves.
WRP ASIA PACIFIC SDN BHD | ماليزيا | Malaysia | ME0000005231SFDAA00001 | DERMAGRIP® ULTRA Nitrile Examination Gloves | Examination Gloves
WRP ASIA PACIFIC SDN BHD | ماليزيا | Malaysia | ME0000005231SFDAA00002 | Dermagrip Coated LS | Examination Gloves
Supermax Glove Manufacturing Sdn.Bhd | ماليزيا | Malaysia | ME0000008817SFDAA00001 | Powder Free Nitrile Examination Gloves Superlife | Powder Free Nitrile Examination Gloves
Supermax Glove Manufacturing Sdn.Bhd | ماليزيا | Malaysia | ME0000008817SFDAA00002 | Powder Free Latex Examination Gloves Superlife | Powder Free Latex Examination Gloves
TOP Glove Sdn. Bhd. | ماليزيا | Malaysia | ME0000000286SFDAA00005 | Nitrile Gloves Powder Free/ Razimed | Nitrile Gloves Powder Free
Tan Sin Lian Industries Sdn Bhd | ماليزيا | Malaysia | ME0000009071SFDAA00001 | Qualatex Powder free Latex Examination Gloves Large | Examination Latex Gloves Large
Tan Sin Lian Industries Sdn Bhd | ماليزيا | Malaysia | ME0000009071SFDAA00002 | Qualatex Powder free Latex Examination Gloves Medium | Examination Latex Gloves Medium
Tan Sin Lian Industries Sdn Bhd | ماليزيا | Malaysia | ME0000009071SFDAA00003 | Qualatex Powder free Latex Examination Gloves Small | Examination Latex Gloves Small
MULTISAFE SDN BHD | ماليزيا | Malaysia | ME0000009206SFDAA00001 | PHMCO LATEX POWDER FREE EXAMINATION GLOVES | LATEX GLOVES |  | قفازات لاتيكس تستخدم عند الفحص للحماية من انتقال العدوى
MULTISAFE SDN BHD | ماليزيا | Malaysia | ME0000009206SFDAA00002 | PHMCO LATEX POWDER FREE EXAMINATION GLOVES | LATEX GLOVES |  | قفازات لاتيكس تستخدم عند الفحص للحماية من انتقال العدوى
MULTISAFE SDN BHD | ماليزيا | Malaysia | ME0000009206SFDAA00003 | PHMCO LATEX POWDER FREE EXAMINATION GLOVES | LATEX GLOVES |  | قفازات لاتيكس تستخدم عند الفحص للحماية من انتقال العدوى
MULTISAFE SDN BHD | ماليزيا | Malaysia | ME0000009206SFDAA00004 | PHMCO LATEX POWDER FREE EXAMINATION GLOVES | LATEX GLOVES |  | قفازات لاتيكس تستخدم عند الفحص للحماية من انتقال العدوى
MAXTER GLOVE MANUFACTURING SDN. BHD | ماليزيا | Malaysia | ME0000009255SFDAA00001 | MAXTER | Non Sterile Powder Free Nitrile Examination Gloves
MAXTER GLOVE MANUFACTURING SDN. BHD | ماليزيا | Malaysia | ME0000009255SFDAA00002 | MAXTER | Non Sterile Powder Free Latex Examination Gloves
MAXTER GLOVE MANUFACTURING SDN BHD | ماليزيا | Malaysia | ME0000006101SFDAA00004 | MAXCHAMP | Purple Blue Powder Free Nitrile Medical Examination Gloves
TOP GLOVE SDN BHD. | ماليزيا | Malaysia | ME0000009712SFDAA00001 | KBM Nitrile Examination Gloves | Nitrile Examination Gloves
MAXTER GLOVE MANUFACTURING SDN BHD | ماليزيا | Malaysia | ME0000006101SFDAA00007 | Latex Examination Gloves Powder Free | Latex Examination Gloves Powder Free
Biomax Resources Sdn Bhd | ماليزيا | Malaysia | ME0000011767SFDAA00001 | SAFETOUCH | Latex Examination Gloves
TOP Glove Sdn. Bhd. | ماليزيا | Malaysia | ME0000000286SFDAA00012 | Master Guard | latex Examination Gloves Powder Free non sterile | Non-sterile disposable examination gloves for multiple purposes | قفازات فحص لاتكس غير معقمة للاستعمال مرة واحدة تستخدم لاغراض متعددة
TOP Glove Sdn. Bhd. | ماليزيا | Malaysia | ME0000000286SFDAA00013 | MasterGuard Disposable Nitrile Examination Glove | Non sterile Nitrile examination gloves
Mexpo International, Inc | ماليزيا | Malaysia | ME0000013125SFDAA00002 | Discovery2020 | Nitrile Examination Gloves
Mexpo International, Inc | ماليزيا | Malaysia | ME0000013125SFDAA00004 | Discovery2020 | Nitrile Examination Gloves
MULTISAFE SDN BHD | ماليزيا | Malaysia | ME0000009206SFDAA00005 | Powder Free Nitrile Examination Gloves | Powder Free Nitrile Examination Gloves
Top Glove Sdn Bhd | ماليزيا | Malaysia | ME0000005669SFDAA00010 | KABAYAN | LATEX POWDER FREE GLOVE NITRILE POWDER FREE GLOVE VINYL POWDER FREE GLOVE
KAANAZ CO. SDN. BHD. | ماليزيا | Malaysia | ME0000009700SFDAA00004 | POWDER FREE DISPOSABLE BLUE NITRILE GLOVES AMBIDEXTROUS NON STERILE | POWDER FREE NITRILE GLOVES NON STERILE
TOP GLOVE SDN. BHD. | ماليزيا | Malaysia | ME0000000563SFDAA00012 | Latex Examination Gloves | Gloves
MAXTER GLOVE MANUFACTURING SDN BHD | ماليزيا | Malaysia | ME0000006101SFDAA00001 | Maxwell | Nitrile Examination Gloves
MAXTER GLOVE MANUFACTURING SDN BHD | ماليزيا | Malaysia | ME0000006101SFDAA00002 | Maxwell | Latex Examination Gloves
Unigloves Sdn Bhd ( Berhad ) | ماليزيا | Malaysia | ME0000007850SFDAA00001 | Unigloves | vinyl single use glove
MAXTER GLOVE MANUFACTURING SDN BHD. | ماليزيا | Malaysia | ME0000008112SFDAA00001 | MAXSAFE Nitrile Blue Powder Free Examination Gloves | MAXSAFE Nitrile Blue Powder Free Examination Gloves
MAXTER GLOVE MANUFACTURING SDN BHD. | ماليزيا | Malaysia | ME0000008112SFDAA00002 | MAXSAFE Latex Powder Free Examination Gloves | MAXSAFE Latex Powder Free Examination Gloves
TG Medical Sdn. Bhd. | ماليزيا | Malaysia | ME0000007151SFDAA00002 | Best Gloves | Nitrile Examination Powder Free Gloves
Carefeel Cotton Industries M Sdn Bhd | ماليزيا | Malaysia | ME0000008931SFDAA00001 | Pigeon | Cotton Balls |  | كرات القطن لتنظيف الأطفال
GMP MEDICARE SON BHD | ماليزيا | Malaysia | ME0000009109SFDAA00001 | BRYCEMED | Latex Examination Gloves
Hartalega Sdn. Bhd | ماليزيا | Malaysia | ME0000004998SFDAA00001 | GloveOn Protect | Antimicrobial Nitrile powder Free examination Gloves
Riverstone Resources Sdn. Bhd. | ماليزيا | Malaysia | ME0000006497SFDAA00001 | Long Cuff Blue Examination Gloves | NITRILE Examination Gloves (powder free)
Hartalega Sdn Bhd | ماليزيا | Malaysia | ME0000004995SFDAA00003 | SafaMed | Nitrile Powder Free Examination Gloves | Hand Protection | قفازات
TOP Glove Sdn. Bhd. | ماليزيا | Malaysia | ME0000000286SFDAA00006 | Latex Examination Gloves | Examination Glove
TOP Glove Sdn. Bhd. | ماليزيا | Malaysia | ME0000000286SFDAA00007 | SOMATCO Latex Examination Gloves | Latex Powder Free Online Single Chlorinated Examination Gloves
TOP Glove Sdn. Bhd. | ماليزيا | Malaysia | ME0000000286SFDAA00008 | SOMATCO Nitrile Examination Gloves | Nitrile Powder Free Online Single Chlorinated Examination Gloves
KAANAZ CO. SDN. BHD. | ماليزيا | Malaysia | ME0000009700SFDAA00001 | POWDER FREE DISPOSABLE LATEX EXAMINATION GLOVES AMBIDEXTROUS NON STERILE | POWDER FREE LATEX EXAMINATION GLOVES NON STERILE
KAANAZ CO. SDN. BHD. | ماليزيا | Malaysia | ME0000009700SFDAA00002 | POWDER FREE DISPOSABLE BLUE NITRILE GLOVES AMBIDEXTROUS NON STERILE | POWDER FREE NITRILE GLOVES NON STERILE
TG Medical Sdn. Bhd | ماليزيا | Malaysia | ME0000005574SFDAA00011 | Nitrile Examination Gloves | Nitrile Examination Gloves
Top Glove Sdn Bhd | ماليزيا | Malaysia | ME0000005669SFDAA00005 | Sanita serv-u | non Powder Latex Gloves |  | ناعمة الملمس تحافظ على نظافة اليدين غير معقمة مثالية للاستعمال الواحد
Supermax Glove Manufacturing Sdn. Bhd. | ماليزيا | Malaysia | ME0000005674SFDAA00002 | Super Guard | Latex Medical Examination Gloves
TOP Glove Sdn. Bhd. | ماليزيا | Malaysia | ME0000000286SFDAA00010 | RMS | Powder Free Examination Glove
TOP Glove Sdn. Bhd. | ماليزيا | Malaysia | ME0000000286SFDAA00011 | RMS | Powder Free Examination Glove
Bergamot Sdn Bhd | ماليزيا | Malaysia | ME0000008829SFDAA00003 | Bergamot | Latex powder free examination gloves
BONRIC SDN. BHD. | ماليزيا | Malaysia | ME0000012394SFDAA00001 | MEDITouch | powder free latex examination gloves
Bergamot Sdn Bhd | ماليزيا | Malaysia | ME0000008829SFDAA00004 | Bergamot | Nitrile powder free examination gloves
MAXTER GLOVE MANUFACTURING SDN. BHD | ماليزيا | Malaysia | ME0000009255SFDAA00003 | Elite-Professional | Powder Free Nitrile Examination Gloves
MAXTER GLOVE MANUFACTURING SDN. BHD | ماليزيا | Malaysia | ME0000009255SFDAA00004 | Elite-Professional | Powder Free Latex Examination Gloves
TOP GLOVE SDN.BHD | ماليزيا | Malaysia | ME0000006388SFDAA00004 | Medical Vision | Latex Disposable Examination Gloves
MAXTER GLOVE MANUFACTURING SDN BHD. | ماليزيا | Malaysia | ME0000008112SFDAA00003 | Eco Max | Nitrile Examination Gloves
MAXTER GLOVE MANUFACTURING SDN BHD. | ماليزيا | Malaysia | ME0000008112SFDAA00004 | Eco Max | Latex Examination Gloves
great glove xinghua co LTD | ماليزيا | Malaysia | ME0000000304SFDAA00005 | nahdi | Lot 4969 Jalan Teratai Batu 6 Off Jalan Meru 41050 Klang Selangor D E Malaysia |  | قفازات الفحص الطبي
GREAT GLOVE XINGHUA CO LTD | ماليزيا | Malaysia | ME0000000306SFDAA00010 | Nahdi Latex Examination Powder Free Glove | Latex Examination Powder Free Glove |  | قفازات الفحص الطبي
GREAT GLOVE XINGHUA CO LTD | ماليزيا | Malaysia | ME0000000306SFDAA00011 | Nahdi Latex Examination Powder Free Glove | Latex Examination Powder Free Glove |  | قفازات الفحص الطبي
KAANAZ CO. SDN. BHD. | ماليزيا | Malaysia | ME0000009700SFDAA00003 | POWDER FREE LATEX EXAMINATION GLOVES NON STERILE | POWDER FREE LATEX EXAMINATION GLOVES NON STERILE
GREAT GLOVE XINGHUA CO LTD | ماليزيا | Malaysia | ME0000001568SFDAA00001 | nahdi latex examination powder free gloves | Latex examination powder free gloves |  | قفازات لاتكس طبية
TOP GLOVE SDN.BHD | ماليزيا | Malaysia | ME0000006388SFDAA00005 | A.T Care | Latex Powder Free online single chlorinated Gloves
Hartalega Sdn Bhd | ماليزيا | Malaysia | ME0000004995SFDAA00001 | Y Glove Latex Powder Free Examination Gloves | Latex Powder Free Examination Glove
Hartalega Sdn Bhd | ماليزيا | Malaysia | ME0000004995SFDAA00002 | Y Gloves Nitrile Powder Free Examination Gloves | Nitrile Powder Free Examination Glove
TG Medical Sdn Bhd | ماليزيا | Malaysia | ME0000005569SFDAA00002 | Best Gloves | Latex Patient Examination Gloves
Sanctuary Health Sdn Bhd | ماليزيا | Malaysia | ME0000005570SFDAA00001 | Sanctuary Dental Dams | Latex Dental Dam
Hartalega NGC Sdn.Bhd | ماليزيا | Malaysia | ME0000009125SFDAA00001 | GloveOn Celeste | nitrile powder free examination gloves
Hartalega Sdn. Bhd | ماليزيا | Malaysia | ME0000004998SFDAA00002 | GloveOn Edge | Latex Examination powder free gloves
Hartalega NGC Sdn.Bhd | ماليزيا | Malaysia | ME0000009125SFDAA00002 | GloveOn Mavarick | nitrile powder free examination gloves
TOP GLOVE SDN.BHD | ماليزيا | Malaysia | ME0000006388SFDAA00002 | Powder Free Nitrile Examination Gloves | Powder Free Nitrile Examination Gloves
TOP GLOVE SDN.BHD | ماليزيا | Malaysia | ME0000006388SFDAA00003 | Latex Examination Gloves | Latex Examination Gloves
Top Glove Sdn Bhd | ماليزيا | Malaysia | ME0000005669SFDAA00003 | NITRILE GLOVES | Disposable Nitrile Gloves Powder Free
Hartalega Sdn Bhd | ماليزيا | Malaysia | ME0000004995SFDAA00004 | SAFETOUCH | Latex Examination Gloves
TOP Glove Sdn. Bhd. | ماليزيا | Malaysia | ME0000000286SFDAA00009 | Top Guard | Latex Patient Examination Glove
Hartalega Sdn. Bhd. | ماليزيا | Malaysia | ME0000012406SFDAA00001 | Kayes Latex Gloves | Latex Powder Free Examination Glove
Top Glove Sdn Bhd | ماليزيا | Malaysia | ME0000005669SFDAA00008 | T H Powder Free Latex Examination Gloves | Latex patient Examination Gloves
WRP ASIA PACIFIC SDN BHD | ماليزيا | Malaysia | ME0000005231SFDAA00010 | Blue Nitrile Examination Gloves | Dermagrip Powder Free Blue Nitrile Patient Examination Gloves non Sterile
The Hygenic Corporation | ماليزيا | Malaysia | ME0000013120SFDAA00001 | Thera-Band Exercise Bands | Thera-Band Exercise Bands
Mexpo International, Inc | ماليزيا | Malaysia | ME0000013125SFDAA00001 | Discovery2020 | Latex Examination Gloves
SUPERMAX LATEX PRODUCTS SDN BHD | ماليزيا | Malaysia | ME0000000318SFDAA00036 | MAX SHILED | Supergloves Powder Free Latex Examination Gloves
SUPERMAX GLOVE MANUFACTURING SDN BHD | ماليزيا | Malaysia | ME0000006098SFDAA00002 | MAX SHILED | Powder Free Nitrile Examination Gloves
TG Medical Sdn Bhd | ماليزيا | Malaysia | ME0000005569SFDAA00003 | NITRILE TOP GUARD | NITRILE TOP GUARD
CREST ULTRASONICS CORP | ماليزيا | Malaysia | ME0000001374SFDAA00001 | Caviwave Ultrasonic Cleaning System | Caviwave Ultrasonic Cleaning System
CREST ULTRASONICS CORP | ماليزيا | Malaysia | ME0000001374SFDAA00002 | Caviwave Pro Ultrasonic Cleaning System | Caviwave Pro Ultrasonic Cleaning System
CREST ULTRASONICS CORP | ماليزيا | Malaysia | ME0000001374SFDAA00003 | Reliance Ultrasonic Tabletop Cleaning System | Teliance Ultrasonic Cleaning System and Accessories
Glove Resources Sdn Bhd | ماليزيا | Malaysia | ME0000000959SFDAA00064 | Golden Gloves | Nitrile Medical gloves | Nitrile Medical gloves
TG Medical Sdn Bhd | ماليزيا | Malaysia | ME0000005569SFDAA00001 | CH Latex Examination Gloves | Latex Examination Gloves | Latex Examination Gloves
TOP GLOVE SDN. BHD. | ماليزيا | Malaysia | ME0000005692SFDAA00017 | Master Pieces | Nitrile Examination Gloves Powder Free | Nitrile Examination Gloves Powder Free
TOP Glove Sdn. Bhd. | ماليزيا | Malaysia | ME0000000286SFDAA00003 | MasterPieces | Latex Examination Gloves | Latex Examination Gloves
TOP Glove Sdn. Bhd. | ماليزيا | Malaysia | ME0000000286SFDAA00003 | MasterPieces | Latex Examination Gloves | Latex Examination Gloves
TOP Glove Sdn. Bhd. | ماليزيا | Malaysia | ME0000000286SFDAA00003 | MasterPieces | Latex Examination Gloves | Latex Examination Gloves
Bergamot Sdn Bhd | ماليزيا | Malaysia | ME0000008829SFDAA00001 | Bergamot | Nitrile powder free examination gloves | Nitrile powder free latex examination gloves
MAXTER GLOVE MANUFACTURING SDN BHD | ماليزيا | Malaysia | ME0000006101SFDAA00003 | DOV MEDICAL | Powder Free Latex Medical Examination Gloves | LATEX EXAMINATION GLOVES POWDER FREE
MAXTER GLOVE MANUFACTURING SDN BHD | ماليزيا | Malaysia | ME0000006101SFDAA00003 | DOV MEDICAL | Powder Free Latex Medical Examination Gloves | LATEX EXAMINATION GLOVES POWDER FREE
MAXTER GLOVE MANUFACTURING SDN BHD | ماليزيا | Malaysia | ME0000006101SFDAA00005 | DOV MEDICAL | Nitrile powder free medical examination glove | Nitrile powder free medical examination glove
MAXTER GLOVE MANUFACTURING SDN BHD | ماليزيا | Malaysia | ME0000006101SFDAA00005 | DOV MEDICAL | Nitrile powder free medical examination glove | Nitrile powder free medical examination glove
TG Medical SDN.BHD | ماليزيا | Malaysia | ME0000010663SFDAA00001 | Latex Examination Gloves Powder Free | Latex Examination Gloves Powder Free | Latex Examination Gloves Powder Free
TG Medical SDN.BHD | ماليزيا | Malaysia | ME0000010663SFDAA00002 | Nitrile Examination Gloves Powder Free | Nitrile Examination Gloves Powder Free | Nitrile Examination Gloves Powder Free
Top Gloves Sdn Bhd | ماليزيا | Malaysia | ME0000010709SFDAA00001 | Sure Care Latex Examination Gloves | Sure Care Latex Examination Gloves | Latex Examination Gloves | قفازات فحص اللاتكس
Top Gloves Sdn Bhd | ماليزيا | Malaysia | ME0000010709SFDAA00002 | Sure Care Nitrile Examination Gloves | Sure Care Nitrile Examination Gloves | Nitrile Examination Gloves | قفازات فحص النتريل
TG Medical Sdn. Bhd | ماليزيا | Malaysia | ME0000005574SFDAA00010 | Verona | Latex Examination Gloves | Latex Examination Gloves
kossan international SDN.BHD | ماليزيا | Malaysia | ME0000010994SFDAA00001 | PURESHIELD Nitrile Examination Glove | NON STERILE , POWDER FREE NITRILE EXAMINATION GLOVES | POWDER FREE NITRILE EXAMINATION GLOVES
kossan international SDN.BHD | ماليزيا | Malaysia | ME0000010994SFDAA00002 | PURESHIELD Latex Examination Glove | NON STERILE, POWDER FREE LATEX EXAMINATION GLOVES | POWDER FREE LATEX EXAMINATION GLOVES
Supermax Glove Manufacturing Sdn. Bhd. | ماليزيا | Malaysia | ME0000005674SFDAA00001 | High Quality Latex Examination Gloves | High Quality Latex Examination Gloves | Latex Examination Gloves
GX CORPORATION SDN, BHD | ماليزيا | Malaysia | ME0000001115SFDAA00037 | Decontamination Gloves | Nitrile Gloves | Decontamination Gloves are 13 Mil thick and 12'' Long Latex free , Non- Sterile ,Nitrile Gloves. | قفازات إزالة التلوث بسمك 13 ميل وقفازات طويلة خالية من اللاتكس 12 بوصة ، وغير معقمة ، وقفازات النتريل.
AMST GLOBAL SDN. BHD. | ماليزيا | Malaysia | ME0000011149SFDAA00001 | WIQAYAH | Nitrile examination glove, powder free | Nitrile examination glove, powder free used for protection for single use.
Mexpo International, Inc | ماليزيا | Malaysia | ME0000013125SFDAA00003 | Safari Discovery Series | Dental Dams | A rubber dam and accessories is a device composed of a thin sheet of latex with a hole in the center intended to isolate a tooth from fluids in the mouth during dental procedures, such as filling a cavity preparation.
AMST GLOBAL SDN. BHD. | ماليزيا | Malaysia | ME0000009775SFDAA00001 | WIQAYAH | Natural Latex Examination Gloves , Powder Free | قفازات طبية
BERGAMOT SDN BHD | ماليزيا | Malaysia | ME0000000240SFDAA00017 | Bergamot Latex Powder Free Examination Gloves | Latex Powder Free Examination Gloves | Latex Examination Glove,powder free,white,S 5.0g,M 5.0g,L 5.3g,XL5.3g,packing:100pcs/box Gloves | لاتكس خالية من البودرة قفازات فحص تستخدم مرة واحدة
BERGAMOT SDN BHD | ماليزيا | Malaysia | ME0000000240SFDAA00017 | Bergamot Latex Powder Free Examination Gloves | Latex Powder Free Examination Gloves | Latex Examination Glove,powder free,white,S 5.0g,M 5.0g,L 5.3g,XL5.3g,packing:100pcs/box Gloves | لاتكس خالية من البودرة قفازات فحص تستخدم مرة واحدة
BERGAMOT SDN BHD | ماليزيا | Malaysia | ME0000000240SFDAA00017 | Bergamot Latex Powder Free Examination Gloves | Latex Powder Free Examination Gloves | Latex Examination Glove,powder free,white,S 5.0g,M 5.0g,L 5.3g,XL5.3g,packing:100pcs/box Gloves | لاتكس خالية من البودرة قفازات فحص تستخدم مرة واحدة
Top Glove Sdn Bhd | ماليزيا | Malaysia | ME0000005669SFDAA00009 | High Top | Latex Examination Gloves | Medical Gloves
BERGAMOT SDN BHD | ماليزيا | Malaysia | ME0000000240SFDAA00017 | Latex Gloves | Latex Examination Gloves Powder Free | Latex Examination Glove,powder free,packing:100pcs/box Gloves | قفازات لاتكس يستعمل لمرة واحدة
BERGAMOT SDN BHD | ماليزيا | Malaysia | ME0000000240SFDAA00017 | Latex Gloves | Latex Examination Gloves Powder Free | Latex Examination Glove,powder free,packing:100pcs/box Gloves | قفازات لاتكس يستعمل لمرة واحدة
BERGAMOT SDN BHD | ماليزيا | Malaysia | ME0000000240SFDAA00017 | Latex Gloves | Latex Examination Gloves Powder Free | Latex Examination Glove,powder free,packing:100pcs/box Gloves | قفازات لاتكس يستعمل لمرة واحدة
Hartalega Sdn Bhd | ماليزيا | Malaysia | ME0000004995SFDAA00005 | SafaMed | Latex Examination Gloves Powder Free | Hand Protection | قفازات
Sanctuary Health Sdn Bhd | ماليزيا | Malaysia | ME0000005570SFDAA00021 | Sanctuary Light-Cured Liquid Dental Dam | Liquid Dental Dam | Liquid Dental Dam
Sanctuary Health Sdn Bhd | ماليزيا | Malaysia | ME0000005570SFDAA00021 | Sanctuary Light-Cured Liquid Dental Dam | Liquid Dental Dam | Liquid Dental Dam
TOP GLOVE Sdn. Bhd. | ماليزيا | Malaysia | ME0000007150SFDAA00002 | Medicare | Latex Examination Powder free gloves | Latex Examination Powder free gloves
Perident Limited | ماليزيا | Malaysia | ME0000002178SFDAA00003 | Orex Interdental Brushes | Interdental Brushes | Interdental Brushes | فرش بين ثنايا الأسنان
TRADECYANIC SDN.BHD | ماليزيا | Malaysia | ME0000015488SFDAA00001 | HANDREW | Latex Examination Gloves powder free | Latex Examination Gloves powder free | قفازات طبية
TRADECYANIC SDN.BHD | ماليزيا | Malaysia | ME0000015488SFDAA00001 | HANDREW | Latex Examination Gloves powder free | Latex Examination Gloves powder free | قفازات طبية
Al GLOBE SDN. BHD | ماليزيا | Malaysia | ME0000015736SFDAA00001 | BRYCEMED | NITRILE GLOVE | NITRILE GLOVE
Al GLOBE SDN. BHD | ماليزيا | Malaysia | ME0000015733SFDAA00001 | BRYCEMED | DISPOSABLE LATEX GLOVE | DISPOSABLE LATEX GLOVE
AXG INDUSTRIES SDN | ماليزيا | Malaysia | ME0000016553SFDAA00001 | SPAMA Nitrile examination gloves | Nitrile examination gloves | Examination gloves | كفوف نايترايل للفحص
AXG INDUSTRIES SDN | ماليزيا | Malaysia | ME0000016554SFDAA00001 | SPAMA latex examination gloves | Latex examination gloves | Latex examination gloves | كفوف مطاطية للفحص
Bergamot Sdn Bhd | ماليزيا | Malaysia | ME0000008887SFDAA00001 | Latex Powder Free Examination Glove | Latex Powder Free Examination Glove | non Sterile Latex Examination Gloves | قفازات لاتكس خالية من البودر
Bergamot Sdn Bhd | ماليزيا | Malaysia | ME0000008887SFDAA00001 | Latex Powder Free Examination Glove | Latex Powder Free Examination Glove | non Sterile Latex Examination Gloves | قفازات لاتكس خالية من البودر
Tan Sin Lian Industries Sdn. Bhd | ماليزيا | Malaysia | ME0000017299SFDAA00001 | SPAMA Latex examination gloves | SPAMA Latex examination gloves | Latex examination gloves | كفوف مطاطية للفحص
Star Plastics Industrial Co, | ماليزيا | Malaysia | ME0000006178SFDAA00001 | Wisdom | Wisdom | Interdental Brushes | فراشي ما بين الأسنان
YUMMYLOOKS SDN BHD | ماليزيا | Malaysia | ME0000001305SFDAA00001 | MEDRUX® Latex Gentle Touch Disposable Gloves | Latex Gloves | disposable latex gloves
Tan Sin Lian Industries Sdn. Bhd | ماليزيا | Malaysia | ME0000017301SFDAA00001 | SPAMA Nitrile examination gloves | SPAMA Nitrile examination gloves | Nitrile examination gloves | كفوف مطاطية للفحص
Supermax Glove Manufacturing Sdn. Bhd. | ماليزيا | Malaysia | ME0000005674SFDAA00008 | DMC Medical | Non-Sterile Nitrile Examination Gloves | Non-Sterile Nitrile Examination Gloves
TOP GLOVE SDN BHD | ماليزيا | Malaysia | ME0000009743SFDAA00005 | Nitrile Examination Gloves | Nitrile Powder Free Examination Gloves | Glove for medical use
TOP GLOVE SDN BHD | ماليزيا | Malaysia | ME0000009743SFDAA00006 | Latex Examination Gloves Powder Free | Latex Examination Gloves Powder Free | Glove for medical use
Supermax Glove Manufacturing Sdn. Bhd. | ماليزيا | Malaysia | ME0000005674SFDAA00007 | DMC Medical | Non-Sterile Latex Examination Gloves | Non-Sterile Latex Examination Gloves
Perident Limited | ماليزيا | Malaysia | ME0000002178SFDAA00007 | Orex | Orex Tounge Cleaner | Tounge cleaner is a brush that helps to remove bacteria at the back of the tongue that normally causes bad breath. | فرشاة الأسنان
Perident Limited | ماليزيا | Malaysia | ME0000002178SFDAA00008 | Orex | Orex Satin Floss Mint Waxed | A cord of thin filaments used to remove food and dental plaque from between teeth in areas a toothbrush is unable to reach. | شريط الأسنان الحريري العريض بالشمع
Perident Limited | ماليزيا | Malaysia | ME0000002191SFDAA00043 | Orex Dental Floss | Dental floss | Dental floss | خيط الأسنان
Perident Limited | ماليزيا | Malaysia | ME0000002178SFDAA00013 | Orex | Dental Flossers with Resealable Bags | An oral hygiene instrument used to clean between the teeth. | خيوط أسنان 60 قطعة
Smart Glove Corporation Sdn Bhd | ماليزيا | Malaysia | ME0000019093SFDAA00001 | Gen-X | Powder Free Latex Examination Gloves | Powder free latex examination gloves
Cranberry International Sdn. Bhd. | ماليزيا | Malaysia | ME0000019007SFDAA00001 | Cranberry | Examination Gloves | Examination Gloves
Perident Limited | ماليزيا | Malaysia | ME0000002178SFDAA00010 | Orex | Orthodontic Floss 50 Strands | An oral hygiene instrument used to clean the teeth, gums, and tongue. | خيط تنظيف تقويم الأسنان
LONGCANE INDUSTRIES SDN. BHD | ماليزيا | Malaysia | ME0000001407SFDAA00006 | Safe+ Nitrile Powder Free Examination Glove | Nitrile Powder Free Examination Glove | Nitrile Powder Free Examination Glove worn on the hands of healthcare and similar personnel to prevent contamination between healthcare personnel and patient
NATALIE GROUP SDN BHD | ماليزيا | Malaysia | ME0000015404SFDAA00001 | NATALIE CARE LATEX EXAMINATION GLOVES | Non-sterile latex examination powder free gloves | To protect the patient and the professional to prevent microbes from getting attached to hand and spreading infection via hands to protect the hands from occupational accidents cleansing agents chemicals stick injuries. | قفازات لاتكس
Multisafe Sdn. Bhd. | ماليزيا | Malaysia | ME0000001498SFDAA00002 | Latex Powder Free Examination Glove | Examination Glove | Disposable glove product that is only applicable for examination.
Supermax Glove Manufacturing Sdn. Bhd. | ماليزيا | Malaysia | ME0000005674SFDAA00009 | MAX -GLOVE | Non-sterile latex examination powder free gloves | To protect the patient and the professional to prevent microbes from getting attached to hand and spreading infection via hands to protect the hands from occupational accidents cleansing agents chemicals stick injuries. | قفازات لاتكس
Oon Corp Resources (M) Sdn Bhd | ماليزيا | Malaysia | ME0000006106SFDAA00001 | PREMIUM LATEX MEDICAL EXAMINATION GLOVES | DISPOSABLE LATEX EXAMINATION GLOVES NON-STERILE | DISPOSABLE LATEX EXAMINATION GLOVES NON-STERILE | قفازات الفحص الطبي اللاتكس
Biomax Rubber Industries Sdn Bhd | ماليزيا | Malaysia | ME0000013895SFDAA00001 | Heartmed Latex Gloves | Latex Gloves | Disposable Latex Gloves
AVS Worldwide Resources Sdn Bhd | ماليزيا | Malaysia | ME0000021406SFDAA00001 | Princess Latex Examination Gloves | Princess Latex Examination Gloves | Latex Examination Gloves
Tele-Paper (M) Sdn. Bhd. | ماليزيا | Malaysia | ME0000020566SFDAA00001 | Video Printer Paper / SONOMED | Thermal Medical paper | Thermal Medical paper
NATALIE GROUP SDN BHD | ماليزيا | Malaysia | ME0000015404SFDAA00002 | NOUVETA Latex Glove | Latex Glove | Non-sterile latex powder free gloves | قفازات لاتكس
Multisafe Sdn.Bhd | ماليزيا | Malaysia | ME0000015439SFDAA00005 | BeeSure Fit Latex Powder Free Exam Gloves | Examination Glove | Disposable glove made intended to wear on the hand for medical purposes
Sanctuary Health Sdn Bhd | ماليزيا | Malaysia | ME0000005570SFDAA00003 | Sanctuary Dental Dam | Sanctuary Dental Dam | Sanctuary Dental Dam
Natalie Group SDN BHD | ماليزيا | Malaysia | ME0000000032SFDAA00011 | Natalie Care Latex Examination Gloves | Latex Examination Gloves | Gloves to protect hands
Biomax Rubber Industries Sdn Bhd | ماليزيا | Malaysia | ME0000013895SFDAA00002 | WINMED Latex Examination Gloves | WINMED Latex Examination Gloves | Latex Glove
TOP GLOVE SDN. BHD | ماليزيا | Malaysia | ME0000014334SFDAA00001 | SafaMed | Nitrile Examination Gloves | Powder free , Non sterile Gloves | قفازات غير معقمة و خالية من البودرة
Yummylooks Sdn. Bhd. | ماليزيا | Malaysia | ME0000002370SFDAA00015 | Latex Gloves Powder Free | Latex Gloves Powder Free | Latex Gloves - Powder free - Single use only. | قفازات للمساعدة في منع انتقال التلوث بين المرضى ومقدمي الرعاية أثناء الإجراءات الطبية
Yummylooks Sdn. Bhd. | ماليزيا | Malaysia | ME0000002370SFDAA00015 | Latex Gloves Powder Free | Latex Gloves Powder Free | Latex Gloves - Powder free - Single use only. | قفازات للمساعدة في منع انتقال التلوث بين المرضى ومقدمي الرعاية أثناء الإجراءات الطبية
Yummylooks Sdn. Bhd. | ماليزيا | Malaysia | ME0000002370SFDAA00015 | Latex Gloves Powder Free | Latex Gloves Powder Free | Latex Gloves - Powder free - Single use only. | قفازات للمساعدة في منع انتقال التلوث بين المرضى ومقدمي الرعاية أثناء الإجراءات الطبية
Hartalega NGC Sdn. Bhd. | ماليزيا | Malaysia | ME0000002230SFDAA00001 | Gloveon Celeste | Gloveon Celeste | Device for medical purpose that is worn on the examiner's hand to protect contamination between patient and examiner
TOP Glove Sdn. Bhd. | ماليزيا | Malaysia | ME0000015418SFDAA00006 | M&M Care Latex Powder free Non sterile Gloves | Latex Non sterile Gloves | Latex Non sterile Gloves | قفازات اللاتكس غير المعقمة
Yummylooks Sdn. Bhd. | ماليزيا | Malaysia | ME0000002370SFDAA00016 | KAIZMED | Yummylooks Sdn Bhd | Latex Examination Glove
Yummylooks Sdn. Bhd. | ماليزيا | Malaysia | ME0000002370SFDAA00016 | KAIZMED | Yummylooks Sdn Bhd | Latex Examination Glove
Biomax Rubber Industries Sdn Bhd | ماليزيا | Malaysia | ME0000013895SFDAA00003 | BioMax Rubber Examination Gloves | BioMax Rubber Examination Gloves | Latex Glove
ITL ASIA PACIFIC Sdn.Bhd. | ماليزيا | Malaysia | ME0000012380SFDAA00001 | SampLok® Adapter Cap | Adapter Cap | Adapter Cap for collection of blood sample
TOP Glove Sdn. Bhd. | ماليزيا | Malaysia | ME0000015418SFDAA00008 | NOUVETA Latex Glove | LATEX examination GLOVES | A device made of natural rubber latex (NRL) intended as a protective barrier when worn on the hands of healthcare providers during patient examination/treatment or for other sanitary purposes; its inner surface is not covered with powder and it does not include antimicrobial agents/materials. The device is used mainly as a two-way barrier to protect both the patient and the staff against various contamination. It will have appropriate characteristics regarding tactility/comfort of use, and should provide appropriate physical properties (e.g., strength, elasticity), and uniformity of dimensions. This is a single-use device. | قفازات لاتكس
ACE GLOVE (M) SDN BHD | ماليزيا | Malaysia | ME0000004381SFDAA00001 | CLEANGUARD LATEX | LATEX PATIENT EXAMINATION GLOVE | Latex Gloves
ACE GLOVE (M) SDN BHD | ماليزيا | Malaysia | ME0000004381SFDAA00001 | CLEANGUARD LATEX | LATEX PATIENT EXAMINATION GLOVE | Latex Gloves
Multisafe Sdn.Bhd | ماليزيا | Malaysia | ME0000015439SFDAA00004 | ASAP Lite Nitrile Powder Free Examination Gloves | Examination Glove | Disposable glove product that is only applicable for examination
BERGAMOT SDN BHD | ماليزيا | Malaysia | ME0000014537SFDAA00002 | Bergamot SE Nitrile powder free examination gloves (X2235) Series | Bergamot SE Nitrile powder free examination gloves (X2235) Series | NITRILE Examination Glove,powder free
ACE GLOVE (M) SDN BHD | ماليزيا | Malaysia | ME0000004384SFDAA00001 | CLEANGUARD NITRILE | POLYMER PATIENT EXAMINATION GLOVE | Nitrile Gloves
Top Glove Sdn Bhd | ماليزيا | Malaysia | ME0000005669SFDAA00011 | Sanita Serv-U | Non powder Latex Gloves | Soft touch keeps hands clean Ideal for single use Offers high resistance to food Non-sterile Non powder Latex Gloves | قفازات للاتعمالات المتعدده
BERGAMOT SDN BHD | ماليزيا | Malaysia | ME0000014537SFDAA00003 | Bergamot Nitrile Examination Gloves Powder Free | Nitrile Examination Gloves Powder Free | Nitrile Powder Free Examination Gloves | قفازات نتريال خالية من البودر
BERGAMOT SDN BHD | ماليزيا | Malaysia | ME0000014537SFDAA00003 | Bergamot Nitrile Examination Gloves Powder Free | Nitrile Examination Gloves Powder Free | Nitrile Powder Free Examination Gloves | قفازات نتريال خالية من البودر
Lyfemed Medicare (M) Sdn Bhd | ماليزيا | Malaysia | ME0000005061SFDAA00001 | LYFEMED Medicare LATEX examination gloves | LYFEMED Medicare LATEX examination gloves | LATEX examination gloves
TOP Glove Sdn. Bhd. | ماليزيا | Malaysia | ME0000015417SFDAA00006 | Latex Examination Gloves | Latex Examination Gloves | Latex Examination Gloves for Medical and Single Use
Top Glove SDN BHD | ماليزيا | Malaysia | ME0000005021SFDAA00001 | Afiaa Gloves | Latex Examination Powder Free Gloves | Latex Examination Powder Free Gloves
TOP Glove Sdn. Bhd. | ماليزيا | Malaysia | ME0000015418SFDAA00011 | High Care Gloves | latex examination powder free gloves | latex examination powder free gloves
Cranberry International Sdn. Bhd. | ماليزيا | Malaysia | ME0000019007SFDAA00002 | SIGMA Latex Powder Free Examination Gloves | SIGMA latex powder free examination gloves | latex powder free examination gloves | قفازات اللاتكس غير المعقمة
HSSM Resources SDN BHD | ماليزيا | Malaysia | ME0000005481SFDAA00001 | Safe Gate Latex Examination gloves | Safe Gate Latex Examination gloves | Latex Examination gloves
TOP Glove Sdn. Bhd. | ماليزيا | Malaysia | ME0000015418SFDAA00012 | NITRILE EXAMINATION GLOVES | NITRILE EXAMINATION GLOVES | NITRILE Examination Gloves for Medical and Single Use
TOP GLOVES SDN.BHD | ماليزيا | Malaysia | ME0000001595SFDAA00003 | MW GLOVES | Nitrile Powder Free Online Chlorinated Gloves | Nitrile Powder Free Online Chlorinated Gloves | قفازات نتريال خالية من البودر
Top Gloves Sdn Bhd. | ماليزيا | Malaysia | ME0000011741SFDAA00005 | MW GLOVES | LATEX POWDER FREE ONLINE SINGLE CHLORINATED GLOVES | LATEX POWDER FREE ONLINE SINGLE CHLORINATED GLOVES | قفازات لاتكس خالية من البودر
KOSSAN INTERNATIONAL SDN. BHD | ماليزيا | Malaysia | ME0000010520SFDAA00001 | Hawraa Powder Free Disposable Latex Examination Glove | Latex Examination Glove Powder Free | Latex Examination Glove Powder Free
Tele-Paper (M) Sdn. Bhd. | ماليزيا | Malaysia | ME0000020566SFDAA00002 | UltraSound Thermal Paper | UltraSound Thermal Paper | UltraSound Thermal Paper
KOSSAN INTERNATIONAL SDN. BHD | ماليزيا | Malaysia | ME0000010520SFDAA00003 | Medico Aid | Powder Free Disposable Nitrile Examination Gloves | Nitrile Examination Gloves
KOSSAN INTERNATIONAL SDN. BHD | ماليزيا | Malaysia | ME0000010520SFDAA00002 | Medico Aid | Powder Free Disposable Latex Examination Gloves | Latex Examination Glove
TOP Glove Sdn. Bhd. | ماليزيا | Malaysia | ME0000015418SFDAA00013 | AMCO Latex Examination Powder Free Gloves | AMCO Latex Examination Powder Free Gloves | Examination Powder Free Gloves | قفازات اللاتكس غير المعقمة
TOP GLOVE SDN. BHD. | ماليزيا | Malaysia | ME0000005692SFDAA00014 | OPTITECT LATEX GLOVES | LATEX GLOVES | natural rubber gloves ( latex gloves ) | قفازات لاتكس للإستخدام مره واحده
Tradecyanic Sdn Bhd | ماليزيا | Malaysia | ME0000006056SFDAA00001 | TOP-CARE | Latex Examination Powder Free Gloves | Medical Examination Protective Gloves
Top Gloves Sdn. Bhd. | ماليزيا | Malaysia | ME0000009439SFDAA00001 | Nahdi Latex Examination Gloves | Nahdi Latex Examination Powder Free Gloves | Nahdi Latex Examination Powder Free Gloves | قفازات النهدي فحص لاتكس خالية من البودرة
TG Medical SDN.BHD | ماليزيا | Malaysia | ME0000006353SFDAA00001 | Latex Examination Gloves Powder Free Dark Blue | Latex Examination Gloves Powder Free Dark Blue | Latex Examination Glove, Powder Free, Single Chlorinated, Non sterile
TOP GLOVE SDN. BHD. | ماليزيا | Malaysia | ME0000005692SFDAA00015 | Gulf Hygiene Gloves | Gulf Hygiene Gloves | LATEX EXAMINATION GLOVES POWDER FREE | قفازات لاتكس للإستخدام مره واحده
TOP GLOVE SDN. BHD. | ماليزيا | Malaysia | ME0000005692SFDAA00016 | Gulf Hygiene Gloves | Gulf Hygiene Gloves | NITRILE EXAMINATION GLOVES POWDER FREE | قفازات نيتريل للإستخدام مره واحده
Duramedical SDN. BHD. | ماليزيا | Malaysia | ME0000006506SFDAA00009 | DuraDam | Natural Rubber Latex Dental Dam | Natural Rubber Latex Dental Dam
TOA TEC (M) SDN BHD | ماليزيا | Malaysia | ME0000006363SFDAA00005 | Pigeon Breast Care Pump | Pigeon Breast Care Pump | Pigeon breast care pump | مضخة الثدي
23GLOVE (M) SDN BHD | ماليزيا | Malaysia | ME0000006704SFDAA00001 | e-Medik LATEX EXAMINATION GLOVES | LATEX EXAMINATION GLOVES | LATEX EXAMINATION GLOVES ,single use ,powder free,non sterile
YTY INDUSTRY SDN. BHD | ماليزيا | Malaysia | ME0000005481SFDAA00002 | Safe Gate Nitrile Examination gloves | Safe Gate Nitrile Examination gloves | Safe Gate Nitrile Examination gloves
TOP Glove Sdn. Bhd. | ماليزيا | Malaysia | ME0000015418SFDAA00014 | DOV MEDICAL | NITRILE POWDER FREE ONLINE SINGLE CHLORINATED GLOVE | NITRILE EXAMINATION GLOVES POWDER FREE
23GLOVE (M) SDN BHD | ماليزيا | Malaysia | ME0000006704SFDAA00002 | e-Medik NITRILE EXAMINATION GLOVES | NITRILE EXAMINATION GLOVES | NITRILE EXAMINATION GLOVES
Glove Resources SDN BHD | ماليزيا | Malaysia | ME0000001694SFDAA00005 | IRONskin | Nitrile Examination Gloves | Disposable Nitrile Examination Gloves
Glove Resources SDN BHD | ماليزيا | Malaysia | ME0000001691SFDAA00002 | IRONskin | Latex Examination Gloves | Disposable Latex Examination Gloves, Powder Free
Glove Resources Sdn.Bhd. | ماليزيا | Malaysia | ME0000000012SFDAA00002 | Supreme | Non Sterile Examination Gloves | Non Sterile Examination Gloves
MAXTER GLOVE MANUFACTURING SDN BHD | ماليزيا | Malaysia | ME0000000172SFDAA00011 | MAX BOLD Latex Examination Gloves | Latex Non Sterile Gloves | Latex Non Sterile Gloves | قفازات لاتكس غير معقمة
Kossan International sdn bhd | ماليزيا | Malaysia | ME0000000011SFDAA00001 | قفازات فاء الطبية | قفازات طبية | قفازات طبية مطاطية بدون بودرة
Bergamot Sdn Bhd | ماليزيا | Malaysia | ME0000008887SFDAA00002 | Nitrile Examination Glove Hygien | Nitrile Examination Glove | non Sterile Nitrile Examination Glove | قفازات نتريال خالية من البودر
Maxter Glove Manufacturing Sdn Bhd | ماليزيا | Malaysia | ME0000008110SFDAA00004 | AFS MEDICAL | NITILE GLOVES | Non Sterile Powder Free Nitrile Examination Gloves
Glove Resources Sdn.Bhd. | ماليزيا | Malaysia | ME0000000012SFDAA00003 | Hygiene Latex Examination Gloves | Latex Examination Gloves | Latex Examination Gloves | قفازات لاتكس خالية من البودر
TOP Glove Sdn. Bhd. | ماليزيا | Malaysia | ME0000015418SFDAA00018 | AMCARE | NITRILE EXAMINATION GLOVES POWDER FREE | NITRILE EXAMINATION GLOVES POWDER FREE | قفازات نيتريل خالية من البودرة استخدام مرة واحدة
Top Glove Sdn. Bhd. | ماليزيا | Malaysia | ME0000000048SFDAA00088 | AMCARE | LATEX POWDER FREE ONLINE SINGLE CHLORINATED GLOVE | LATEX POWDER FREE ONLINE SINGLE CHLORINATED GLOVE | قفازات لاتيكس خالية من البودرة استخدام مرة واحدة
Mah Sing Healthcare Sdn Bhd | ماليزيا | Malaysia | ME0000000410SFDAA00005 | SafaMed | Nitrile Powder Free Examination G | Gloves | قفازات
TOP Glove Sdn. Bhd. | ماليزيا | Malaysia | ME0000015418SFDAA00019 | LIFECARE TOP GLOVES Latex Examination Gloves | Latex Examination Gloves | Latex Examination Gloves | قفازات طبية
TOP Glove Sdn. Bhd. | ماليزيا | Malaysia | ME0000015418SFDAA00020 | Lana Latex Examination Glove | Latex Examination Gloves | gloves Worn on the hands of healthcare and similar personnel to prevent contamination between healthcare personnel and the patient | القفازات التي يتم ارتداؤها على أيدي العاملين في مجال الرعاية الصحية ومن في حكمهم لمنع التلوث بين العاملين في مجال الرعاية الصحية والمريض
TOP Glove Sdn. Bhd. | ماليزيا | Malaysia | ME0000015418SFDAA00021 | Lana Nitrile Examination Glove | Nitrile Examination Gloves | Worn on the hands of healthcare and similar personnel to prevent contamination between healthcare personnel and the patient | يتم ارتداؤها على أيدي العاملين في الرعاية الصحية وما في حكمهم لمنع التلوث بين موظفي الرعاية الصحية والمريض
Biomax Rubber Industries Ltd. | ماليزيا | Malaysia | ME0000000144SFDAA00001 | Latex Examination Gloves | Latex Examination Gloves | Latex Examination Gloves | تٌستخدم القفازات الطبية في العمليات الجراحية كما يستخدمها الاطباء في عمليات فحص المرضى والمصابين وكذلك يتم استخدامها في المختبرات ومعامل التحاليل والكمياء والعيادات الخاصة وكذلك يتم استخدامها في العديد من المشاريع الانتاجية كما يتم استخدامها في العديد من المنازل
Biomax Rubber Industries Ltd. | ماليزيا | Malaysia | ME0000000144SFDAA00001 | Latex Examination Gloves | Latex Examination Gloves | Latex Examination Gloves | تٌستخدم القفازات الطبية في العمليات الجراحية كما يستخدمها الاطباء في عمليات فحص المرضى والمصابين وكذلك يتم استخدامها في المختبرات ومعامل التحاليل والكمياء والعيادات الخاصة وكذلك يتم استخدامها في العديد من المشاريع الانتاجية كما يتم استخدامها في العديد من المنازل
Glove Resources SDN BHD | ماليزيا | Malaysia | ME0000001693SFDAA00003 | IRONskin | Vinyl Examination Gloves | Disposable Vinyl Examination Gloves
TOP Glove Sdn. Bhd. | ماليزيا | Malaysia | ME0000015418SFDAA00022 | NAWAZER ALMUTAHEDAH | Nitrile Examination Gloves | Nitrile Examination Gloves
KOSSAN INTERNATIONAL SDN. BHD | ماليزيا | Malaysia | ME0000010520SFDAA00004 | DR LUJAIN Latex Examination Gloves | Latex examination , powder free gloves | Latex examination , powder free gloves, natural rubber gloves
KOSSAN INTERNATIONAL SDN. BHD | ماليزيا | Malaysia | ME0000010520SFDAA00005 | DR LUJAIN Nitrlie Examination Gloves | Powder Free Nitrile Examination Gloves | Powder Free Nitrile Examination Gloves
TOP Glove Sdn. Bhd. | ماليزيا | Malaysia | ME0000015417SFDAA00007 | NWAZER ALMUTAHEDAH | LATEX EXAMINATION GLOVES | LATEX EXAMINATION GLOVES
TG Medical Sdn Bhd | ماليزيا | Malaysia | ME0000005569SFDAA00004 | Verona | Latex Examination Gloves | non sterile Latex Examination Gloves
TG Medical Sdn Bhd | ماليزيا | Malaysia | ME0000005569SFDAA00005 | Verona | Latex Examination Gloves | Latex Examination Gloves
MAXTER GLOVE MANUFACTURING SDN BHD | ماليزيا | Malaysia | ME0000006101SFDAA00009 | MG GLOVES Latex Examination Gloves | Powder Free Latex Examination Gloves Non-Sterile | Powder Free Latex Examination Gloves Non-Sterile Protects the hand of the user
TOP GLOVE Sdn. Bhd. | ماليزيا | Malaysia | ME0000007150SFDAA00004 | Shield perfect Latex | Latex Examination Gloves | Latex Examination Gloves
TOP Glove Sdn. Bhd. | ماليزيا | Malaysia | ME0000015418SFDAA00026 | MedVision Latex Disposable Examination Gloves | Latex Examination Gloves | Intended to be worn on the hand of healthcare personal during medical examination as procedure to help protect cross contamination between healthcare and patient.
TOP GLOVE Sdn. Bhd. | ماليزيا | Malaysia | ME0000007150SFDAA00005 | Screen touch Nitril blue | Nitrile Examination Gloves | Nitrile Examination Gloves
TOP Glove Sdn. Bhd. | ماليزيا | Malaysia | ME0000015418SFDAA00027 | MedVision Nitrile Disposable Examination Gloves | Nitrile Examination Gloves | Intended to be worn on the hand of healthcare personal during medical examination as procedure to help protect cross contamination between healthcare and patient
LKL Advance Metaltech Sdn. Bhd . | ماليزيا | Malaysia | ME0000002865SFDAA00002 | Racks ,Storage, Stainless Steel | LKL Racks ,Storage, Stainless Steel | Racks ,Storage, Stainless Steel
SUPERMAX GLOVE MANUFACTURING SDN BHD | ماليزيا | Malaysia | ME0000006098SFDAA00004 | SUPERBLISS Latex Medical Examination Gloves | SUPERBLISS Latex Medical Examination Gloves | Medical Examination Gloves | قفازات اللاتكس غير المعقمة
LKL Advance Metaltech Sdn. Bhd . | ماليزيا | Malaysia | ME0000002866SFDAA00036 | Tables, Examination | LKL Tables, Examination | Tables, Examination
SUPERMAX GLOVE MANUFACTURING SDN BHD | ماليزيا | Malaysia | ME0000006098SFDAA00005 | SUPERBLISS Nitrile Medical Examination Gloves | SUPERBLISS Nitrile Medical Examination Gloves | Nitrile Medical Examination Gloves | قفازات نيترال غير المعقمة
TG Medical SDN.BHD | ماليزيا | Malaysia | ME0000006353SFDAA00002 | Nitrile Examination Gloves Long Cuff Powder Free | Nitrile Examination Gloves Long Cuff Powder Free | Nitrile Examination Gloves Long Cuff Powder Free
TELE-PAPER(M)SDN. BHD | ماليزيا | Malaysia | ME0000002297SFDAA00005 | Video Printer paper | Video Printer paper | Video Printer paper
TOP GLOVE SDN BHD | ماليزيا | Malaysia | ME0000009743SFDAA00007 | TOP RK Nitrile Examination Gloves | Nitrile Examination Gloves | The glove is intended to be worn on the hand of healthcare personal during medical examination as procedure to help protect cross contamination between healthcare and patient.
Glove Resources Sdn.Bhd. | ماليزيا | Malaysia | ME0000000012SFDAA00004 | Latex Gloves Powder Free | Powder Free Latex Examination Gloves | Gloves for General Examination.
HL Rubber Industries Sdn. Bhd. | ماليزيا | Malaysia | ME0000003763SFDAA00004 | ChemoPro NITRILE GLOVES | NITRILE GLOVES | Gloves to prevent contamination between the user and the patient handled.
HARTALEGA SDN BHD | ماليزيا | Malaysia | ME0000003789SFDAA00002 | EZ-Gloves Latex Examination Glove | Latex Examination Glove | for medical purpose to protect hands against infection
Top Glove Sdn Bhd | ماليزيا | Malaysia | ME0000003636SFDAA00018 | TOP RK LATEX EXAMINATION GLOVES | LATEX EXAMINATION GLOVES | The glove is intended to be worn on the hand of healthcare personal during medical examination as procedure to help protect cross contamination between healthcare and patient.
Kossan International Sdn Bhd | ماليزيا | Malaysia | ME0000003788SFDAA00001 | EXTREME Nitrile Examination Glove | Nitrile Examination Glove | for medical purpose to protect hands against infection
Curas Sdn. Bhd. | ماليزيا | Malaysia | ME0000006417SFDAA00006 | Support Products and Bedside Toileting Support | Support Products and Bedside Toileting Support | Toileting Support items
TG Medical Sdn. Bhd | ماليزيا | Malaysia | ME0000001900SFDAA00025 | verona | Nitrile Examination Gloves | Nitrile Examination Gloves
Curas Sdn. Bhd. | ماليزيا | Malaysia | ME0000006417SFDAA00003 | C2 Standard Bag (Secretion Bag) | Urine Drainage Bags & Accessories | urine Bag
Curas Sdn. Bhd. | ماليزيا | Malaysia | ME0000006417SFDAA00002 | SAP by Curas Fluid Absorber | Fluid Absorber | prevention of spills and safe management of liquid clinical waste
Curas Sdn. Bhd. | ماليزيا | Malaysia | ME0000006417SFDAA00005 | Hygiene Pulp™ | Disposable Moulded Pulp Products and Supports | Disposable Pulp
Curas Sdn. Bhd. | ماليزيا | Malaysia | ME0000006417SFDAA00004 | C3 Emptying Bag | Urine and Fluid Drainage Bag | Urine Drainage Bag
LIENTEH TECHNOLOGY SDN BHD | ماليزيا | Malaysia | ME0000006186SFDAA00003 | Roka Nitrile Examination Gloves Powder Free | Nitrile Examination Gloves Powder Free | Worn on the hands of hands of healthcare and similar personnel to prevent contamination between healthcare personnel and patient
LIENTEH TECHNOLOGY SDN BHD | ماليزيا | Malaysia | ME0000006186SFDAA00004 | Roka Latex Examination Gloves Powder Free | Latex Examination Gloves Powder Free | Worn on the hands of hands of healthcare and similar personnel to prevent contamination between healthcare personnel and patient
Tg Medical Sdn Bhd | ماليزيا | Malaysia | ME0000004449SFDAA00006 | Latex Powder-Free Examination Gloves | Latex Powder-Free Examination Gloves | Powder-free Latex examination gloves
Hartalega Sdn Bhd | ماليزيا | Malaysia | ME0000004995SFDAA00006 | Latex Examination Gloves | Latex Powder Free Examination gloves | Latex Powder Free Examination gloves
EcoBee Sdn. Bhd. | ماليزيا | Malaysia | ME0000004545SFDAA00052 | Beesure nitrile powder free gloves | Beesure nitrile powder free gloves | For use in medical field to protect patient and user from cross contamination
Tg Medical Sdn Bhd | ماليزيا | Malaysia | ME0000004452SFDAA00002 | Nitrile Exam Powder-Free Gloves | Nitrile Exam Powder-Free Gloves | Powder-free nitrile examination gloves
EcoBee Sdn. Bhd. | ماليزيا | Malaysia | ME0000004547SFDAA00057 | Beesure fit latex powder free gloves | Beesure fit latex powder free gloves | For use in medical field to protect patient and user from cross contamination
Tg Medical Sdn Bhd | ماليزيا | Malaysia | ME0000004450SFDAA00002 | Latex Powder Free Examination Gloves | Latex Powder Free Examination Gloves | Powder-Free latex examination gloves
Glove Resources SDN BHD | ماليزيا | Malaysia | ME0000001694SFDAA00006 | IRONskin | Latex Examination Gloves | Latex Examination Gloves
Glove Resources SDN BHD | ماليزيا | Malaysia | ME0000001694SFDAA00007 | IRONskin | Nitrile Exam Gloves | Single use nitrile hand gloves
YUMMYLOOKS SDN BHD | ماليزيا | Malaysia | ME0000001308SFDAA00001 | MEDRUX® Nitrile Gentle Touch Disposable Gloves | Nitrile Gloves Powder Free | disposable nitrile gloves
JR Engineering and Medical rechnologies (M) Sdn. Bhd. | ماليزيا | Malaysia | ME0000001331SFDAA00003 | JR MEDIC SKIN SHIELD | Latex examination powder free gloves | Latex examination powder-free gloves
TOP Glove Sdn. Bhd. | ماليزيا | Malaysia | ME0000015418SFDAA00010 | DOV MEDICAL | LATEX POWDER FREE ONLINE SINGLE CHLORINATED GLOVE | LATEX DISPOSABLE GLOVES POWDER FREE
Hartalega | ماليزيا | Malaysia | ME0000014805SFDAA00001 | Bedaya By Genesis | BG latex Examination Glove | Latex Examination Gloves | قفازات فحص لاتكس بدون بودره لاستعمال مره واحده
Biomax Rubber Industries Sdn Bhd | ماليزيا | Malaysia | ME0000013895SFDAA00005 | 3R | Latex Examination Gloves | Latex Powder free Examination Gloves
Unigloves Sdn Bhd | ماليزيا | Malaysia | ME0000000878SFDAA00007 | UNIGLOVES | EXAMINATION LATEX GLOVES, POWDER FREE, DISPOSABLE, NON-STERILE, SIZE | EXAMINATION LATEX GLOVES, POWDER FREE, DISPOSABLE, NON-STERILE
Yummylooks Sdn. Bhd. | ماليزيا | Malaysia | ME0000002370SFDAA00023 | Medrux Latex & Nitrile Gloves | Medrux Latex & Nitrile Gloves | FOR SIMPLE EXTERNAL EXAMINATION AND PROTECTION
The Egyptian Saudi Co For Medical Manufacturing Masco Mid | مصر | Egypt | ME0000011449SFDAA00001 | tempo cool | FEVER GEL COOLING SHEET | it is a non-sterile Aqua system (hydro gel with Polyacrylic base), spread in non woven clothes, coated with cust polypropylene film | كمادات جل لخفض الحرارة
Ultra Med for Medical Products | مصر | Egypt | ME0000001366SFDAA00004 | Ultra Med Gloves | Ultra touch Examination Gloves | Ultra touch Examination Gloves | قفازات فحص فائقة اللمس
pharmaplast S.A.E | مصر | Egypt | ME0000007796SFDAA00016 | CURE-AID | Cure Aid Adhesive | Cure Aid Strips . Cure Aid Adhesive . | ضمادات لاصقة , شرائط للإسعافات الأولية
pharmaplast S.A.E | مصر | Egypt | ME0000007796SFDAA00037 | Silkplast | SilkPlast surgical tape. | Silkplast Low allergy tearable acetate fabric tape. Silkplast is a self-adhesive tape made from a tearable, rigid, woven backing of cellulose acetate.
pharmaplast S.A.E | مصر | Egypt | ME0000007796SFDAA00038 | Plastra PoP | Plastra PoP | Fast setting plaster of paris based mass, spread on a 100% bleached cotton gauze . The bandage is wound on a plastic core .
The Egyption Saudi Co. For Medical Manufacturing - MASCOMID | مصر | Egypt | ME0000011445SFDAA00001 | Mentho Cool Patch | Mentho Cool Patch | Pain relief patch | للتخفيف للآلام والأوجاع العضلات و المفاصل
The Egyption Saudi Co. For Medical Manufacturing - MASCOMID | مصر | Egypt | ME0000011445SFDAA00002 | Mentho Hot Patch | Mentho Hot Patch | Pain relief patch | لتخفيف الأوجاع والآلآم والإلتهابات المصاحبة للعضلات والمفاصل
pharmaplast S.A.E | مصر | Egypt | ME0000007796SFDAA00029 | Smart Therapy | Plasters | is an individually packed first aid adhesive bandages with absorbent pad
pharmaplast S.A.E | مصر | Egypt | ME0000007796SFDAA00033 | Pharmafix | PHARMAFIX , PHARMAFIX PU | medical adhesive tapes Non-woven stretchable retention sheet for people with sensitive skin . medical adhesive tapes Waterproof, Virus Proof and bacteria proof transparent PU film roll.
pharmaplast S.A.E | مصر | Egypt | ME0000007796SFDAA00039 | pharma-swab (alcohol prep pad) | pharma-swab (alcohol prep pad) | مسحة طبية
pharmaplast S.A.E | مصر | Egypt | ME0000007796SFDAA00040 | smartherapy "plastic waterproof bandages" | smartherapy "plastic waterproof bandages" | Plastic waterproof bandages for covering skin scratches and minor wounds.
pharmaplast S.A.E | مصر | Egypt | ME0000007796SFDAA00034 | Smart Therapy for kids . | Cure aid | An individually packed first aid adhesive bandages with absorbent pad. | لاصقة للإسعافات الأولية معبأة بشكل فردي مع وسادة ماصة.
pharmaplast S.A.E | مصر | Egypt | ME0000007796SFDAA00025 | Smart Therapy friction protection | Smart Therapy friction protection patches | Soft, self-adhering silicone adhesive on one side of the dressing for skin protection against frictions | مادة لاصقة وذاتية الالتصاق على جانب واحد , لحماية البشرة من الاحتكاك
pharmaplast S.A.E | مصر | Egypt | ME0000007796SFDAA00052 | smartherapy "plastic waterproof bandages" | smartherapy "plastic waterproof bandages" | Plastic waterproof bandages for covering skin scratches and minor wounds.
pharmaplast S.A.E | مصر | Egypt | ME0000007796SFDAA00044 | smartherapy | waterproof Bandages | Waterproof Bandages
pharmaplast S.A.E | مصر | Egypt | ME0000007796SFDAA00053 | smartherapy "Aqua clear bandages" | smartherapy "Aqua clear bandages" | Aqua clear bandages
pharmaplast S.A.E | مصر | Egypt | ME0000007796SFDAA00051 | smart therapy classic plastic plasters | smart therapy classic plastic plasters | smart therapy classic plastic plasters
pharmaplast S.A.E | مصر | Egypt | ME0000007796SFDAA00056 | Gauza | Gauza | conforming elastic gauze bandage.
pharmaplast S.A.E | مصر | Egypt | ME0000007796SFDAA00064 | vendapress cohesive bandages | vendapress cohesive bandages | breathable cohesive bandage that adheres to itself ,not to hair nor skin .
pharmaplast S.A.E | مصر | Egypt | ME0000007796SFDAA00065 | pharmamed | pharmamed | Hypoallergenic paper tape
pharmaplast S.A.E | مصر | Egypt | ME0000007796SFDAA00074 | elastic plaster | N/A | is a strong cotton elastic adhesive bandage that delivers higher compression pressure.
pharmaplast S.A.E | مصر | Egypt | ME0000007796SFDAA00092 | pharma-undercast | N/A | SUITABLE IN THE TREATMENT OF FRACTURES | رباط ضاغط للكسور
pharmaplast S.A.E | مصر | Egypt | ME0000007796SFDAA00117 | Smart Therapy | Capscium Plaster | Plasters ( Patch ) , used as an external of supportive patch for relief pain . | لاصقة مُساعدة , داعمة خارجية معبأة بشكل فردي تُساعد على انعاش المنطقة و تخفيف الألم
pharmaplast S.A.E | مصر | Egypt | ME0000007796SFDAA00120 | Smart Therapy | Capsicum Plaster | Plaster ( Patch) , used as an external of supportive patch for relief pain . | لاسقة مُساعدة , داعمة خارجية معبأة بشكل فردي تُساعدعلى إنعاش المنطقة و تخفيف الالم .
Pharmaplast SAE | مصر | Egypt | ME0000014078SFDAA00003 | TRAINGULAR BANDAGES | Suspension arm sling. | to immobilize and keep a splints in place. | تثبيت ودعم الاذرع المكسورة،لمنع الحركة وابقاء الجبائر في اماكها
pharmaplast S.A.E | مصر | Egypt | ME0000007796SFDAA00130 | heat up gel batch cool | heat up gel batch cool | Pain relief patch
pharmaplast S.A.E | مصر | Egypt | ME0000007796SFDAA00128 | pharma-gloves | pharma-gloves powder free vinyl gloves | powder free vinyl gloves
pharmaplast S.A.E | مصر | Egypt | ME0000007796SFDAA00131 | heat up gel batch hot | heat up gel batch hot | Pain relief patch
Miracle Medical Industries | مصر | Egypt | ME0000006452SFDAA00002 | Abdominal Belt | Soft Orthopedic products | Soft Orthopedic products | حزام بتن
Miracle Medical Industries | مصر | Egypt | ME0000006452SFDAA00024 | sacro lumbar support | orthopedic soft support | orthopedic soft support | حزام ظهر داعم 10 انش
Miracle Medical Industries | مصر | Egypt | ME0000006452SFDAA00025 | soft collar | orthopedic soft support | orthopedic soft support | داعم رقبة ناعم
Miracle Medical Industries | مصر | Egypt | ME0000006452SFDAA00029 | WRIST SPLINT WITH STRAP | orthopedic soft support | orthopedic soft support | داعم ابهام معصم
Miracle Medical Industries | مصر | Egypt | ME0000006452SFDAA00027 | Wrist wrap | orthopedic soft support | orthopedic soft support | رابط معصم
Miracle Medical Industries | مصر | Egypt | ME0000006452SFDAA00031 | Hard collar | Soft Orthopedic products | Soft Orthopedic products | داعم رقبه
Miracle Medical Industries | مصر | Egypt | ME0000006452SFDAA00028 | Rib Belt | orthopedic soft support | orthopedic soft support | حزام أضلع
Miracle Medical Industries | مصر | Egypt | ME0000006452SFDAA00030 | Vertebral belt | Soft Orthopedic products | Soft Orthopedic products | حزام ظهر
Miracle Medical Industries | مصر | Egypt | ME0000006452SFDAA00032 | gauze bandage | orthopedic soft support | orthopedic soft support | رابط قطنى
Miracle Medical Industries | مصر | Egypt | ME0000006452SFDAA00026 | Open Knee Support | orthopedic soft support | orthopedic soft support | داعم ركبة مفتوح
الشركة المصرية السويسرية (سيسك) لمنتجات العناية بالفم والاسنان والتجميل | مصر | Egypt | ME0000019692SFDAA00001 | فرش أسنان | فرش أسنان | فرش أسنان | فرشاة أسنان
Miracle Medical Industries | مصر | Egypt | ME0000006452SFDAA00041 | Universal Sling | orthopedic soft support | orthopedic soft support | حامل زراع
Miracle Medical Industries | مصر | Egypt | ME0000006452SFDAA00040 | open ankle support | orthopedic soft support | orthopedic soft support | داعم كاحل مفتوح
Miracle Medical Industries | مصر | Egypt | ME0000006452SFDAA00042 | shoulder support | Orthopedic support | Orthopedic support | داعم كتف
Miracle Medical Industries | مصر | Egypt | ME0000006452SFDAA00044 | Touch Care Cooling Patch | COOLING PATCHES | Fevocool cooling patch. | كمادات خافظه للحراره
Miracle Medical Industries | مصر | Egypt | ME0000006452SFDAA00045 | Touch care plasters | Touch care plasters | Non sterile adhesive plaster. | لصقات جروح
Miracle Medical Industries | مصر | Egypt | ME0000006452SFDAA00046 | ASTN ARM SLING POUCH | ASTN ARM SLING POUCH | Arm sling pouch with immobilizer or without with sizes from x small ,small,medium ,large,xlarge,xxlarge 3xlarge
Miracle Medical Industries | مصر | Egypt | ME0000006452SFDAA00047 | ASTN PANEL KNEE IMMOBILIZER | ASTN PANEL KNEE IMMOBILIZER | PANEL KNEE IMMOBILIZER FOR KNEE SUPPORT
Miracle Medical Industries | مصر | Egypt | ME0000006452SFDAA00049 | ASTN VARICOSE STOCKING(ANTI EMBOLISM ABOVE THIGH) | ASTN VARICOSE STOCKING(ANTI EMBOLISM ABOVE THIGH) | VARICOSE STOCKING ANTI EMBOLISM ABOVE THIGH | شراب للدوالى فوق الفخد
Miracle Medical Industries | مصر | Egypt | ME0000006452SFDAA00050 | ASTN VARICOSE STOCKING(ANTI EMBOLISM UNDER KNEE | ASTN VARICOSE STOCKING(ANTI EMBOLISM UNDER KNEE | ASTN VARICOSE STOCKING(ANTI EMBOLISM UNDER KNEE
Miracle Medical Industries | مصر | Egypt | ME0000006452SFDAA00051 | ASTN ABDOMINAL BELT | ASTN ABDOMINAL BELT | ABDOMINAL BELT SUPPORT | حزام ساند للبطن
Miracle Medical Industries | مصر | Egypt | ME0000006452SFDAA00053 | ASTN ABKLE BRACE WITH STRAP | ASTN ABKLE BRACE WITH STRAP | ANKLE BRACE WITH STRAP
Miracle Medical Industries | مصر | Egypt | ME0000006452SFDAA00075 | ASTN KNEE BRACE | ASTN KNEE BRACE | KNEE BRACE CRISS CROSS
Miracle Medical Industries | مصر | Egypt | ME0000006452SFDAA00073 | ASTN SACRO LUMBER SUPPORT | ASTN SACRO LUMBER SUPPORT | SACRO LUMBER SUPPORT
Miracle Medical Industries | مصر | Egypt | ME0000006452SFDAA00076 | ASTN SOFT COLLAR | ASTN SOFT COLLAR | استن سوفت كولرر ساند للرقبة | ساند رقبه سوفت
Miracle Medical Industries | مصر | Egypt | ME0000006452SFDAA00078 | hernia belt | Soft Orthopedic products | Soft Orthopedic products | حزام للفتق
Miracle Medical Industries | مصر | Egypt | ME0000006452SFDAA00079 | hernia belt double | Soft Orthopedic products | Soft Orthopedic products | حزام فتق مضاعف
Miracle Medical Industries | مصر | Egypt | ME0000006452SFDAA00080 | hard collar with chin | Soft Orthopedic products | Soft Orthopedic products | داعم رقبه مع الذقن
NID Medical Co | مصر | Egypt | ME0000007856SFDAA00001 | ECG Electrode | ECG Electrode
Egyptian company for Elite Industries -Vogue Misr | مصر | Egypt | ME0000008902SFDAA00001 | venosan 6001 -venosan 6002 | Venosan 6000
Miracle Medical Industries | مصر | Egypt | ME0000006452SFDAA00009 | ankle support | Soft Orthopedic products |  | داعم كاحل
Ghatwary Medical Supply(GMS) | مصر | Egypt | ME0000011243SFDAA00001 | Class 4 Indicator | Sterilization Flat and Gusseted indicators
Ghatwary Medical Supply(GMS) | مصر | Egypt | ME0000011243SFDAA00002 | Class 6 Indicator | Sterilization Flat and Gusseted indicators
Miracle Medical Industries | مصر | Egypt | ME0000006452SFDAA00019 | COOLEX | COOLEX |  | كمادات جل خافضة للحرارة
MISR SPINNING AND WEAVING COMPANY | مصر | Egypt | ME0000009659SFDAA00006 | Noorwali Medical Absorbent Cotton | absorbent cotton wool
MISR SPINNING AND WEAVING COMPANY | مصر | Egypt | ME0000009659SFDAA00007 | MESK Medical Absorbent Cotton | absorbent cotton wool
VOGUE MISR | مصر | Egypt | ME0000016574SFDAA00001 | VENOSAN | COMPRESSION STOCKINGS
The Egyptian Company for Elite Industries - Vogue Misr | مصر | Egypt | ME0000004589SFDAA00001 | VENOSAN 6002 AGH | Medical Stockings
The Egyptian Company for Elite Industries - Vogue Misr | مصر | Egypt | ME0000004589SFDAA00002 | VENOSAN 6002 AT | Medical Stockings
The Egyptian Company for Elite Industries - Vogue Misr | مصر | Egypt | ME0000004589SFDAA00003 | VENOSAN 6001 AD | Medical Stockings
The Egyptian Company for Elite Industries - Vogue Misr | مصر | Egypt | ME0000004589SFDAA00004 | VENOSAN 6001 AF | Medical Stockings
The Egyptian Company for Elite Industries - Vogue Misr | مصر | Egypt | ME0000004589SFDAA00005 | VENOSAN 6001 AGH | Medical Stockings
The Egyptian Company for Elite Industries - Vogue Misr | مصر | Egypt | ME0000004589SFDAA00006 | VENOSAN 6001 AT | Medical Stockings
The Egyptian Company for Elite Industries - Vogue Misr | مصر | Egypt | ME0000004589SFDAA00007 | VENOSAN 6002 AD | Medical Stockings
The Egyptian Company for Elite Industries - Vogue Misr | مصر | Egypt | ME0000004589SFDAA00008 | VENOSAN 6002 AF | Medical Stockings
AMECO TECHNOLOGY | مصر | Egypt | ME0000007958SFDAA00001 | Urine Bag | Urine Drainage Bag
Euromed For Medical Industries | مصر | Egypt | ME0000009991SFDAA00001 | Euro-Cotton | Euro-Cotton
Ghatwary Medical Supply(GMS) | مصر | Egypt | ME0000011243SFDAA00006 | Disinfection Test AER | Washing Indicators
Ghatwary Medical Supply(GMS) | مصر | Egypt | ME0000011243SFDAA00007 | Cavitation Test | Washing Indicators
Ghatwary Medical Supply(GMS) | مصر | Egypt | ME0000011243SFDAA00008 | Washer Indicator | Washing Indicators
Ghatwary Medical Supply(GMS) | مصر | Egypt | ME0000011243SFDAA00009 | Precleaning Sink | Cleaning Station
Ghatwary Medical Supply(GMS) | مصر | Egypt | ME0000011243SFDAA00010 | Protein Test + Long Swab | Washing Indicators
Al Aazameya for Medical Devices | مصر | Egypt | ME0000012061SFDAA00001 | Non Sterile Swab | Swab
Al Mahala AL Kobra Company for production of Medical Cotton -Mohamed Mohamed Metwally & co | مصر | Egypt | ME0000012064SFDAA00001 | Zigzag Absorbent Cotton 250 gm | Non Sterile Cotton |  | قطن طبي
Al Mahala AL Kobra Company for production of Medical Cotton -Mohamed Mohamed Metwally & co | مصر | Egypt | ME0000012064SFDAA00002 | Zigzag Absorbent Medical Cotton 100 gm | Non Sterile Medical Cotton |  | قطن طبي
Al Mahala AL Kobra Company for production of Medical Cotton -Mohamed Mohamed Metwally & co | مصر | Egypt | ME0000012064SFDAA00003 | Zigzag absorbent Medical Cotton 50 gm | Non Sterile medical cotton |  | قطن طبي
Al Mahala AL Kobra Company for production of Medical Cotton -Mohamed Mohamed Metwally & co | مصر | Egypt | ME0000012064SFDAA00004 | Non Sterile Gauze 5 CM Roll | Non Sterile Gauze 5 CM Roll |  | شاش طبي غير معقم رول 5 سم
Al Mahala AL Kobra Company for production of Medical Cotton -Mohamed Mohamed Metwally & co | مصر | Egypt | ME0000012064SFDAA00005 | Non Sterile Gauze 7 CM Roll | Non Sterile Gauze 7 CM Roll |  | رول شاش طبي غير معقم75 سم
Al Mahala AL Kobra Company for production of Medical Cotton -Mohamed Mohamed Metwally & co | مصر | Egypt | ME0000012064SFDAA00006 | Roll Absorbent Medical Cotton 1000g | Non Strile Cotton |  | قطن طبي
Al Mahala AL Kobra Company for production of Medical Cotton -Mohamed Mohamed Metwally & co | مصر | Egypt | ME0000012064SFDAA00007 | Roll Absorbent Medical Cotton 500gm | Non-Sterile Cotton |  | قطن طبي
Al Mahala AL Kobra Company for production of Medical Cotton -Mohamed Mohamed Metwally & co | مصر | Egypt | ME0000012064SFDAA00008 | Non Sterile Gauze 15 CM Roll | Non Sterile Gauze 15 CM Roll |  | شاش طبي غير معقم رول 15 سم
by Al Mahala AL Kobra Company for production of Medical Cotton -Mohamed Mohamed Metwally & co | مصر | Egypt | ME0000012065SFDAA00001 | Non Sterile Gauze 10 CM Roll | Non Sterile Gauze 10 CM Roll |  | شاش طبي غير معقم رول 5 سم
Euromed For Medical Industries | مصر | Egypt | ME0000009991SFDAA00002 | Nitrile Examination Gloves | Nitrile Examination Gloves
Euromed For Medical Industries | مصر | Egypt | ME0000009991SFDAA00003 | Euro-Latex | Latex Examination Gloves
Euromed For Medical Industries | مصر | Egypt | ME0000009991SFDAA00004 | Euro-Cotton | Euro-Cotton
Care Plus For Health Care Products | مصر | Egypt | ME0000000613SFDAA00002 | Medical cotton non sterile | Medical cotton non sterile
Care Plus For Health Care Products | مصر | Egypt | ME0000000613SFDAA00003 | Medical cotton non sterile | Medical cotton non sterile
Acadia Company For Medical Equipment | مصر | Egypt | ME0000000645SFDAA00001 | Medical Apsorption cotton | Medical Apsorption cotton | Intended to be used as a general use absorption medical cotton | قطن مصرى ماص متعدد الاستخدام
Acadia Company For Medical Equipment | مصر | Egypt | ME0000000645SFDAA00002 | Medical Apsorption Bandage Gauze | Medical Apsorption Bandage Gauze | Intended to be used as a general purpose absorption medical bandage | شاش رول مصرى متعدد الاستخدام
Abed elmaksoud Elrowee Medical Cotton Factory | مصر | Egypt | ME0000000647SFDAA00001 | Medical Apsorption Cotton | Medical Apsorption Cotton
Abed elmaksoud Elrowee Medical Cotton Factory | مصر | Egypt | ME0000000647SFDAA00002 | Medical Apsorption Bandage Gauze | Medical Apsorption Bandage Gauze
Euromed For Medical Industries.S.A.E | مصر | Egypt | ME0000001506SFDAA00002 | Euro-Cotton | Absorbent Cotton
AL-WEQAYA FOR SPECIALIZED PHARMACEUTICALSINDUSTRIES | مصر | Egypt | ME0000008179SFDAA00001 | Petri Dish | Plastic Petri Dish
AL WEQAYA FOR SPECIALIZED PHARMACEUTICAL INDUSTRIES | مصر | Egypt | ME0000008187SFDAA00001 | Biohazard Specimen Bag | Specimen Bag
AL WEQAYA FOR SPECIALIZED PHARMACEUTICAL INDUSTRIES | مصر | Egypt | ME0000008187SFDAA00002 | Oxygen Mask | Mask
AL WEQAYA FOR SPECIALIZED PHARMACEUTICAL INDUSTRIES | مصر | Egypt | ME0000008187SFDAA00003 | Plastic Tube | Tube Tissue Culture
AL WEQAYA FOR SPECIALIZED PHARMACEUTICAL INDUSTRIES | مصر | Egypt | ME0000008187SFDAA00004 | Plastic Container | Container
شركة جرين لايت | مصر | Egypt | ME0000005018SFDAA00001 | MAKKA | SPINAL SUPPORT | حزام كامل للظهر مزود ب ٤دعامات | حزام كامل للظهر مزود ب ٤دعامات بغرض دعم الفقرات الصدرية والقطنية
Miracle Medical Industries | مصر | Egypt | ME0000006452SFDAA00003 | Knee support | Soft Orthopedic products | Soft Orthopedic products | داعم ركبة
Miracle Medical Industries | مصر | Egypt | ME0000006452SFDAA00004 | Elastic Bandage | Soft Orthopedic products | Soft Orthopedic products | رباط ضاغط
Miracle Medical Industries | مصر | Egypt | ME0000006452SFDAA00005 | Comfort arm sling | Soft Orthopedic products | Soft Orthopedic products | حامل زراع مطور
Miracle Medical Industries | مصر | Egypt | ME0000006452SFDAA00006 | Wrist brace | Soft Orthopedic products | Soft Orthopedic products | تقويم معصم
Miracle Medical Industries | مصر | Egypt | ME0000006452SFDAA00007 | Elbow support | Soft Orthopedic products | Soft Orthopedic products | داعم كوع
Miracle Medical Industries | مصر | Egypt | ME0000006452SFDAA00008 | Cast shoes | Soft Orthopedic products | Soft Orthopedic products | حذاء للجبيرة
Miracle Medical Industries | مصر | Egypt | ME0000006452SFDAA00010 | Comfort arm sling | Soft Orthopedic products | Soft Orthopedic products | حامل زراع مطور
Miracle Medical Industries | مصر | Egypt | ME0000006452SFDAA00011 | Panel knee immobilizer | Soft Orthopedic products | Soft Orthopedic products | مانع حركة للركبة
Miracle Medical Industries | مصر | Egypt | ME0000006452SFDAA00012 | Soft back support | Soft Orthopedic products | Soft Orthopedic products | حزام ظهر داعم
Miracle Medical Industries | مصر | Egypt | ME0000006452SFDAA00013 | Abdominal Belt | Soft Orthopedic products | Soft Orthopedic products | حزام للبطن
Miracle Medical Industries | مصر | Egypt | ME0000006452SFDAA00014 | Elastic stocking | Soft Orthopedic products | Soft Orthopedic products | جوارب ضاغطة
Miracle Medical Industries | مصر | Egypt | ME0000006452SFDAA00015 | Suspensory | Soft Orthopedic products | Soft Orthopedic products | حزام تعليق
MISR SPINNING AND WEAVING COMPANY | مصر | Egypt | ME0000009659SFDAA00001 | Surgical Bandage non sterile | Surgical Bandage non sterile | Wound care and other medical purposes in hospitals
MISR SPINNING AND WEAVING COMPANY | مصر | Egypt | ME0000009659SFDAA00002 | Absorbent Medical Cotton Non Sterile | Absorbent Medical Cotton Non Sterile | Wound care and othermedical purposes in hospitals
MISR SPINNING AND WEAVING COMPANY | مصر | Egypt | ME0000009659SFDAA00002 | Absorbent Medical Cotton Non Sterile | Absorbent Medical Cotton Non Sterile | Wound care and othermedical purposes in hospitals
Miracle Medical Industries | مصر | Egypt | ME0000006452SFDAA00016 | Elastic Crepe Bandage | Elastic Crepe Bandage | Elastic Crepe Bandage | دعم للمناطق الرئيسية المعرضة للإصابة في الجسم
Miracle Medical Industries | مصر | Egypt | ME0000006452SFDAA00017 | High quality Egyptian Medical Cotton | High quality Egyptian Medical Cotton | High quality Egyptian Medical Cotton | امتصاص السوائل
Miracle Medical Industries | مصر | Egypt | ME0000006452SFDAA00018 | High Absorbent Guaze Bandage | High Absorbent Guaze Bandage | High Absorbent Guaze Bandage, Made from pure Egyptian Cotton | امتصاص السوائل
Ghatwary Medical Supply(GMS) | مصر | Egypt | ME0000011243SFDAA00003 | Sterilization crepe paper sheet | Sterilization Wrapping Sheet | Sterilization Wrapping Sheet
Ghatwary Medical Supply(GMS) | مصر | Egypt | ME0000011243SFDAA00004 | Sterilization Tyvek reels | Sterilization Tyvek reels | Sterilization Tyvek reels
Ghatwary Medical Supply(GMS) | مصر | Egypt | ME0000011243SFDAA00005 | Sterilization pouches | Sterilization Tyvek Pouches | Sterilization Tyvek Pouches
Ghatwary Medical Supply(GMS) | مصر | Egypt | ME0000011243SFDAA00011 | SMS sheet | Sterilization Wrapping Sheet | Sterilization Wrapping Sheet
Ghatwary Medical Supply(GMS) | مصر | Egypt | ME0000011243SFDAA00012 | Sterilization plain reels | Sterilization Flat and Gussetedreels | Sterilization Flat and Gussetedreels
Ghatwary Medical Supply(GMS) | مصر | Egypt | ME0000011243SFDAA00013 | Sterilization Tyvek pouches | Sterilization Pouch | Sterilization Pouch
Miracle Medical Industries | مصر | Egypt | ME0000006452SFDAA00020 | COOLEX (BABIES) | COOLEX - BABIES | كمادات جيل خافضة للحرارة للرضع | كمادات جل خافضة للحرارة للرضع
Miracle Medical Industries | مصر | Egypt | ME0000006452SFDAA00020 | COOLEX (BABIES) | COOLEX - BABIES | كمادات جيل خافضة للحرارة للرضع | كمادات جل خافضة للحرارة للرضع
careplus health care products | مصر | Egypt | ME0000013150SFDAA00001 | care plus | medical cotton non sterile | Ultra-absorbent cotton bristles
careplus health care products | مصر | Egypt | ME0000013150SFDAA00001 | care plus | medical cotton non sterile | Ultra-absorbent cotton bristles
careplus health care products | مصر | Egypt | ME0000013150SFDAA00002 | care plus | GAUZE ROLL | Made from cotton and other materials, with closed sides
careplus health care products | مصر | Egypt | ME0000013150SFDAA00002 | care plus | GAUZE ROLL | Made from cotton and other materials, with closed sides
careplus health care products | مصر | Egypt | ME0000013150SFDAA00003 | FOCUS | GAUZE ROLL | NON STRILE MEDICAL ABSORPTION GAUZE ROLL
careplus health care products | مصر | Egypt | ME0000013150SFDAA00003 | FOCUS | GAUZE ROLL | NON STRILE MEDICAL ABSORPTION GAUZE ROLL
MISR SPINNING AND WEAVING COMPANY | مصر | Egypt | ME0000009659SFDAA00005 | SIGMA / GAUZE ROLLS NON-STERILE | GAUZE ROLLS NON-STERILE | GAUZE ROLLS NON-STERILE | رباط شاش مصرى ماص - غير معقم
MISR SPINNING AND WEAVING COMPANY | مصر | Egypt | ME0000009659SFDAA00004 | SIGMA / ABSORBENT EGYPTIAN COTTON NON-STERILE | ABSORBENT EGYPTIAN COTTON NON-STERILE | ABSORBENT EGYPTIAN COTTON NON-STERILE | قطن مصرى ماص - غير معقم
MISR SPINNING AND WEAVING COMPANY | مصر | Egypt | ME0000009659SFDAA00003 | absorbent Egyptian cotton | ABSORBENT EGYPTIAN COTTON NON-STERILE | ABSORBENT EGYPTIAN COTTON NON-STERILE | قطن مصرى ماص - غير معقم
Abd El Maqsoud Hussien Ali Hassan Rowiaai | مصر | Egypt | ME0000000692SFDAA00002 | Medical Absorption Bandage Gauze | Medical Absorption Bandage Gauze | bandage gauze used as wound filler on wounds to support a healthy wound healing environment
Abd El Maqsoud Hussien Ali Hassan Rowiaai | مصر | Egypt | ME0000000692SFDAA00003 | Medical Absorption Cotton Wool non Sterile | Medical Absorption Cotton Wool non Sterile | Cotton Wool mainly used for medical purposes in hospitals nursing homes as first aid because of his absorbency | قطن ماص غير معقم
careplus health care products | مصر | Egypt | ME0000013150SFDAA00004 | FOCUS | MEDICAL COTTON | NON STRILE MEDICAL ABSORPTION COTTON
careplus health care products | مصر | Egypt | ME0000013150SFDAA00004 | FOCUS | MEDICAL COTTON | NON STRILE MEDICAL ABSORPTION COTTON
Miracle Medical Industries | مصر | Egypt | ME0000006452SFDAA00023 | COOLEX - CHILD | COOLEX 4 GEL PATCHES FOR CHILDREN | COOLING GEL PATCHES FOR CHILDREN | كمادات جيل خافضة للحرارة للأطفال
Miracle Medical Industries | مصر | Egypt | ME0000006452SFDAA00023 | COOLEX - CHILD | COOLEX 4 GEL PATCHES FOR CHILDREN | COOLING GEL PATCHES FOR CHILDREN | كمادات جيل خافضة للحرارة للأطفال
Miracle Medical Industries | مصر | Egypt | ME0000006452SFDAA00022 | COOLEX - BABIES | COOLEX 4 GEL PATCHES - BABIES | COOLING GEL PATCHES FOR BABIES | كمادات جل خافضة للحرارة
International Company For Medical Necessities (I.CO) | مصر | Egypt | ME0000013432SFDAA00004 | Oral Syringe | Oral Syringe | Oral Syringe
International Company For Medical Necessities (I.CO) | مصر | Egypt | ME0000013432SFDAA00003 | Syringe Catheter Tip Feeding | Syringe Catheter Tip Feeding | Syringe Catheter Tip Feeding
MISR SPINNING AND WEAVING COMPANY | مصر | Egypt | ME0000009659SFDAA00008 | AMX Care / ABSORBENT EGYPTIAN COTTON NON-STERILE | ABSORBENT EGYPTIAN COTTON NON-STERILE | ABSORBENT EGYPTIAN COTTON NON-STERILE | قطن مصرى ماص - غير معقم
Care Plus For Health Care Products | مصر | Egypt | ME0000014021SFDAA00001 | care plus | elastic bandage | elastic and crepe bandage multiple sizes
Care Plus For Health Care Products | مصر | Egypt | ME0000014021SFDAA00001 | care plus | elastic bandage | elastic and crepe bandage multiple sizes
Ameco Technology Technology Limited Partnership | مصر | Egypt | ME0000017396SFDAA00001 | Nasal Cannula | Nasal Cannula | Nasal Cannula for breathing
pharmaplast S.A.E | مصر | Egypt | ME0000007796SFDAA00035 | Neoplast | Neoplast Fabric sport tape | Fabric Adhesive tape.
pharmaplast S.A.E | مصر | Egypt | ME0000007796SFDAA00036 | Airoplast | Airoplast Easy tear surgical tape | Airoplast is a self adhesive tape made from a transparent plastic film coated on one side with hypoallergenic pressure sensitive adhesive. | أشرطة جراحیة سھلة القطع
Euromed for Medical Industries | مصر | Egypt | ME0000019046SFDAA00001 | Abbsorbant Medical Cotton | Hygiene | medical cotton packaging in 50gm: 0642 – 100gm: 0643 – 250gm: R0644 – 500gm: R0618 – 1000gm: R0645 | قطن طبي لتضميد الجروح الاولية و الضمادات
Abd El Maksoud Houssin Ali Hassan Rowaay Company | مصر | Egypt | ME0000001645SFDAA00001 | AT Care | Medical Absorption Cotton Wool non Sterile | HIGH QUALITY ABSORBENT MEDICAL COTTON
Abd El Maksoud Houssin Ali Hassan Rowaay Company | مصر | Egypt | ME0000001645SFDAA00001 | AT Care | Medical Absorption Cotton Wool non Sterile | HIGH QUALITY ABSORBENT MEDICAL COTTON
BMA for contracting and manufacturing | مصر | Egypt | ME0000020997SFDAA00001 | BMA Orthopedic Extension | Orthopedic Table Attachment | Orthopaedic operating table supports
BMA for contracting and manufacturing | مصر | Egypt | ME0000021059SFDAA00001 | BMA Electric operating Table | operating table | a table on which a patient lies during a surgical procedure.
BMA for contracting and manufacturing | مصر | Egypt | ME0000020995SFDAA00003 | Electric Patient care ICU Bed | hospital bed | The bed can be operated and adjusted different positions by the controls for the nursing patient while being examined or receiving treatment.
BMA for contracting and manufacturing | مصر | Egypt | ME0000021063SFDAA00001 | BMA Hydraulic operating Table | operating table | a table on which a patient lies during a surgical procedure
BMA for contracting and manufacturing | مصر | Egypt | ME0000021064SFDAA00001 | BMA Patient transfer Trolley | stretcher trolley | Stretcher trolley is used for transportation of the patient
Pharmaplast SAE | مصر | Egypt | ME0000014078SFDAA00001 | Boots finger Plasters extra hold | Boots finger Plasters extra hold | finger Plasters | بوتس ضماد لاصق للاصبع
Egyptian company for Elite Industries -Vogue Misr | مصر | Egypt | ME0000008902SFDAA00002 | Venosan | Compression Stockings | Compression Stockings
TruLife Egypt | مصر | Egypt | ME0000001139SFDAA00002 | MOVE | Arm Support Group | Arm Support
TruLife Egypt | مصر | Egypt | ME0000001139SFDAA00002 | MOVE | Arm Support Group | Arm Support
TruLife Egypt | مصر | Egypt | ME0000001163SFDAA00002 | MOVE | Vertebral Support Group | Vertebral Support
TruLife Egypt | مصر | Egypt | ME0000001163SFDAA00002 | MOVE | Vertebral Support Group | Vertebral Support
TruLife Egypt | مصر | Egypt | ME0000001166SFDAA00002 | MOVE | Wrist Support Group | Wrist Support | مجموعه داعم الرسغ
TruLife Egypt | مصر | Egypt | ME0000001166SFDAA00002 | MOVE | Wrist Support Group | Wrist Support | مجموعه داعم الرسغ
TruLife Egypt | مصر | Egypt | ME0000001159SFDAA00001 | MOVE | Knee Support Group | Knee Support | مجموعه داعم الركبة
TruLife Egypt | مصر | Egypt | ME0000001159SFDAA00001 | MOVE | Knee Support Group | Knee Support | مجموعه داعم الركبة
TruLife Egypt | مصر | Egypt | ME0000001165SFDAA00009 | MOVE | Walkers Group | Walkers
TruLife Egypt | مصر | Egypt | ME0000001165SFDAA00009 | MOVE | Walkers Group | Walkers
TruLife Egypt | مصر | Egypt | ME0000001153SFDAA00001 | MOVE | Medical Footwear Group | Footwear Support
TruLife Egypt | مصر | Egypt | ME0000001153SFDAA00001 | MOVE | Medical Footwear Group | Footwear Support
TruLife Egypt | مصر | Egypt | ME0000001137SFDAA00001 | MOVE | Ankle Support Group | Ankle Support
TruLife Egypt | مصر | Egypt | ME0000001137SFDAA00001 | MOVE | Ankle Support Group | Ankle Support
TruLife Egypt | مصر | Egypt | ME0000001161SFDAA00001 | MOVE | Silicon Insoles Group | Silicon Insoles
TruLife Egypt | مصر | Egypt | ME0000001161SFDAA00001 | MOVE | Silicon Insoles Group | Silicon Insoles
TruLife Egypt | مصر | Egypt | ME0000001151SFDAA00001 | MOVE | Hip Support Group | Hip Support
TruLife Egypt | مصر | Egypt | ME0000001151SFDAA00001 | MOVE | Hip Support Group | Hip Support
tri m medical | مصر | Egypt | ME0000001806SFDAA00013 | surgical pad | tri m medical | highly absorbent filling with barrier layer to reduce strick through, soft and comfortable non adherent pad to protect wound and promote rapid healing | غيار جراحى له قدرة عالية على الامتصاص ويحتفظ بداخلة على الافرازات ولا يسمح لها بالحركة فى اتجاة الجلد . ناعم ومريح ولا يلتصق بالجروح ولذلك يساعد على الالتئام السريع للجروح
TruLife Egypt | مصر | Egypt | ME0000001162SFDAA00001 | MOVE | Medical Cushions Group | Pillow and Pad
TruLife Egypt | مصر | Egypt | ME0000001162SFDAA00001 | MOVE | Medical Cushions Group | Pillow and Pad
TruLife Egypt | مصر | Egypt | ME0000001139SFDAA00007 | MOVE | Vertebral Support Group | Vertebral Support
ARABMEDICAL FOR MEDICAL SUPPLIES | مصر | Egypt | ME0000001706SFDAA00003 | Amdent Dental Bibs | Dental Bibs | Affordable and dependable way of protecting dental patient clothing from fluid and contaminants
Alexandria Co. for Pharamaceuticals & Chemical Industries | مصر | Egypt | ME0000002823SFDAA00034 | CALDENOR SILK Medical Adhesive Tape | Medical Adhesive Tape | Medical Adhesive SILK Tape, A long and narrow flexible band of synthetic silk fabric coated on one side with a pressure-sensitive adhesive. | شريط لاصق طبي
Alexandria Co. for Pharamaceuticals & Chemical Industries | مصر | Egypt | ME0000002823SFDAA00034 | CALDENOR SILK Medical Adhesive Tape | Medical Adhesive Tape | Medical Adhesive SILK Tape, A long and narrow flexible band of synthetic silk fabric coated on one side with a pressure-sensitive adhesive. | شريط لاصق طبي
TruLife Egypt | مصر | Egypt | ME0000001139SFDAA00004 | Move | Humeral Fracture Brace | Arm Support
TruLife Egypt | مصر | Egypt | ME0000001139SFDAA00004 | Move | Humeral Fracture Brace | Arm Support
JEBERA FOR MEDICAL INDUSTRIES | مصر | Egypt | ME0000003090SFDAA00001 | JEBERA SHOULDER | SHOULDER | SHOULDER
JEBERA FOR MEDICAL INDUSTRIES | مصر | Egypt | ME0000003085SFDAA00006 | JEBERA ARM SLING | ARM SLING | ARM SLING
JEBERA FOR MEDICAL INDUSTRIES | مصر | Egypt | ME0000003084SFDAA00033 | JEBERA ANKLE | ANKLE | ANKLE
JEBERA FOR MEDICAL INDUSTRIES | مصر | Egypt | ME0000003089SFDAA00050 | JEBERA WRIST | WRIST | WRIST
JEBERA FOR MEDICAL INDUSTRIES | مصر | Egypt | ME0000003086SFDAA00015 | JEBERA CERVICAL COLLAR | CERVICAL COLLAR | CERVICAL COLLAR | رقبة جبيرا
JEBERA FOR MEDICAL INDUSTRIES | مصر | Egypt | ME0000003091SFDAA00001 | JEBERA ELBOW | ELBOW | ELBOW | كوع جبيرا
JEBERA FOR MEDICAL INDUSTRIES | مصر | Egypt | ME0000003092SFDAA00001 | JEBERA BELT | BELT | BELT
JEBERA FOR MEDICAL INDUSTRIES | مصر | Egypt | ME0000003088SFDAA00001 | JEBERA KNEE | KNEE | KNEE
JEBERA FOR MEDICAL INDUSTRIES | مصر | Egypt | ME0000003090SFDAA00002 | JEBERA BELT | BELT | BELT
JEBERA FOR MEDICAL INDUSTRIES | مصر | Egypt | ME0000003090SFDAA00003 | JEBERA BELT | BELT | BELT
careplus health care products | مصر | Egypt | ME0000013150SFDAA00005 | CARE PLUS | NON STRILE MEDICAL GOWN | SHIRT MADE OF NON WOVEN FABRICS
Kayan for plastic industries and medical supplies | مصر | Egypt | ME0000004053SFDAA00064 | 4M Disposable Shoe Cover | 4M Disposable Shoe Cover | Disposable Shoe Cover
Miracle Medical Industries | مصر | Egypt | ME0000006452SFDAA00077 | HOLLAID | Cooling patches | Cooling gel patches | كمادات جل خافضة للحرارة
Kayan for plastic industries and medical supplies | مصر | Egypt | ME0000004053SFDAA00065 | 4M Disposable Sleeves Cover | 4M Disposable Sleeves Cover | to prevent contamination of the operating field from microorganisms
Kayan for plastic industries and medical supplies | مصر | Egypt | ME0000004053SFDAA00066 | 4M Hair net cap | 4M Disposable Hair net cap | Disposable hair net cap
Kayan for plastic industries and medical supplies | مصر | Egypt | ME0000004053SFDAA00067 | U2 Hair net cap | U2 Disposable Hair net cap | Disposable hair net cap
Kayan for plastic industries and medical supplies | مصر | Egypt | ME0000004053SFDAA00068 | 4M HDPE Disposable Gloves | 4M HDPE Disposable Gloves | to prevent contamination of the operating field from microorganisms
Kayan for plastic industries and medical supplies | مصر | Egypt | ME0000004053SFDAA00069 | U2 HDPE Disposable Apron | U2 HDPE Disposable Apron | to prevent contamination of the operating field from microorganisms
Kayan for plastic industries and medical supplies | مصر | Egypt | ME0000004053SFDAA00070 | 4M HDPE Disposable Apron | 4M HDPE Disposable Apron | to prevent contamination of the operating field from microorganisms
Kayan for plastic industries and medical supplies | مصر | Egypt | ME0000004053SFDAA00071 | U2 HDPE Disposable Gloves | U2 HDPE Disposable Gloves | to prevent contamination of the operating field from microorganisms
Euromed for Medical Industries (S.A.E) | مصر | Egypt | ME0000013095SFDAA00009 | Euro - Cotton Absorbent Cotton Wool | Euro - Cotton Absorbent Cotton Wool | Cotton | نسيج قطني ماص
Miracle Medical Industries | مصر | Egypt | ME0000006452SFDAA00081 | ASTN ELBOW SUPPORT | ASTN ELBOW SUPPORT | ELBOW SUPPORT
Care Plus For Health Care Products | مصر | Egypt | ME0000014021SFDAA00002 | first step | non stril crep elastic bandage | Woven tape with light elastic in multiple sizes
Al-Bardi Paper Mill Co. | مصر | Egypt | ME0000006562SFDAA00001 | Fine Care lncontinence Adult Briefs. | Fine Care lncontinence Adult Briefs. | Fine care adult brief absorption and high comfort throughout the day and night, as they are designed to fit the shape of the body. The inner layer of the diaper consists of a highly absorbent bi-layer to ensure maximum protection and prevent leakage. It also contains components that prevent odor, which gives comfort and confidence to use the product for a long time. It also contains On a semi-fabric outer layer that provides high comfort and does not make a sound when moving, which gives comfort in use | توفر حفاضات فاين لكبار السن امتصاص مضاعف وراحة عالية طوال الليل والنهار حيث تتمنع بتصميم يتناسب مع شكل الجسم حيث تتكون الطبقة الداخلية للحفاضات بطبقة ثنائية عالية الامتصاص لضمان اقصى درجات الحماية ومنع التسرب كما تحتوي على مكونات تمنع الرائحة مما يعطي راحة وثقة لاستعمال المنتج لفترة طويلة كما تحتوي على طبقة خارجية شبه قماشيه توفر راحة عالية ولا تصدر صوتا عند الحركة مما يعطي راحة في الاستخدام
The Egyptian Company for Elite Industries - Vogue Misr | مصر | Egypt | ME0000004589SFDAA00010 | Venosan Legliine | Medical Stocking | Venosan Legline Beige
Acadia Company For Medical Equipment | مصر | Egypt | ME0000000645SFDAA00003 | Amx Tule non sterile paraffin gauze dressing | Non sterile medical soft paraffin lmrregnated gauze | A non-sterile paraffin gauze pad for use on wounds | شاش فازلين غير معقم لاستخدام الغيار على الجروح
ARABMEDICA FOR MEDICAL SUPPLIES | مصر | Egypt | ME0000006952SFDAA00002 | Amdent Dental Bibs | Dental Bibs | Affordable and dependable way of protecting dental patient clothing from fluids and contaminants
ARABMEDICA FOR MEDICAL SUPPLIES | مصر | Egypt | ME0000006952SFDAA00002 | Amdent Dental Bibs | Dental Bibs | Affordable and dependable way of protecting dental patient clothing from fluids and contaminants
ARABMEDICA FOR MEDICAL SUPPLIES | مصر | Egypt | ME0000006952SFDAA00002 | Amdent Dental Bibs | Dental Bibs | Affordable and dependable way of protecting dental patient clothing from fluids and contaminants
Emaar Misr for Import,Exprot and Commercial Agencies (protect) | مصر | Egypt | ME0000006963SFDAA00002 | PROTECT EGY | BED SHEET | Bed sheets crafted to provide protection against dust and contamination
Emaar Misr for Import,Exprot and Commercial Agencies (protect) | مصر | Egypt | ME0000006963SFDAA00002 | PROTECT EGY | BED SHEET | Bed sheets crafted to provide protection against dust and contamination
Steri Care For Plastic And Medical Industries Ltd. | مصر | Egypt | ME0000006969SFDAA00001 | Nedaa alhayat | Non woven Hospital Germant | Sterilization paper/Gawns
Steri Care For Plastic And Medical Industries Ltd. | مصر | Egypt | ME0000006969SFDAA00001 | Nedaa alhayat | Non woven Hospital Germant | Sterilization paper/Gawns
Emaar Misr for Import,Exprot and Commercial Agencies (protect) | مصر | Egypt | ME0000006964SFDAA00002 | Disposable Non -Woven | Disposable Non -Woven | worn as a barrier to fluid and microbial transmission during surgery and protect against a number of hazards
Emaar Misr for Import,Exprot and Commercial Agencies (protect) | مصر | Egypt | ME0000006964SFDAA00002 | Disposable Non -Woven | Disposable Non -Woven | worn as a barrier to fluid and microbial transmission during surgery and protect against a number of hazards
Euromed for Medical Industries | مصر | Egypt | ME0000019046SFDAA00009 | Foot Care | Foot Care | Foot Care | جبيرة تقويم ابهام القدم
Euromed for Medical Industries | مصر | Egypt | ME0000019046SFDAA00010 | Pillows | Pillows | Pillows | وسائد نوم فيسكو
Euromed for Medical Industries | مصر | Egypt | ME0000019046SFDAA00012 | Breathing Exercise Support | Breathing Exercise Support | Breathing Exercise Support | حجرة تدريب التنفس
Euromed for Medical Industries | مصر | Egypt | ME0000019046SFDAA00006 | Knee Support | Knee Support | Knee Support | حزام دعم الركبة
Euromed for Medical Industries (S.A.E) | مصر | Egypt | ME0000013095SFDAA00011 | EURO-NITRILE Nitrile Examination Gloves | EURO-NITRILE Nitrile Examination Gloves | Nitrile Examination Gloves | قفازات فحص
Euromed for Medical Industries | مصر | Egypt | ME0000019046SFDAA00004 | Wrist Splint | Wrist Splint | Wrist Splint | حزام رسغ قطني
Euromed for Medical Industries | مصر | Egypt | ME0000019046SFDAA00002 | Head Support | Head Support | Head Support | طوق رقبة اسفنجي
Euromed for Medical Industries | مصر | Egypt | ME0000019046SFDAA00007 | Ankle Support | Ankle Support | Ankle Support | حزام دعم الكاحل
Euromed for Medical Industries | مصر | Egypt | ME0000019046SFDAA00005 | Corset | Corset | Corset | حزام ترقوه مدعم
Euromed for Medical Industries | مصر | Egypt | ME0000019046SFDAA00008 | Stocking | Stocking | Stocking | جراب دوالي قصير
Euromed for Medical Industries | مصر | Egypt | ME0000019046SFDAA00003 | Arm Support | Arm Support | Arm Support | حامل ساعد قطني
Care Plus For Health Care Products | مصر | Egypt | ME0000014021SFDAA00004 | CARE PLUS | care plus over head | non woven with elastic
COPACK PHARMA EGYPT CO | مصر | Egypt | ME0000000276SFDAA00010 | NON STERILE MEDICAL ADHISVE PLASTER | COSILK PLASTER , COPOLY PLASTER, COFIX PLASTER | Non woven, Hypoallergenic, Breathable and Non sterile Plaster used to fix medical supplies on the skin in flexible and moving areas
AL-WEQAYA FOR SPECIALIZED PHARMACEUTICALSINDUSTRIES | مصر | Egypt | ME0000008179SFDAA00016 | Examination Gown | Comfy Guard, Non-Surgical Gown | Examination Gown
COPACK PHARMA EGYPT CO | مصر | Egypt | ME0000000276SFDAA00011 | COPACK NON STERILE MEDICAL ADHISVE BANDAGE | NON STERILE MEDICAL ADHISVE BANDAGE | It is used as a stabilizer in muscle injuries and sports trauma - Helps treat sprains - Helps treat varicose veins Preservative Bandage after liposuction
Maramco for international trad | مصر | Egypt | ME0000002031SFDAA00005 | Maramco | Ultrasound Gel | Ultrasound Gel
Miracle Medical Industries | مصر | Egypt | ME0000006452SFDAA00083 | ASTN WRIST WITH THUMB | ASTN WRIST BRACE WITH THUMB | WRIST BRACE
Miracle Medical Industries | مصر | Egypt | ME0000006452SFDAA00084 | Under Cast | Bandage | Bandage
ELSAYAD FOR MEDICAL PRODUCTS | مصر | Egypt | ME0000014410SFDAA00001 | mesk medical cotton absorbant non sterile | medical cotton absorbant cotton non sterile | wound care and ather medical purpose in hospital | قطن طبي غير معقم
pharmaplast S.A.E | مصر | Egypt | ME0000007796SFDAA00129 | fevokool | fevocool | Gel Cooling sheet is a water based gel sheet that contains water and polymer .
Euromed for Medical Industries (S.A.E) | مصر | Egypt | ME0000013095SFDAA00010 | EURO-LATEX Latex Examination Gloves | EURO-LATEX Latex Examination Gloves | Latex Examination Gloves | قفازات فحص
Maramco for international trad | مصر | Egypt | ME0000002033SFDAA00065 | Maramco | Non adhesive dressing | Non adhesive dressing
AL-WEQAYA FOR SPECIALIZED PHARMACEUTICALSINDUSTRIES | مصر | Egypt | ME0000008179SFDAA00017 | NON-SKUD SLIPPERS | COMFY GUARD – NON SURGICAL WEAR. | COMFY GUARD – NON SURGICAL WEAR
Miracle Medical Industries | مصر | Egypt | ME0000006452SFDAA00085 | Toddies | Cooling Patches | Toddies cooling patch works by absorbing the body temperature through the water inside the hydrogel. | كمادات چل خافضة للحرارة
AL-WEQAYA FOR SPECIALIZED PHARMACEUTICALSINDUSTRIES | مصر | Egypt | ME0000008179SFDAA00018 | CHEMOTHERAPY SPILL KIT | COMFY CARE | CHEMOTHERAPY SPILL KIT
Maramco for international trad | مصر | Egypt | ME0000002031SFDAA00007 | Maramco/Urine collection bag | Urine collection bag | Urine collection bag
Maramco for international trad | مصر | Egypt | ME0000002031SFDAA00006 | Maramco/Alcohol Swap | Alcohol Swap | Alcohol Swap
COPACK PHARMA EGYPT CO | مصر | Egypt | ME0000000274SFDAA00054 | Copack ECG Electrode | ECG Electrode | Application for ECG monitoring or diagnosis with connected medical sensors
Egyption Arabic for Paper Production/PE Film | مصر | Egypt | ME0000002920SFDAA00008 | Pino Tex | Adult Diapers | Adult diapers | حفاضات كبار السن
Crestal Medical | مصر | Egypt | ME0000002869SFDAA00011 | Under pad | Crestal medical | Under pad cover placed on the examination table used to protect against microbes and their spread during examinations and surgeries
Egyption Arabic for Paper Production/PE Film | مصر | Egypt | ME0000002919SFDAA00110 | Bonjour | Bonjour | Adult Diapers | حفاضات كبار السن
New Egyptian German For Paper Industries | مصر | Egypt | ME0000003343SFDAA00113 | New Egyptian German For Paper Industries | Germany Care | Germany Adult Diapers Mega Care Disposable Pad Sheet
Miracle Medical Industries | مصر | Egypt | ME0000015866SFDAA00001 | Diabetic Socks | Socks | Socks
Pharmaplast SAE | مصر | Egypt | ME0000014078SFDAA00010 | Smart Therapy | Capsicum Plaster | Plaster ( Patch) , used as an external of supportive patch for relief pain . | لاصقة مُساعدة , داعمة خارجية معبأة بشكل فردي تُساعدعلى إنعاش المنطقة و تخفيف الالم
Miracle Medical Industries | مصر | Egypt | ME0000004442SFDAA00003 | Elastic stocking | Body Brace | Body Brace | دعامة الجسم
Miracle Medical Industries | مصر | Egypt | ME0000004511SFDAA00001 | Fibreclass casting tape | Soft Orthopedic products | Soft Orthopedic products | رول فيبر جبس
Miracle Medical Industries | مصر | Egypt | ME0000004486SFDAA00002 | Clavicle strap | Soft Orthopedic products | Soft Orthopedic products | رابط ترقوة
Miracle Medical Industries | مصر | Egypt | ME0000004507SFDAA00002 | Super sacro lumbar with Pad | Soft Orthopedic products | Soft Orthopedic products | حزام فقرات داعم ١٢ بوصة
Miracle Medical Industries | مصر | Egypt | ME0000004480SFDAA00011 | Wrist thumb support | Soft Orthopedic products | Soft Orthopedic products | رست بصباع
Miracle Medical Industries | مصر | Egypt | ME0000004493SFDAA00001 | Finger protector | Soft Orthopedic products | Soft Orthopedic products | حامي اصبع
Miracle Medical Industries | مصر | Egypt | ME0000004503SFDAA00001 | Tennis elbow | Soft Orthopedic products | Soft Orthopedic products | داعم كوع
Miracle Medical Industries | مصر | Egypt | ME0000004498SFDAA00003 | Semi soft collar | Soft Orthopedic products | Soft Orthopedic products | داعم رقبة مدعم
Miracle Medical Industries | مصر | Egypt | ME0000004485SFDAA00002 | Clavicle Brace | Soft Orthopedic products | Soft Orthopedic products | تقويم للترقوة
Miracle Medical Industries | مصر | Egypt | ME0000004495SFDAA00002 | Mallet finger splint | Soft Orthopedic products | Soft Orthopedic products | داعم اصبع مقوى
Miracle Medical Industries | مصر | Egypt | ME0000004499SFDAA00001 | Skin traction | Soft Orthopedic products | Soft Orthopedic products | ساحب جلد
Miracle Medical Industries | مصر | Egypt | ME0000004504SFDAA00012 | Umbilical Belt | Soft Orthopedic products | Soft Orthopedic products | حزام فتق سري
Miracle Medical Industries | مصر | Egypt | ME0000004508SFDAA00002 | Sacro Lumbar Support | Soft Orthopedic products | Soft Orthopedic products | حزام فقرات داعم ١٠ بوصة
Miracle Medical Industries | مصر | Egypt | ME0000004478SFDAA00016 | Open knee Support | Soft Orthopedic products | Soft Orthopedic products | داعم ركبة مفتوح
Miracle Medical Industries | مصر | Egypt | ME0000004512SFDAA00001 | Varicose Stocking | Soft Orthopedic products | Soft Orthopedic products | شراب دوالي
Miracle Medical Industries | مصر | Egypt | ME0000004483SFDAA00003 | Arm sling pouch | Soft Orthopedic products | Soft Orthopedic products | حامل زراع
AL SHAMAKH FOR PACKING NON-STERILE MEDICAL COTTON AND ALL SINGLE -USE PRODUCTS | مصر | Egypt | ME0000004311SFDAA00011 | Medical care source/Mdical Gauze Towel | Mdical Gauze Towel | Mdical Gauze Towel
Acadia Company For Medical Equipment | مصر | Egypt | ME0000000645SFDAA00030 | DOCTOR CAP & STRIP CAP & Shoe cover | DOCTOR CAP & STRIP CAP & Shoe cover | Head and shoe cover | غطاء يستخدم لتغطية الرأس والحذاء
COPACK PHARMA EGYPT CO | مصر | Egypt | ME0000000274SFDAA00057 | COPACKUNDER CAST | UNDER CAST | provide cushioning under the cast and relieve chafing
Acadia Company For Medical Equipment | مصر | Egypt | ME0000000645SFDAA00031 | NON STERILE ISOLATION GOWN | ISOLATION GOWN | Pollution prevention gown | ثوب العزلة
Miracle Medical Industries | مصر | Egypt | ME0000004514SFDAA00001 | Anti-embolism | Soft Orthopedic products | Soft Orthopedic products | شراب جلطات
Miracle Medical Industries | مصر | Egypt | ME0000004516SFDAA00001 | Diabetic Socks | Soft Orthopedic products | Soft Orthopedic products | شراب سكر
Acadia Company For Medical Equipment | مصر | Egypt | ME0000000645SFDAA00032 | ELASTIC BANDAGE & CREPE BANDAGE | ELASTIC BANDAGE & CREPE BANDAGE | Ligament for bone sprains | رباط الالتواء العظمي
Miracle Medical Industries | مصر | Egypt | ME0000004481SFDAA00004 | Ankle Brace | Soft Orthopedic products | Soft Orthopedic products | تقويم كاحل
Miracle Medical Industries | مصر | Egypt | ME0000004487SFDAA00002 | Clavicle support | Soft Orthopedic products | Soft Orthopedic products | داعم ترقوة
Miracle Medical Industries | مصر | Egypt | ME0000004492SFDAA00001 | Shoulder Double | Soft Orthopedic products | Soft Orthopedic products | داعم كتف مع حزام
Miracle Medical Industries | مصر | Egypt | ME0000004497SFDAA00108 | Open wrist sport | Soft Orthopedic products | Soft Orthopedic products | رابط معصم مفتوح
Miracle Medical Industries | مصر | Egypt | ME0000004501SFDAA00001 | Super sacro lumbar | Soft Orthopedic products | Soft Orthopedic products | حزام ظهر داعم 12 انش
Miracle Medical Industries | مصر | Egypt | ME0000004510SFDAA00001 | Soft Back Support | Soft Orthopedic products | Soft Orthopedic products | حزام فقرات ٨ بوصة
AL SHAMAKH FOR PACKING NON-STERILE MEDICAL COTTON AND ALL SINGLE -USE PRODUCTS | مصر | Egypt | ME0000004438SFDAA00002 | Medical Care Source | Medical Gauze | Medical Gauze
AL SHAMAKH FOR PACKING NON-STERILE MEDICAL COTTON AND ALL SINGLE -USE PRODUCTS | مصر | Egypt | ME0000004310SFDAA00002 | Medical Care Source /Medical Gown | Medical Gown | Medical Gown
Abd El Maksoud Houssin Ali Hassan Rowaay Company | مصر | Egypt | ME0000001645SFDAA00003 | Abd El Maqsoud Medical Absorption Bandage | Medical Absorption Bandage | Are used bandage gauze used as wound filler on wounds to support a healthy wound healing environment | شاش رول غير معقم
Abd El Maksoud Houssin Ali Hassan Rowaay Company | مصر | Egypt | ME0000001645SFDAA00002 | Medical Absorption Cotton Wool non sterile | Medical Absorption Cotton Wool non sterile | Cotton wool mainly used for medical purposes in hospitals nursing homes as first aid because of his absorbency | قطن طبى ماص
Miracle Medical Industries | مصر | Egypt | ME0000004500SFDAA00002 | Hinged knee support | Soft Orthopedic products | Soft Orthopedic products | داعم ركبة بدعامة
Miracle Medical Industries | مصر | Egypt | ME0000004505SFDAA00003 | Wrist Sport closed | Soft Orthopedic products | Soft Orthopedic products | داعم معصم رياضي
Miracle Medical Industries | مصر | Egypt | ME0000004509SFDAA00004 | Dorsal Lumbar Belt | Soft Orthopedic products | Soft Orthopedic products | حزام فقرات بكامل الظهر
Miracle Medical Industries | مصر | Egypt | ME0000004496SFDAA00001 | Maternity belt | Soft Orthopedic products | Soft Orthopedic products | حزام للحامل
Miracle Medical Industries | مصر | Egypt | ME0000004484SFDAA00002 | Finger splint Cot | Soft Orthopedic products | Soft Orthopedic products | داعم اصبع
Miracle Medical Industries | مصر | Egypt | ME0000004506SFDAA00004 | Wrist support | Soft Orthopedic products | Soft Orthopedic products | داعم معصم
AL SHAMAKH FOR PACKING NON-STERILE MEDICAL COTTON AND ALL SINGLE -USE PRODUCTS | مصر | Egypt | ME0000004304SFDAA00002 | Medical Care Source (MCS)/Medical Cotton | Egyption Medical Cotton | Egyption Medical Cotton
AL SHAMAKH FOR PACKING NON-STERILE MEDICAL COTTON AND ALL SINGLE -USE PRODUCTS | مصر | Egypt | ME0000004435SFDAA00002 | Medical Care Source (MCS) | Medical Compression Wrap | Medical Compression Wrap | رباط ضاغط
Miracle Medical Industries | مصر | Egypt | ME0000004488SFDAA00004 | Crisscross knee | Soft Orthopedic products | Soft Orthopedic products | داعم ركبة متقاطع
Miracle Medical Industries | مصر | Egypt | ME0000004482SFDAA00054 | Ankle wrap | Soft Orthopedic products | Soft Orthopedic products | أنكل بشريط
AL SHAMAKH FOR PACKING NON-STERILE MEDICAL COTTON AND ALL SINGLE -USE PRODUCTS | مصر | Egypt | ME0000004437SFDAA00002 | Medical Care Source | Medical dressing | Medical dressing
Steri Care For Plastic And Medical Industries Ltd. | مصر | Egypt | ME0000006969SFDAA00002 | Nedaa alhayat | AdhesiveMedical tap | AdhesiveMedical tap
Steri Care For Plastic And Medical Industries Ltd. | مصر | Egypt | ME0000006969SFDAA00003 | Sterilization Reel | Sterilization Packaging | Sterilization Packaging
Sanita Consumer Products S.A.E | مصر | Egypt | ME0000002555SFDAA00006 | CarePlus | UnderPads | Disposable underpads meant to absorb liquid inside, Allowing to sit & sleep without wetting bed
ManukaMed Limited Partnership | نيوزيلندا | New Zealand | ME0000007862SFDAA00001 | MANUKA Derm | Skin moisture barrier dressings | Temporarily protects and helps relieve chapped or cracked skin
F.R. Galantai Manufacturing Company Limited | نيوزيلندا | New Zealand | ME0000011260SFDAA00001 | PULL THRU | Single Use Endoscopic Cleaning Device | Single Use Endoscopic Cleaning Device
F.R. Galantai Manufacturing Company Limited | نيوزيلندا | New Zealand | ME0000011260SFDAA00003 | MINI PULL THRU | Single Use Endoscopic Cleaning Device | Single Use Endoscopic Cleaning Device
F.R. Galantai Manufacturing Company Limited | نيوزيلندا | New Zealand | ME0000011260SFDAA00004 | Micro PULL THRU | Single Use Endoscopic Cleaning Device | Single Use Endoscopic Cleaning Device
F.R. Galantai Manufacturing Company Limited | نيوزيلندا | New Zealand | ME0000011260SFDAA00005 | CSSD PULL THRU | Single Use Endoscopic Cleaning Device | Single Use Endoscopic Cleaning Device
F.R. Galantai Manufacturing Company Limited | نيوزيلندا | New Zealand | ME0000011260SFDAA00002 | MINI PULL THRU | Single Use Endoscopic Cleaning Device
F.R. Galantai Manufacturing Company Limited | نيوزيلندا | New Zealand | ME0000011260SFDAA00006 | Micro PULL THRU | Single Use Endoscopic Cleaning Device
F.R. Galantai Manufacturing Company Limited | نيوزيلندا | New Zealand | ME0000011260SFDAA00007 | CSSD PULL THRU | Single Use Endoscopic Cleaning Device
Enztec Limited | نيوزيلندا | New Zealand | ME0000003225SFDAA00001 | HP Femoral Imp/Ext W/O Handle | Surgical Instruments | Surgical Instruments
Enztec Limited | نيوزيلندا | New Zealand | ME0000003225SFDAA00002 | MBT Tibial Impactor | Surgical Instruments | Surgical Instruments
Spex Ltd | نيوزيلندا | New Zealand | ME0000005121SFDAA00001 | Spex Thigh Support | Spex Thigh Support | Spex Thigh Support
SPEX Ltd | نيوزيلندا | New Zealand | ME0000005118SFDAA00001 | Spex Medical Thigh Support | Spex Medical Thigh Support | Spex Medical Thigh Support
SPEX Ltd | نيوزيلندا | New Zealand | ME0000005117SFDAA00001 | Spex Lateral Trunk Support | Spex Lateral Trunk Support | Spex Lateral Trunk Support
SPEX Ltd | نيوزيلندا | New Zealand | ME0000005114SFDAA00046 | Spex Back Support | Spex Back Support | Spex Back Support
SPEX Ltd | نيوزيلندا | New Zealand | ME0000005113SFDAA00001 | Spex Arm Support | Spex Arm Support | Spex Arm Support
SPEX Ltd | نيوزيلندا | New Zealand | ME0000005115SFDAA00001 | Spex Cushion | Spex Cushion | Spex Cushion
SPEX Ltd | نيوزيلندا | New Zealand | ME0000005119SFDAA00001 | Spex WonderSeat | Spex WonderSeat | Spex WonderSeat
SPEX Ltd | نيوزيلندا | New Zealand | ME0000005116SFDAA00001 | Spex Head Support | Spex Head Support | Spex Head Support
SPEX Ltd | نيوزيلندا | New Zealand | ME0000005122SFDAA00001 | Spex Flex Cushion | Spex Flex Cushion | Spex Flex Cushion
SPEX Ltd | نيوزيلندا | New Zealand | ME0000005115SFDAA00001 | Spex Cushion | Spex Cushion | Spex Cushion
SPEX Ltd | نيوزيلندا | New Zealand | ME0000005112SFDAA00125 | Spex Seating (Grid base Seat Pan) | Spex Seating | Spex Seating
Enraf-Nonius B.V. | هولندا | Netherlands | ME0000002612SFDAA00029 | Manumed ST | Manumed ST couches | Treatment couches for physical and manual therapy
Enraf-Nonius B.V. | هولندا | Netherlands | ME0000002612SFDAA00030 | ManuXelect | ManuXelect couches | Treatmnet couches for physical and manual therapy
VITREQ B.V. | هولندا | Netherlands | ME0000004746SFDAA00001 | Williamson scleral depressor | Orbital depressor | A hand held ophthalmic surgical instrument used to displace tissue to facilitate examination of the surrounding area in the orbital cavity during eye surgery
VITREQ B.V. | هولندا | Netherlands | ME0000004746SFDAA00002 | Universal Backflush Instrument | Ophthalmic infusion/aspiration cannula | Ophthalmic infusion/aspiration cannula
VITREQ B.V. | هولندا | Netherlands | ME0000004746SFDAA00003 | Luer-lock Backflush Instrument | Ophthalmic infusion/aspiration cannula | Ophthalmic infusion/aspiration cannula
VITREQ B.V. | هولندا | Netherlands | ME0000004746SFDAA00004 | Constellation® Light Source Adaptor | Light source adaptor | Light source adaptor
VITREQ B.V. | هولندا | Netherlands | ME0000004746SFDAA00005 | Stellaris® Light Source Adaptor | Light source adaptor | Light source adaptor
VITREQ B.V. | هولندا | Netherlands | ME0000004746SFDAA00006 | Geuder® Light Source Adaptor | Light source adaptor | Light source adaptor
VITREQ B.V. | هولندا | Netherlands | ME0000004746SFDAA00007 | Ruck® Light Source Adaptor | Light source adaptor | Light source adaptor
VITREQ B.V. | هولندا | Netherlands | ME0000004746SFDAA00008 | DORC® Light Source Adaptor | Light source adaptor | Light source adaptor
VITREQ B.V. | هولندا | Netherlands | ME0000004746SFDAA00009 | Cleaning adaptor | manual Ophthalmic surgical instrument handle | manual Ophthalmic surgical instrument handle
VITREQ B.V. | هولندا | Netherlands | ME0000004746SFDAA00013 | 23G Forceps | manual Ophthalmic surgical instrument handle | 23G Forceps
VITREQ B.V. | هولندا | Netherlands | ME0000004746SFDAA00017 | 25G Forceps | manual Ophthalmic surgical instrument handle | 25G Forceps
VITREQ B.V. | هولندا | Netherlands | ME0000004746SFDAA00024 | 27G Forceps | manual Ophthalmic surgical instrument handle | 27G Forceps
VITREQ B.V. | هولندا | Netherlands | ME0000004746SFDAA00025 | 23G Scissors | manual Ophthalmic surgical instrument handle | 23G Scissors,
VITREQ B.V. | هولندا | Netherlands | ME0000004746SFDAA00028 | 25G Scissors | manual Ophthalmic surgical instrument handle | 25G Scissors
VITREQ B.V. | هولندا | Netherlands | ME0000004746SFDAA00031 | 27G Scissors | manual Ophthalmic surgical instrument handle | 27G Scissors
VITREQ B.V. | هولندا | Netherlands | ME0000004746SFDAA00035 | 20G Scissors | manual Ophthalmic surgical instrument handle | 20G Scissors
VITREQ B.V. | هولندا | Netherlands | ME0000004746SFDAA00037 | 20G Forceps, ILM Endgripping | manual Ophthalmic surgical instrument handle | Forceps
Enraf-Nonius B.V. | هولندا | Netherlands | ME0000002612SFDAA00039 | Manumax | Manumax couches | Treatment couches for physical and manual therapy
HOYA Holdings N.V. | هولندا | Netherlands | ME0000007553SFDAA00006 | Knecht&Muller 1.60 HMC | Ophthalmic Lens | Ophthalmic Lens | عدسات طبيه لتصحيح النظر
Enraf-Nonius B.V. | هولندا | Netherlands | ME0000002612SFDAA00040 | Manumed | Manumed couches | Treatment couches for physical and manual therapy
Humeca BV | هولندا | Netherlands | ME0000011877SFDAA00007 | MEEK set hand driven complete | MEEK set hand driven complete | The MEEK Micrograft technique comprises the usage of the MEEK Micrograft machine and single-use sterile MEEK Micrograft gauzes for the expansion of split-thickness skin grafts in plastic surgery and/or burn treatment. The MEEK Micrograft machine can be operated with the MEEK Pneumatic motor or the MEEK Hand drive. Split-thickness skin grafts are applied on the special cork plates and placed in the MEEK Cutting block. Rotation of the hand wheel moves the cutting block under the bridge where circular blades cut through the skin graft. The skin grafts are transferred to MEEK Micrograft gauzes, which are subsequently expanded and applied to the patient’s wound bed. The different expansion ratios of the MEEK Micrograft gauzes available allow the user to select the appropriate expansion ratio for the specific surgical procedure.
Archy Medical B.V. | هولندا | Netherlands | ME0000005177SFDAA00001 | Limisan | Adhesive Remover | Limisan is designed to facilitate easy, pain free and non-traumatic removal of all types of adhesive products, including plasters, tapes, dressings, patches and stoma appliances. | مزيل اللواصق بدون الم
Philips Medical Systems Nederland B.V. | هولندا | Netherlands | ME0000003237SFDAA00096 | Onvision System | Electromagnetic surgical navigation device tracking system | Electromagnetic surgical navigation device tracking system
EUSA PHARMA NETHERLANDS B.V. | هولندا | Netherlands | ME0000000365SFDAA00011 | CAPHOSOL LIQUID | supersaturated solution with respect to both calcium and phosphate ions | LIQUID 32 DOSES | • 1-يجب خلط قنينة زرقاء (كافاسول A) مع قنينة شفافة (كافاسول B) في كأس زجاجية نظيفة. • 2-يجب الإستعمال حالاً بعد خلط القنيتين. • 3-يجب شطف الفم بنصف كمية المحلول لمدة دقيقة والبصق • 4-يجب معاودة عهملية الشطف بنصف الكمية المتبقية والبصق. • 5-يجب الإمتناع عن الأكل والشرب 15 دقيقة على الاقل بعد الاستعمال. • 6-المقدار الدواء : 4-10 مرات في اليوم. • يجب الإستعمال حسب اللوزوم أو حسب إرشادات الطبيب المعالج.
EUSA PHARMA NETHERLANDS B.V. | هولندا | Netherlands | ME0000000367SFDAA00001 | CAPHOSOL DISPERSIBLE | supersaturated solution with respect to both calcium and phosphate ions | DISPERSIBLE | • ضع قرصًا فوارًا واحدًا في كوب يحتوي على 50 مللي لتر من الماء وانتظر حتى يذوب القرص بالكامل. من الممكن استخدام ماء الشرب العادي شريطة أن تكون عسرة الماء منخفضة، أو يفضل استخدام ماء معبأ في زجاجات. في المستشفيات، قد يوصى باستخدام الماء المُنقى. • مضمض المحلول بالفم بشكل جيد لمدة دقيقة واحدة بنصف المحلول ثم ابصقه. • كرر العملية بالنصف المتبقي من المحلول ثم ابصقه. يُستخدم المحلول فورًا بعد تحضيره.
Palmedic B.V | هولندا | Netherlands | ME0000005370SFDAA00003 | Probetection | Palmedic Probetection | Probetection Ultrasound Transducer Cover
Humeca BV | هولندا | Netherlands | ME0000011877SFDAA00008 | MEEK set machine driven complete | MEEK set machine driven complete | The MEEK Micrograft technique comprises the usage of the MEEK Micrograft machine and single-use sterile MEEK Micrograft gauzes for the expansion of split-thickness skin grafts in plastic surgery and/or burn treatment. The MEEK Micrograft machine can be operated with the MEEK Pneumatic motor or the MEEK Hand drive. Split-thickness skin grafts are applied on the special cork plates and placed in the MEEK Cutting block. Rotation of the hand wheel moves the cutting block under the bridge where circular blades cut through the skin graft. The skin grafts are transferred to MEEK Micrograft gauzes, which are subsequently expanded and applied to the patient’s wound bed. The different expansion ratios of the MEEK Micrograft gauzes available allow the user to select the appropriate expansion ratio for the specific surgical procedure.
Macromedics B.V | هولندا | Netherlands | ME0000015923SFDAA00003 | Double Shell Positioning Masks(DSPS) | Radiotherapy Patient Head Immobilization | Thermoplastics Masks(Anterior/Posterior)
Piedro International B.V. | هولندا | Netherlands | ME0000006165SFDAA00003 | Diabetic Shoes | Diabetic Shoes | Adult Diabetic Footwear
Piedro International B.V. | هولندا | Netherlands | ME0000006165SFDAA00004 | Diabetic Sandals | Diabetic Sandals | Adult Diabetic Footwear
Enraf-Nonius B.V. | هولندا | Netherlands | ME0000002612SFDAA00044 | EN-Dynamic Rowing | EN-Dynamic MDD | Cardio-respiratory exercise equipment
Enraf-Nonius B.V. | هولندا | Netherlands | ME0000002612SFDAA00071 | EN-Dynamic H-Squat | EN-Dynamic MDD | Cardio-respiratory exercise equipment
Enraf-Nonius B.V. | هولندا | Netherlands | ME0000002612SFDAA00067 | EN-Dynamic Total Hip | EN-Dynamic MDD | Cardio-respiratory exercise equipment
Enraf-Nonius B.V. | هولندا | Netherlands | ME0000002612SFDAA00063 | EN-Dynamic Shoulder Press | EN-Dynamic MDD | Cardio-respiratory exercise equipment
Enraf-Nonius B.V. | هولندا | Netherlands | ME0000002612SFDAA00059 | EN-Dynamic Chest Press | EN-Dynamic MDD | Cardio-respiratory exercise equipment
Enraf-Nonius B.V. | هولندا | Netherlands | ME0000002612SFDAA00066 | EN-Dynamic Fly | EN-Dynamic MDD | Cardio-respiratory exercise equipment
Enraf-Nonius B.V. | هولندا | Netherlands | ME0000002612SFDAA00070 | EN-Dynamic Triceps Dip | EN-Dynamic MDD | Cardio-respiratory exercise equipment
Enraf-Nonius B.V. | هولندا | Netherlands | ME0000002612SFDAA00061 | EN-Dynamic Lat Pull Down | EN-Dynamic MDD | Cardio-respiratory exercise equipment
Enraf-Nonius B.V. | هولندا | Netherlands | ME0000002612SFDAA00058 | EN-Dynamic Leg Extension | EN-Dynamic MDD | Cardio-respiratory exercise equipment
Enraf-Nonius B.V. | هولندا | Netherlands | ME0000002612SFDAA00062 | EN-Dynamic Abdominal Trainer | EN-Dynamic MDD | Cardio-respiratory exercise equipment
Enraf-Nonius B.V. | هولندا | Netherlands | ME0000002612SFDAA00065 | EN-Dynamic Abduction | EN-Dynamic MDD | Cardio-respiratory exercise equipment
Enraf-Nonius B.V. | هولندا | Netherlands | ME0000002612SFDAA00069 | EN-Dynamic Seated Leg Press | EN-Dynamic MDD | Cardio-respiratory exercise equipment
Enraf-Nonius B.V. | هولندا | Netherlands | ME0000002612SFDAA00060 | EN-Dynamic Back Trainer | EN-Dynamic MDD | Cardio-respiratory exercise equipment
Enraf-Nonius B.V. | هولندا | Netherlands | ME0000002612SFDAA00064 | EN-Dynamic Adduction | EN-Dynamic MDD | Cardio-respiratory exercise equipment
Enraf-Nonius B.V. | هولندا | Netherlands | ME0000002612SFDAA00068 | EN-Dynamic Seated Leg Curl | EN-Dynamic MDD | Cardio-respiratory exercise equipment
Enraf-Nonius B.V. | هولندا | Netherlands | ME0000002612SFDAA00072 | EN-Dynamic Rotator | EN-Dynamic MDD | Cardio-respiratory exercise equipment
Enraf-Nonius B.V. | هولندا | Netherlands | ME0000002612SFDAA00073 | EN-Tree Pulley MD | EN-Tree Pulley MD | Stationary training equipment
Enraf-Nonius B.V. | هولندا | Netherlands | ME0000002612SFDAA00077 | EN-Tree M Explosive MD | EN-Tree M Explosive MD | Stationary training equipment
Enraf-Nonius B.V. | هولندا | Netherlands | ME0000002612SFDAA00075 | EN-Tree P | EN-Tree P | Stationary Training Equipment
Enraf-Nonius B.V. | هولندا | Netherlands | ME0000002612SFDAA00076 | EN-Tree M Standard MD | EN-Tree M Standard MD | Stationary training equipment
D O R C Dutch Ophthalmic Research Center (International) B V | هولندا | Netherlands | ME0000008532SFDAA00001 | Large Replacement Backflush Reservoir | Large Replacement Backflush Reservoir | Backflush Reservoir
Enraf-Nonius B.V. | هولندا | Netherlands | ME0000002612SFDAA00074 | EN-Tree Pulley Explosive MD | EN-Tree Pulley Explosive MD | Stationary training equipment
D O R C Dutch Ophthalmic Research Center International B V | هولندا | Netherlands | ME0000007906SFDAA00002 | Eckardt Backflush Handpiece With Luer Lock | Eckardt Backflush Handpiece With Luer Lock | Handpiece With Luer Lock
Archy Medical B.V. | هولندا | Netherlands | ME0000016075SFDAA00001 | EchoSan 200ml Spray | Medical Adhesive Remover | Adhesive Remover | مزيل اللواصق الطبية
EUSA PHARMA NETHERLANDS B.V. | هولندا | Netherlands | ME0000000365SFDAA00012 | CAPHOSOL® DISPERSIBLE | Artificial Saliva | SUPERSATURATED CALCIUM PHOSPHATE SOLUTION | ضع قرصًا فوارًا واحدًا في كوب يحتوي على 50 مللي لتر من الماء وانتظر حتى يذوب القرص بالكامل. من الممكن استخدام ماء الشرب العادي شريطة أن تكون عسرة الماء منخفضة، أو يفضل استخدام ماء معبأ في زجاجات. في المستشفيات، قد يوصى باستخدام الماء المُنقى. • مضمض المحلول بالفم بشكل جيد لمدة دقيقة واحدة بنصف المحلول ثم ابصقه. • كرر العملية بالنصف المتبقي من المحلول ثم ابصقه. يُستخدم المحلول فورًا بعد تحضيره.
Vertex-Dental.B.V. | هولندا | Netherlands | ME0000003698SFDAA00001 | Ceramill SG | 3D print resin | 3D print resin for the manufacturing of dental surgical guides.
Vertex-Dental.B.V | هولندا | Netherlands | ME0000003700SFDAA00001 | Ceramill Tray | 3D print resin | 3D print resin for the manufacturing of individual impression trays.
BAP Medical B.V. | هولندا | Netherlands | ME0000003007SFDAA00003 | Alhydran Anti Itch Care | Medical hydrating cream | A medicinal cream that has an immediate cooling effect on the skin and reduces and relieves itching | كريم طبي له تأثير تبريد فوري على الجلد ويقلل ويخفف الحكة
Vertex-Dental.B.V. | هولندا | Netherlands | ME0000003697SFDAA00001 | Ceramill Ortho IBT | 3D print resin | 3D print resin for the manufacturing of Indirect bonding trays.
PK Benelux BV | هولندا | Netherlands | ME0000002693SFDAA00010 | LUCOVITAL– LICE PROTECT | LUCOVITAL– LICE PROTECT | LICE PROTECT Preventative spray | بخاخ واقي من القمل
PK Benelux BV | هولندا | Netherlands | ME0000002693SFDAA00010 | LUCOVITAL– LICE PROTECT | LUCOVITAL– LICE PROTECT | LICE PROTECT Preventative spray | بخاخ واقي من القمل
Vertex-Dental.B.V. | هولندا | Netherlands | ME0000003701SFDAA00008 | Ceramill Try-In | 3D print resin | 3D print resin for the manufacturing of try-in devices
PHILIPS CONSUMER LIFESTYLE B.V. | هولندا | Netherlands | ME0000002754SFDAA00001 | AVENT | AVENT | Single User Nipple Shield | AVENT
BAP Medical B.V. | هولندا | Netherlands | ME0000003007SFDAA00002 | Alhydran SPF | Medical hydrating cream | A medical hydrating cream offering high-level protection against UVA and UVB rays | "ذات الحماية العالية من أشعة الشمس ALHYDRAN إن عبارة عن مرهم طبّ مرطب يوفّر حماية بدرجة عالية ضد الأشعة الشمسية ما فوق البنفسجية أ و ب )عامل الحماية"
BAP Medical B.V. | هولندا | Netherlands | ME0000003007SFDAA00006 | Alhydran Eczema Care | Medical hydrating cream | A medicinal cream that reduces discomfort of eczema and relieves itching, redness and a burning sensation. | كريم طبي يخفف الانزعاج من الاكزيما ويخفف الحكة والاحمرار والحرقان.
BAP Medical B.V. | هولندا | Netherlands | ME0000003007SFDAA00004 | Alhydran Barrier Repair Care | Medical hydrating cream | A medicinal cream that balances the skin barrier in case of damaged skin | كريم طبي يوازن حاجز البشرة في حالة تلف الجلد
D O R C Dutch Ophthalmic Research Center International B V | هولندا | Netherlands | ME0000007906SFDAA00004 | Eckardt Membrane Pic | Epiretinal/inner limiting membrane scraper, reusable instrument | Surgical Instrument used for Ophthalmic Surgery
Fysicon BV | هولندا | Netherlands | ME0000001375SFDAA00001 | DataLinQ 2PAD | A pacemaker programmer acquisition device | DataLinQ
Fysicon BV | هولندا | Netherlands | ME0000001375SFDAA00002 | DataLinQ Standalone | DataLinQ Standalone | DataLinQ Standalone System
Archy Medical B.V. | هولندا | Netherlands | ME0000016075SFDAA00002 | Limisan Pro | Adhesive Remover | Painless Plaster Remover | مزيل اللواصق بدون الم
Blue M Europe | هولندا | Netherlands | ME0000002698SFDAA00002 | Blue M Oral Care | Oral care | Oral care Devices
Piedro International BV | هولندا | Netherlands | ME0000004167SFDAA00023 | Children Anti-varus Shoes | Children Anti-varus Shoes | Therapy Footwear
Piedro International B.V. | هولندا | Netherlands | ME0000006165SFDAA00008 | Children Split Dennis Brown Shoes | Children Split Dennis Brown Shoes | Therapy Footwear
Piedro International B.V. | هولندا | Netherlands | ME0000006165SFDAA00007 | Children & Teens Orthopaedic Shoe | Children & Teens Orthopaedic Shoe | Therapy Footwear
Piedro International BV | هولندا | Netherlands | ME0000009586SFDAA00003 | Orthopaedic shoes with high ankle support | Orthopaedic shoes with high ankle support | Therapy Footwear
Piedro International B.V. | هولندا | Netherlands | ME0000006165SFDAA00011 | Semi Orthopedic | Semi Orthopedic | Therapy Footwear
Piedro International B.V. | هولندا | Netherlands | ME0000006165SFDAA00009 | Children Stability Footwear and sandals | Children Stability Footwear and sandals | Therapy Footwear
Piedro International B.V. | هولندا | Netherlands | ME0000006165SFDAA00011 | Semi Orthopedic | Semi Orthopedic | Therapy Footwear
Piedro International BV | هولندا | Netherlands | ME0000009586SFDAA00002 | Diabetic Shoes | Diabetic Shoes | Therapy Footwear
Piedro International B.V. | هولندا | Netherlands | ME0000006165SFDAA00006 | Surgical Boots | Surgical Boots | Therapy Footwear
Piedro International B.V. | هولندا | Netherlands | ME0000006165SFDAA00010 | Orthopaedic Boot with stability support | Orthopaedic Boot with stability support | Therapy Footwear
Hoya Holdings N.V. | هولندا | Netherlands | ME0000004382SFDAA00005 | Hoya | Ophthalmic lens | OPTICAL LENS FOR EYE GLASSES | عدسات للنظارات الطبية جاهزة وغير جاهزة
Enraf-Nonius B.V. | هولندا | Netherlands | ME0000002612SFDAA00001 | Bike Reha | EN-CARDIO - BIKE REHA
Enraf-Nonius B.V. | هولندا | Netherlands | ME0000002612SFDAA00002 | HOT/COLD PACK | HOT/COLD PACK
VITREQ B.V. | هولندا | Netherlands | ME0000004746SFDAA00010 | 23G Forceps | N/A | Disposable micro forceps, 23G
VITREQ B.V. | هولندا | Netherlands | ME0000004746SFDAA00011 | 23G Forceps, ILM Endgripping | manual Ophthalmic surgical instrument handle
VITREQ B.V. | هولندا | Netherlands | ME0000004746SFDAA00012 | 23G Forceps, Asymmetrical Endgripping | manual Ophthalmic surgical instrument handle
VITREQ B.V. | هولندا | Netherlands | ME0000004746SFDAA00014 | 23G Forceps, Kuhn 45° Power Gripping | manual Ophthalmic surgical instrument handle
VITREQ B.V. | هولندا | Netherlands | ME0000004746SFDAA00015 | 23G Forceps, Shah Xtra Grip | manual Ophthalmic surgical instrument handle
VITREQ B.V. | هولندا | Netherlands | ME0000004746SFDAA00016 | 25G Forceps | N/A | Disposable micro forceps, 25G
VITREQ B.V. | هولندا | Netherlands | ME0000004746SFDAA00018 | 25G Forceps, Asymmetrical Endgripping | manual Ophthalmic surgical instrument handle
VITREQ B.V. | هولندا | Netherlands | ME0000004746SFDAA00019 | 25G Forceps, Eckardt Endgripping | manual Ophthalmic surgical instrument handle
VITREQ B.V. | هولندا | Netherlands | ME0000004746SFDAA00020 | 25G Forceps, Kuhn 45° Power Gripping | manual Ophthalmic surgical instrument handle
VITREQ B.V. | هولندا | Netherlands | ME0000004746SFDAA00021 | 25G Forceps, Shah Xtra Grip | manual Ophthalmic surgical instrument handle
VITREQ B.V. | هولندا | Netherlands | ME0000004746SFDAA00022 | 27G Forceps | N/A | Disposable micro forceps, 27G
VITREQ B.V. | هولندا | Netherlands | ME0000004746SFDAA00023 | 27G Forceps, Eckardt Endgripping | manual Ophthalmic surgical instrument handle
VITREQ B.V. | هولندا | Netherlands | ME0000004746SFDAA00026 | 23G Scissors, Straight | manual Ophthalmic surgical instrument handle
VITREQ B.V. | هولندا | Netherlands | ME0000004746SFDAA00027 | 23G Scissors, Horizontal Curved | manual Ophthalmic surgical instrument handle
VITREQ B.V. | هولندا | Netherlands | ME0000004746SFDAA00029 | 25G Scissors, Straight | manual Ophthalmic surgical instrument handle
VITREQ B.V. | هولندا | Netherlands | ME0000004746SFDAA00030 | 25G Scissors, Horizontal Curved | manual Ophthalmic surgical instrument handle
VITREQ B.V. | هولندا | Netherlands | ME0000004746SFDAA00032 | 27G Scissors, Horizontal Curved | manual Ophthalmic surgical instrument handle
VITREQ B.V. | هولندا | Netherlands | ME0000004746SFDAA00033 | 20G Scissors | N/A | Anterior or posterior segment scissors for single-use
VITREQ B.V. | هولندا | Netherlands | ME0000004746SFDAA00034 | 20G Scissors, Straight | manual Ophthalmic surgical instrument handle
VITREQ B.V. | هولندا | Netherlands | ME0000004746SFDAA00036 | 20G Forceps | N/A | Disposable micro forceps, 20G
VITREQ B.V. | هولندا | Netherlands | ME0000004746SFDAA00038 | 20G Forceps, Asymmetrical Endgripping | manual Ophthalmic surgical instrument handle
VITREQ B.V. | هولندا | Netherlands | ME0000004746SFDAA00039 | 20G Forceps, Eckardt Endgripping | manual Ophthalmic surgical instrument handle
D O R C Dutch Ophthalmic Research Center International B V | هولندا | Netherlands | ME0000007906SFDAA00001 | LEDStar | High Intensity Light
Protection cover Ultrasound B.V | هولندا | Netherlands | ME0000008830SFDAA00001 | Protection Covers latex 30x300 mm | Latex protection covers
Lactona Europe B.V. | هولندا | Netherlands | ME0000008968SFDAA00001 | Aften Care Plus | Aften Care Plus |  | يساعد على تعافي الجروح في حالات التقرحات في الفم و الجروح الناتجة عن تقويم الاسنان و العضات في الفم
PALMEDIC B.V. | هولندا | Netherlands | ME0000005939SFDAA00003 | Bandafix Net Pants Standard | Elastic Net Bandage
Piedro International BV | هولندا | Netherlands | ME0000009586SFDAA00001 | Adult Orthopedic Footwear | Adult Orthopedic Footwear
D.O.R.C. Dutch Ophthalmic Research Center (International) B.V. | هولندا | Netherlands | ME0000010213SFDAA00001 | Replacement Backflush Needle | Replacement Backflush Needle
Align Technology B.V. | هولندا | Netherlands | ME0000010910SFDAA00001 | iTero Element Scanning Unit | Scanning Unit Handpiece
Align Technology B.V. | هولندا | Netherlands | ME0000010910SFDAA00002 | iTero Element BVE system | Intra-oral scanner
Align Technology B.V. | هولندا | Netherlands | ME0000010910SFDAA00003 | 25 Disposable Sleeves Box Assembly, Bave | 25 Disposable Sleeves Box Assembly, Bave
Align Technology B.V. | هولندا | Netherlands | ME0000010910SFDAA00004 | iTero Element 2 BVE System | Intra-oral scanner
Align Technology B.V. | هولندا | Netherlands | ME0000010910SFDAA00005 | Components of iTero Element 2 BVE | Intra-oral scanner
Align Technology B.V. | هولندا | Netherlands | ME0000010910SFDAA00006 | iTero Element 2 BVE | Intra-oral scanner
Wassenburg Medical B.V. | هولندا | Netherlands | ME0000011262SFDAA00001 | Wassenburg DRY320 | Storage Cabinet
Wassenburg Medical B.V. | هولندا | Netherlands | ME0000011262SFDAA00002 | Wassenburg DRY300D | Storage Cabinet
Motek Medical B.V. | هولندا | Netherlands | ME0000011333SFDAA00001 | GRAIL | Walkthrough
Motek Medical B.V. | هولندا | Netherlands | ME0000011333SFDAA00002 | C-Mill, C-Mill VR, C-Mill VR+ | Walkthrough
Humeca BV | هولندا | Netherlands | ME0000011877SFDAA00006 | Humeca Mesher | Mesher
Cavex Holland BV | هولندا | Netherlands | ME0000013129SFDAA00001 | Cavex Cream Alginate | Alginate Impression Material | Cavex Cream Alginate features superior water absorption and fast viscosity built-up. This results in very easy mixing and the formation of an extreme smooth and creamy consistency. The Cavex Cream Alginate has an attractive combination of purple colour and bubble gum flavour. Cavex Cream Alginate is suitable both for general dental practice and for orthodontics.
BAP Medical B.V. | هولندا | Netherlands | ME0000013169SFDAA00001 | BAPSCARECARE GEL | silicone therapy for scars
BAP Medical B.V. | هولندا | Netherlands | ME0000013169SFDAA00002 | BAPSCARCARE S | silicone therapy for scars
BAP Medical B.V. | هولندا | Netherlands | ME0000013169SFDAA00003 | BAPSCARCARE T | silicone therapy for scars
Cobeco Pharma Manufacturing B.V | هولندا | Netherlands | ME0000000305SFDAA00009 | connect | silicon based personal lubricant connect |  | مزلق سيلكوني للاستعمال الشخصي
Vitreq B.V. | هولندا | Netherlands | ME0000001841SFDAA00001 | 25G Forceps, Eckardt Endgripping | manual Ophthalmic surgical instrument handle
Rovers Medical Devices B.V. | هولندا | Netherlands | ME0000001379SFDAA00001 | Rovers Cervical Brush | Cervical Cell Sampler
Enraf-Nonius B.V. | هولندا | Netherlands | ME0000002612SFDAA00003 | Status Pack 400 | StatUS Pack 400 with attached StatUS applicator (for 4-series)
Enraf-Nonius B.V. | هولندا | Netherlands | ME0000002612SFDAA00004 | Ultrasound treatmenthead | Multi-frequency treatment head large (5cm2), 1&3 Mhz (for 6-series)
Enraf-Nonius B.V. | هولندا | Netherlands | ME0000002612SFDAA00005 | Ultrasound treatmenthead | Multi-frequency treatment head small (0,8cm2), 1&3 Mhz (for 6-series)
Enraf-Nonius B.V. | هولندا | Netherlands | ME0000002612SFDAA00006 | Status Pack 100 | StatUS Pack 100 with attached StatUS applicator (for 1-series)
Enraf-Nonius B.V. | هولندا | Netherlands | ME0000002612SFDAA00007 | Ultrasound Head Large | Multi-frequency treatment head large (5cm2), 1&3 Mhz (for 4-series)
Enraf-Nonius B.V. | هولندا | Netherlands | ME0000002612SFDAA00008 | Ultrasound Head Small | Multi-frequency treatment head small (0,8cm2), 1&3 Mhz (for 4-series)
Van Vliet Medical Supply B V | هولندا | Netherlands | ME0000002806SFDAA00001 | EDC Plus D 1 0 incl all accessories | EDC Plus D 1 0 incl all accessories | EDC Plus D 1 0 incl all accessories
Van Vliet Medical Supply B V | هولندا | Netherlands | ME0000002806SFDAA00002 | EDC Plus D EXT1 0 incl all accessories | EDC Plus D EXT1 0 incl all accessories | EDC Plus D EXT1 0 incl all accessories
Dyna Dental Engineering B.V | هولندا | Netherlands | ME0000007852SFDAA00005 | Dyna laboratory analog | Dyna laboratory analog | Dyna implant products (e.g. Parallel/depth instruments, Hand reamers (e.g. hand sulcus reamer), drivers, Protect-caps, Impression copings/abutments/spacers, (print) Implant laboratory analogues, Laboratory patrixes, Laboratory screws, Try-in abutments, POM cylinder, positioning tool, intra oral scanmarker and scanpost are a part of Dyna Implant Systems. Application instrument is part of Dyna Direct System.
Dyna Dental Engineering B.V | هولندا | Netherlands | ME0000007852SFDAA00003 | Dyna impression coping | Dyna impression coping | Dyna implant products (e.g. Parallel/depth instruments, Hand reamers (e.g. hand sulcus reamer), drivers, Protect-caps, Impression copings/abutments/spacers, (print) Implant laboratory analogues, Laboratory patrixes, Laboratory screws, Try-in abutments, POM cylinder, positioning tool, intra oral scanmarker and scanpost are a part of Dyna Implant Systems. Application instrument is part of Dyna Direct System.
Dyna Dental Engineering B.V | هولندا | Netherlands | ME0000007852SFDAA00002 | Dyna Driver | Dyna Driver | Dyna implant products (e.g. Parallel/depth instruments, Hand reamers (e.g. hand sulcus reamer), drivers, Protect-caps, Impression copings/abutments/spacers, (print) Implant laboratory analogues, Laboratory patrixes, Laboratory screws, Try-in abutments, POM cylinder, positioning tool, intra oral scanmarker and scanpost are a part of Dyna Implant Systems. Application instrument is part of Dyna Direct System.
Dyna Dental Engineering B.V | هولندا | Netherlands | ME0000007852SFDAA00004 | Dyna scan marker | Dyna scan marker | Dyna implant products (e.g. Parallel/depth instruments, Hand reamers (e.g. hand sulcus reamer), drivers, Protect-caps, Impression copings/abutments/spacers, (print) Implant laboratory analogues, Laboratory patrixes, Laboratory screws, Try-in abutments, POM cylinder, positioning tool, intra oral scanmarker and scanpost are a part of Dyna Implant Systems. Application instrument is part of Dyna Direct System.
Enraf-Nonius B.V. | هولندا | Netherlands | ME0000002612SFDAA00079 | Laserprobe | Laserprobe | Laser probe these treatment heads are only suitable for the Endolaser 120
HOYA Holdings N.V. | هولندا | Netherlands | ME0000007553SFDAA00001 | Maxxee AS 1.67 HMC | OPHTHALMIC LENSES | OPHTHALMIC LENSES | عدسات طبيه لتصحيح النظر
HOYA Holdings N.V. | هولندا | Netherlands | ME0000007553SFDAA00002 | Maxxee SP 1.50 HMC | OPHTHALMIC LENSES | OPHTHALMIC LENSES | عدسات طبيه لتصحيح النظر
HOYA Holdings N.V. | هولندا | Netherlands | ME0000007553SFDAA00003 | Maxxee Photo 1.56 HMC | OPHTHALMIC LENSES | OPHTHALMIC LENSES | عدسات طبيه لتصحيح النظر
HOYA Holdings N.V. | هولندا | Netherlands | ME0000007553SFDAA00004 | Maxxee SP 1.60 HMC | OPHTHALMIC LENSES | OPHTHALMIC LENSES | عدسات طبيه لتصحيح النظر
HOYA Holdings N.V. | هولندا | Netherlands | ME0000007553SFDAA00005 | KNECHT & MULLER 1,50 HMC | OPHTHALMIC LENSES | OPHTHALMIC LENSES | عدسات طبيه لتصحيح النظر
VitalHealth Software B.V. | هولندا | Netherlands | ME0000000882SFDAA00002 | VitalHealth Questlink | Self-Care Monitoring/Reporting Software | Outcome Management
VitalHealth Software B.V. | هولندا | Netherlands | ME0000000882SFDAA00001 | Engage | Self-Care Monitoring/Reporting Software | Self-Care Monitoring/Reporting Software
Van Vliet Medical Supply B.V. | هولندا | Netherlands | ME0000002515SFDAA00005 | Instrument basket for EDC Plus | Drying cabinet Baskets | EDC Plus Baskets Olympus
Van Vliet Medical Supply B.V. | هولندا | Netherlands | ME0000002515SFDAA00016 | Tray, for ETS Plus | Endoscope transfer system | Tray, for ETS Plus
Van Vliet Medical Supply B.V. | هولندا | Netherlands | ME0000002515SFDAA00020 | Holder "Multi-Use", for light guide connector, for EDC Plus | Drying cabinet Scope Holders | EDC Plus Y-Holders
Van Vliet Medical Supply B.V. | هولندا | Netherlands | ME0000002515SFDAA00012 | Holder insert "F-1", for EDC Plus | Drying cabinet Scope Holders | EDC Plus Y-Holders
Van Vliet Medical Supply B.V. | هولندا | Netherlands | ME0000002515SFDAA00004 | Scope Holder "Multi", EDC Plus | Drying cabinet Scope Holders | EDC Plus Y-Holders
Van Vliet Medical Supply B.V. | هولندا | Netherlands | ME0000002515SFDAA00015 | Transfer trolley “ETS Plus”, for 6 endoscopes | Endoscope transfer system | Transfer System "ETS Plus"
Van Vliet Medical Supply B.V. | هولندا | Netherlands | ME0000002515SFDAA00003 | EDC Plus Y-holders (6 pcs) | Drying cabinet Scope Holders | EDC Plus Y-Holders
Van Vliet Medical Supply B.V. | هولندا | Netherlands | ME0000002515SFDAA00007 | Adapter "Pentax ", for EDC Plus | Drying cabinet adapters | EDC Plus Adapters set Pentax
Van Vliet Medical Supply B.V. | هولندا | Netherlands | ME0000002515SFDAA00006 | Adapter "Fujifilm ", for EDC Plus | Drying cabinet adapters | EDC Plus Adapters set Fuji
Van Vliet Medical Supply B.V. | هولندا | Netherlands | ME0000002515SFDAA00014 | Foils, for ETS plus | Endoscope transfer system | Foil Kits, for ETS Plus
Van Vliet Medical Supply B.V. | هولندا | Netherlands | ME0000002515SFDAA00009 | Adapter "Richard Wolf 1", for EDC Plus | Drying cabinet adapters | EDC Plus Adapters set Richard Wolf
Van Vliet Medical Supply B.V. | هولندا | Netherlands | ME0000002515SFDAA00019 | Holder "BF", for bronchoscope control unit, for EDC Plus | Drying cabinet Scope Holders | EDC Plus Y-Holders
Van Vliet Medical Supply B.V. | هولندا | Netherlands | ME0000002515SFDAA00008 | Adapter set Storz/ EDC Plus | Drying cabinet adapters | DC Plus Adapters set Karl Storz
Van Vliet Medical Supply B.V. | هولندا | Netherlands | ME0000002515SFDAA00017 | Wall dispenser, for foils, for ETS Plus | Endoscope transfer system | Wall Dispenser, ETS Plus Foils
Van Vliet Medical Supply B.V. | هولندا | Netherlands | ME0000002515SFDAA00010 | Holder insert "O", for EDC Plus | Drying cabinet Scope Holders | EDC Plus Y-Holders
Van Vliet Medical Supply B.V. | هولندا | Netherlands | ME0000002515SFDAA00002 | Adapter "Olympus 8", for EDC Plus | Drying cabinet Adapters | EDC Plus Adapter sets Olympus
Van Vliet Medical Supply B.V. | هولندا | Netherlands | ME0000002515SFDAA00011 | Holder insert "P", for EDC Plus | Drying cabinet Scope Holders | EDC Plus Y-Holders
Van Vliet Medical Supply B.V. | هولندا | Netherlands | ME0000002515SFDAA00018 | Holder insert, for endoscope without universal cord, for EDC Plus | Drying cabinet Scope Holders | EDC Plus Y-Holders
Van Vliet Medical Supply B.V. | هولندا | Netherlands | ME0000002515SFDAA00001 | EDC Plus Adapter Set Olympus | Drying cabinet Adapters | EDC Plus Adapter sets
Ewac medical | هولندا | Netherlands | ME0000016383SFDAA00001 | Universal Stretcher | Stretcher | stretcher
HOYA Holdings N.V. | هولندا | Netherlands | ME0000007553SFDAA00007 | HOYATINT 1.50 | Ophthalmic Lens | Ophthalmic Lens | عدسات طبيه لتصحيح النظر
EWAC Medical | هولندا | Netherlands | ME0000016390SFDAA00001 | Intergrated Underwater treadmill | Intergrated Underwater treadmill | Underwater treadmill
Ewac Medical | هولندا | Netherlands | ME0000016385SFDAA00001 | Aquabike | Underwater Bicycle | Underwater bicycle
Ewac Medical | هولندا | Netherlands | ME0000016384SFDAA00001 | Suspended Adjustable Floor | Suspended Adjustable Floor with or without integrated accessories. | Adjustable Floor
EWAC Medical | هولندا | Netherlands | ME0000016412SFDAA00001 | Modular exercise Pool | Modular exercise Pool with or without integrated accessories | exercise Pool
Enraf-Nonius B.V. | هولندا | Netherlands | ME0000002612SFDAA00057 | Laserprobe LP500C | Laserprobe LP500C | LP500C (808 nm, 500 mW continuous single Laser Probe)
EWAC Medical | هولندا | Netherlands | ME0000016387SFDAA00004 | Underwater jet Massage Unit | Underwater jet Massage Unit | Underwater jet Massage
Enraf-Nonius B.V. | هولندا | Netherlands | ME0000002612SFDAA00055 | Laserprobe CP4X400C | Laserprobe CP4X400C | CP4X400C (808 nm, 4x400 mW continuous cluster Laser Probe)
Microtek Medical B.V | هولندا | Netherlands | ME0000001775SFDAA00002 | Ecolab | Head and Arm rest Covers | Disposable linens-Non absorbent cover
Motek Medical B.V | هولندا | Netherlands | ME0000005290SFDAA00002 | C-Mill VR+ | C-Mill | Patient treadmill with integrated force plate
Philips Medical Systems Nederland B.V. | هولندا | Netherlands | ME0000003237SFDAA00123 | Assy Cerebral Filter | Filter accessories | The cerebral Filter improves the overall image quality during neuro-angiographic procedures.
Philips Medical Systems Nederland B.V. | هولندا | Netherlands | ME0000003237SFDAA00138 | Neuro Wedge | Patient support accessories | The neuro wedge is used to position the head in the iso-center of the imaging field during neurology examinations.
Philips Medical Systems Nederland B.V. | هولندا | Netherlands | ME0000003237SFDAA00134 | Head Support | Patient support accessories | To provide patient comfort and to minimize the patient’s head movements during procedures.
Philips Medical Systems Nederland B.V. | هولندا | Netherlands | ME0000003237SFDAA00130 | Neuro mattress for Azurion series | Patient support accessories | To provide comfort and to spread the weight of the patient evenly.
Philips Medical Systems Nederland B.V. | هولندا | Netherlands | ME0000003237SFDAA00137 | Shoulder support board | Patient support accessories | The shoulder support board is used to provide support for the patient’s arm(s) during a procedure.
Philips Medical Systems Nederland B.V. | هولندا | Netherlands | ME0000003237SFDAA00133 | Arm support board | Patient support accessories | To support the patient’s arm during brachio- cephalic catheterization procedures.
Philips Medical Systems Nederland B.V. | هولندا | Netherlands | ME0000003237SFDAA00129 | Standard mattress for Azurion series | Patient support accessories | To provide comfort and to spread the weight of the patient evenly.
Philips Medical Systems Nederland B.V. | هولندا | Netherlands | ME0000003237SFDAA00126 | Viewpad Cardio | Laser accessories | The Viewpad is used to control viewing and processing functions from anywhere in the examination room.
Philips Medical Systems Nederland B.V. | هولندا | Netherlands | ME0000003237SFDAA00125 | Peripheral X-ray Filter | Filter accessories | The Peripheral X-ray Filter minimizes patient movements during lower peripheral angiography procedures.
Philips Medical Systems Nederland B.V. | هولندا | Netherlands | ME0000003237SFDAA00136 | Height-adjustable arm support | Patient support accessories | The height adjustable arm support board is used to support the arm during venous digital subtraction angiography (DSA) in order to help manage blood flow.
Philips Medical Systems Nederland B.V. | هولندا | Netherlands | ME0000003237SFDAA00132 | Patient Straps | Patient support accessories | To ensure the patient does not move during tilt or cradle movements of the tabletop.
Philips Medical Systems Nederland B.V. | هولندا | Netherlands | ME0000003237SFDAA00128 | XperGuide laser tool | Laser accessories | The XperGuide laser tool is a positioning aid to mark the needle entry point on the skin, and assists the user holding the needle in the correct position and , orientation. The XperGuide laser tool is intended to be used together with the Azurion in accordance with the Azurions intended use.
Philips Medical Systems Nederland B.V. | هولندا | Netherlands | ME0000003237SFDAA00131 | Cardio mattress for Azurion series | Patient support accessories | To provide comfort and to spread the weight of the patient evenly.
Philips Medical Systems Nederland B.V. | هولندا | Netherlands | ME0000003237SFDAA00135 | Ratchet Compressor | Patient support accessories | The ratchet compressor is designed to minimize patient movement during a procedure.
Philips Medical Systems Nederland B.V. | هولندا | Netherlands | ME0000003237SFDAA00127 | Viewpad Vascular | Laser accessories | The Viewpad is used to control viewing and processing functions from anywhere in the examination room.
Tetcon Global BV | هولندا | Netherlands | ME0000006828SFDAA00011 | S-CAPEPLUS Evacuation Mats | Evacuation Mats | Evacuation mats
Tetcon Global BV | هولندا | Netherlands | ME0000006831SFDAA00002 | Retmex Rescue Sheets | Rescue sheet | Rescue sheet
Tetcon Global BV | هولندا | Netherlands | ME0000006829SFDAA00009 | S-CAPEPOD Evacuation Sheets | Evacuation Sheet | Evacuation Sheet
Blue M Europe | هولندا | Netherlands | ME0000002698SFDAA00001 | Blue m | Active Oxygen Products | General Germicidal
Philips Medical Systems Nederland B.V. | هولندا | Netherlands | ME0000003237SFDAA00142 | Attachment Electrode | Attachment Electrode | The single use attachment electrode is intended to be an accessory to Fetal Spiral Electrode, for patients requiring fetal heart rate monitoring during labor.
Humeca BV | هولندا | Netherlands | ME0000011877SFDAA00012 | Meek Adhesive | Adhesive | Non-cytotoxic adhesive for the fixation of the skin
Huntex Corporation | هونج كونج | Hong Kong | ME0000012362SFDAA00001 | ARM SLING | ARM SLING | ARM SLING
Secured Medical Direction UK CO., LTD | هونج كونج | Hong Kong | ME0000005838SFDAA00001 | Absorbent Cotton Wool | Cotton
Secured Medical Direction UK CO., LTD | هونج كونج | Hong Kong | ME0000005838SFDAA00002 | Adult Diaper | Pad
Secured Medical Direction UK CO., LTD | هونج كونج | Hong Kong | ME0000005838SFDAA00003 | Autoclave Tape | Tape
Secured Medical Direction UK CO., LTD | هونج كونج | Hong Kong | ME0000005838SFDAA00004 | Disposable PE Apron | Kit
Secured Medical Direction UK CO., LTD | هونج كونج | Hong Kong | ME0000005838SFDAA00005 | FACE MASK | Mask
Secured Medical Direction UK CO., LTD | هونج كونج | Hong Kong | ME0000005838SFDAA00006 | Gauze Bandage | Bandage
Secured Medical Direction UK CO., LTD | هونج كونج | Hong Kong | ME0000005838SFDAA00007 | Gauze Roll | Roll
Secured Medical Direction UK CO., LTD | هونج كونج | Hong Kong | ME0000005838SFDAA00008 | Medical Bedsheet Roll | Roll
Secured Medical Direction UK CO., LTD | هونج كونج | Hong Kong | ME0000005838SFDAA00009 | Non-Woven Bed Cover | Cover
Secured Medical Direction UK CO., LTD | هونج كونج | Hong Kong | ME0000005838SFDAA00010 | Non-Woven Examination Gown | Gown
Secured Medical Direction UK CO., LTD | هونج كونج | Hong Kong | ME0000005838SFDAA00011 | Non Woven Isolation Gown | Gown
Secured Medical Direction UK CO., LTD | هونج كونج | Hong Kong | ME0000005838SFDAA00012 | Non Woven Shoe Cover | Shoe Cover
Secured Medical Direction UK CO., LTD | هونج كونج | Hong Kong | ME0000005838SFDAA00013 | Non Woven Boot Cover | Boot Cover
Secured Medical Direction UK CO., LTD | هونج كونج | Hong Kong | ME0000005838SFDAA00014 | Non Woven Face Mask | Face Mask
Secured Medical Direction UK CO., LTD | هونج كونج | Hong Kong | ME0000005838SFDAA00015 | Non Woven Paper Tape | Paper Tape
Secured Medical Direction UK CO., LTD | هونج كونج | Hong Kong | ME0000005838SFDAA00016 | Non Woven Pillow Case | Pillow Case
Secured Medical Direction UK CO., LTD | هونج كونج | Hong Kong | ME0000005838SFDAA00017 | Non-woven Self-adhesive Elastic Bandage | Bandage
Secured Medical Direction UK CO., LTD | هونج كونج | Hong Kong | ME0000005838SFDAA00018 | Non-woven Tape Roll | Tape Roll
Secured Medical Direction UK CO., LTD | هونج كونج | Hong Kong | ME0000005838SFDAA00019 | Non-woven Nursing Cap | Nursing Cap
Secured Medical Direction UK CO., LTD | هونج كونج | Hong Kong | ME0000005838SFDAA00020 | Padding Bandage | Bandage
Secured Medical Direction UK CO., LTD | هونج كونج | Hong Kong | ME0000005838SFDAA00021 | Patient Gown- Wrap | Gown- Wrap
Secured Medical Direction UK CO., LTD | هونج كونج | Hong Kong | ME0000005838SFDAA00022 | PBT Elastic Bandage | Bandage
Secured Medical Direction UK CO., LTD | هونج كونج | Hong Kong | ME0000005838SFDAA00023 | Perforated PE Tape | Tape
Secured Medical Direction UK CO., LTD | هونج كونج | Hong Kong | ME0000005838SFDAA00024 | Rubber Elastic Bandage | Bandage
Secured Medical Direction UK CO., LTD | هونج كونج | Hong Kong | ME0000005838SFDAA00025 | Sanitary Absorbent Underpad | Underpad
Secured Medical Direction UK CO., LTD | هونج كونج | Hong Kong | ME0000005838SFDAA00026 | Silk Tape | Tape
Secured Medical Direction UK CO., LTD | هونج كونج | Hong Kong | ME0000005838SFDAA00027 | Sterilization Roll | Roll
Secured Medical Direction UK CO., LTD | هونج كونج | Hong Kong | ME0000005838SFDAA00028 | Sterilization Wrapping Paper | Wrapping Paper
Secured Medical Direction UK CO., LTD | هونج كونج | Hong Kong | ME0000005838SFDAA00029 | Surgeon Cap | Cap
Secured Medical Direction UK CO., LTD | هونج كونج | Hong Kong | ME0000005838SFDAA00030 | Trauma Gown | Gown
Secured Medical Direction UK CO., LTD | هونج كونج | Hong Kong | ME0000005838SFDAA00031 | Disposable Maternity Kit | Kit
Secured Medical Direction UK CO., LTD | هونج كونج | Hong Kong | ME0000005838SFDAA00032 | Cotton Crepe Bandage | Bandage
Secured Medical Direction UK CO., LTD | هونج كونج | Hong Kong | ME0000005838SFDAA00033 | Cotton Self Adhesive Elastic Bandage | Bandage
Secured Medical Direction UK CO., LTD | هونج كونج | Hong Kong | ME0000005838SFDAA00034 | Plaster of Paris Bandage | Bandage
Secured Medical Direction UK CO., LTD | هونج كونج | Hong Kong | ME0000005838SFDAA00035 | Sterilization Gusseted Pouch | Pouch
Secured Medical Direction UK CO., LTD | هونج كونج | Hong Kong | ME0000005838SFDAA00036 | Self-Sealing Sterilization Pouch | Pouch
Secured Medical Direction UK CO., LTD | هونج كونج | Hong Kong | ME0000005838SFDAA00037 | Heat-Sealing Sterilization Pouch | Pouch
Respironics Inc. | هونج كونج | Hong Kong | ME0000008126SFDAA00001 | Shielded DC Cord - System One 60 Series | System One 60 Series DC Power Accessories |  | يستخدام هذا الملحق لتشغيل أنظمة سيباب وبايباب من Philips Respironics عندما يكون التيار الكهربائي المتردد غير متاح .
Comfort Orthopedic Co., Ltd | هونج كونج | Hong Kong | ME0000013066SFDAA00001 | Electric Wheechair | Electric Wheechair | It is an assistive product for persons with disability.
MACHAN INTERNATIONAL .CO.,LTD | هونج كونج | Hong Kong | ME0000000235SFDAA00005 | Medical Cart | Medical Cart | Emergency Crash Cart | تروللي طبية للاستخدام داخل غرف الطوارئ
REGAL PROSTHESIS LIMITED | هونج كونج | Hong Kong | ME0000021471SFDAA00001 | Regal Finger Prosthesis | Premium Silicone Cosmetic Prosthesis for Finger | silicon cosmetic prostheses to Providing aesthetic appearance to amputees so as to build up their confidence and to bring joy and happiness to their loved ones
REGAL PROSTHESIS LIMITED | هونج كونج | Hong Kong | ME0000021472SFDAA00001 | Regal Lower Limb Prosthesis | Premium Silicone Cosmetic Prosthesis for Lower Limbs | silicon cosmetic prostheses to Providing aesthetic appearance to amputees so as to build up their confidence and to bring joy and happiness to their loved ones
REGAL PROSTHESIS LIMITED | هونج كونج | Hong Kong | ME0000021468SFDAA00001 | Regal Toe Prosthesis | Premium Silicone Cosmetic Prosthesis for Toe | silicon cosmetic prostheses to Providing aesthetic appearance to amputees so as to build up their confidence and to bring joy and happiness to their loved ones
REGAL PROSTHESIS LIMITED | هونج كونج | Hong Kong | ME0000021464SFDAA00001 | Regal Upper Limb Prosthesis | Premium Silicone Cosmetic Prosthesis for Upper Limbs | Silicon cosmetic prostheses to Providing aesthetic appearance to amputees so as to build up their confidence and to bring joy and happiness to their loved ones
Apogee | هونج كونج | Hong Kong | ME0000022051SFDAA00001 | Nateen Diapers | Adult diapers | Adult diapers used for disable patients
ELUNG INDUSTRIAL CO. LTD. | هونج كونج | Hong Kong | ME0000001042SFDAA00002 | Nuby Manual Breast Pump | Nuby Manual Breast Pump | Manual Breast Pump | مضخة الثدي اليدوية
APOGEE | هونج كونج | Hong Kong | ME0000002132SFDAA00002 | Nateen under pad | under pad | أغطية واقية لأسرة المستشفيات لأمتصاص الأفرازات
REGAL PROSTHESIS LIMITED | هونج كونج | Hong Kong | ME0000021464SFDAA00002 | Mechanical Mag Lock with Accessories | Lower Limb Prosthetic Lock | MECHANICAL MAG LOCK WITH ACCESSORIES
ELUNG INDUSTRIAL CO. LTD. | هونج كونج | Hong Kong | ME0000001042SFDAA00004 | Nuby Manual Breast Pump | Nuby Manual Breast Pump | مضخة الثدي اليدوية | مضخة الثدي اليدوية
ELUNG INDUSTRIAL CO. LTD. | هونج كونج | Hong Kong | ME0000001042SFDAA00005 | Nuby Medical Nasal Aspirator & Ear Syringe Set | Nuby Medical Nasal Aspirator & Ear Syringe Set | شفاط أنف وأذن | شفاط أنف وأذن
Secured Medical Direction UK Co., Ltd. | هونج كونج | Hong Kong | ME0000000425SFDAA00003 | SMD PE SHOE COVER | SMD PE SHOE COVER | A protective covering for shoe worn in the healthcare facility.
Secured Medical Direction UK Co., Ltd. | هونج كونج | Hong Kong | ME0000000424SFDAA00010 | SMD CHEMO GOWN | SMD CHEMO GOWN | A chemotherapy gown for healthcare professional working in oncology units.
AL ATTAR CO., LIMITED | هونج كونج | Hong Kong | ME0000002407SFDAA00022 | Wix Massage Device / Fascial Gun | Massage Device / Fascial Gun | FASCIAL GUN is a kind of vibration massage equipment. It has the characteristics of large torque and multi-stage adjustment. It can effectively relieve the soreness caused by the accumulation of lactic acid after strenuous exercise, and relieve the muscles of the sedentary, office workers and fitness exercise groups. Discomfort.
Secured Medical Direction UK Co., Ltd | هونج كونج | Hong Kong | ME0000002812SFDAA00492 | Headband | Headband | A medical device for the head to prevent the scurf and the hair falling down and absorption of the sweat.
Secured Medical Direction UK Co., Ltd | هونج كونج | Hong Kong | ME0000002821SFDAA00004 | Non woven Isolation Gown | Non woven Isolation Gown | Isolation Gown
Secured Medical Direction UK Co., Ltd | هونج كونج | Hong Kong | ME0000002827SFDAA00004 | Non-Woven Nursing Cap ( Round Cap) | Non-Woven Nursing Cap ( Round Cap) | Nursing Cap
Secured Medical Direction UK Co., Ltd | هونج كونج | Hong Kong | ME0000002829SFDAA00021 | Plaster of Paris Bandage | Plaster of Paris Bandage | Plaster of Paris Bandage is an impregnated gauze cloth containing plaster of paris crystal powder.
Secured Medical Direction UK Co., Ltd | هونج كونج | Hong Kong | ME0000002823SFDAA00035 | Non-woven Nursing Cap (MOB Cap) | Non-woven Nursing Cap (MOB Cap) | Nursing cap
Secured Medical Direction UK Co., Ltd | هونج كونج | Hong Kong | ME0000002819SFDAA00009 | Ladies Head Cover | Ladies Head Cover | Medical device specially designed for ladies to provide full coverage to prevent the scurf and the hair falling down and prevent the liquid spray to the head
Secured Medical Direction UK Co., Ltd | هونج كونج | Hong Kong | ME0000002828SFDAA00101 | Non-Woven Tape Roll | Non-Woven Tape Roll | Tape roll
Secured Medical Direction UK Co., Ltd | هونج كونج | Hong Kong | ME0000003468SFDAA00002 | Self-sealing Sterilization Pouch | Self-sealing Sterilization Pouch | Self-sealing Sterilization Pouch
Secured Medical Direction UK Co., Ltd | هونج كونج | Hong Kong | ME0000003462SFDAA00010 | PBT Elastic Bandage | PBT Elastic Bandage | PBT Elastic Bandage
Secured Medical Direction UK Co., Ltd | هونج كونج | Hong Kong | ME0000003457SFDAA00030 | Non-woven Pillow Case | Non-woven Pillow Case | Non-woven Pillow Case
Secured Medical Direction UK Co., Ltd | هونج كونج | Hong Kong | ME0000003455SFDAA00005 | Non-Woven Boot Cover | Non-Woven Boot Cover | Non-Woven Boot Cover
Secured Medical Direction UK Co., Ltd | هونج كونج | Hong Kong | ME0000003472SFDAA00002 | Sterilization Wrapping Paper | Sterilization Wrapping Paper | Sterilization Wrapping Paper
Secured Medical Direction UK Co., Ltd | هونج كونج | Hong Kong | ME0000003454SFDAA00007 | Non Woven Shoe Cover | Non Woven Shoe Cover | Non Woven Shoe Cover
Secured Medical Direction UK Co., Ltd | هونج كونج | Hong Kong | ME0000003449SFDAA00007 | Heat-sealing Sterilization Pouch | Heat-sealing Sterilization Pouch | Heat-sealing Sterilization Pouch
Secured Medical Direction UK Co., Ltd | هونج كونج | Hong Kong | ME0000003445SFDAA00002 | Disposable PE Apron | Disposable PE Apron | Disposable PE Apron
Secured Medical Direction UK Co., Ltd | هونج كونج | Hong Kong | ME0000003439SFDAA00001 | Autoclave Tape | Autoclave Tape | Autoclave Tape
Secured Medical Direction UK Co., Ltd | هونج كونج | Hong Kong | ME0000003440SFDAA00003 | Cotton Crepe Bandage | Cotton Crepe Bandage | Cotton Crepe Bandage
Secured Medical Direction UK Co., Ltd | هونج كونج | Hong Kong | ME0000003446SFDAA00355 | Gauze Bandage | Gauze Bandage | Gauze Bandage
Secured Medical Direction UK Co., Ltd | هونج كونج | Hong Kong | ME0000003451SFDAA00025 | Medical Bedsheet Roll | Medical Bedsheet Roll | Medical Bedsheet Roll
Secured Medical Direction UK Co., Ltd | هونج كونج | Hong Kong | ME0000003475SFDAA00003 | Beard Protector | Beard Protector | Beard Protector
Secured Medical Direction UK Co., Ltd | هونج كونج | Hong Kong | ME0000003456SFDAA00001 | Non-Woven Paper Tape | Non-Woven Paper Tape | Non-Woven Paper Tape
Secured Medical Direction UK Co., Ltd | هونج كونج | Hong Kong | ME0000003458SFDAA00008 | Non-Woven Self-Adhesive Elastic Bandage | Non-Woven Self-Adhesive Elastic Bandage | Non-Woven Self-Adhesive Elastic Bandage
Secured Medical Direction UK Co., Ltd | هونج كونج | Hong Kong | ME0000003463SFDAA00015 | Perforated PE Tape | Perforated PE Tape | Perforated PE Tape
Secured Medical Direction UK Co., Ltd | هونج كونج | Hong Kong | ME0000003469SFDAA00002 | Silk Tape | Silk Tape | Silk Tape
Secured Medical Direction UK Co., Ltd | هونج كونج | Hong Kong | ME0000003466SFDAA00001 | Sanitary Absorbent Underpad | Sanitary Absorbent Underpad | Sanitary Absorbent Underpad
Secured Medical Direction UK Co., Ltd | هونج كونج | Hong Kong | ME0000003493SFDAA00003 | Surgical Hood | Surgical Hood | Surgical Hood
Secured Medical Direction UK Co., Ltd | هونج كونج | Hong Kong | ME0000003477SFDAA00032 | Head & Beard Cover | Head & Beard Cover | Head & Beard Cover
Secured Medical Direction UK Co., Ltd | هونج كونج | Hong Kong | ME0000003453SFDAA00012 | Non Woven Examination Gown | Non Woven Examination Gown | Non Woven Examination Gown
Secured Medical Direction UK Co., Ltd | هونج كونج | Hong Kong | ME0000003448SFDAA00002 | Heat-sealing Sterilization Gusseted Pouch | Heat-sealing Sterilization Gusseted Pouch | Heat-sealing Sterilization Gusseted Pouch
Secured Medical Direction UK Co., Ltd | هونج كونج | Hong Kong | ME0000003443SFDAA00101 | Disposable Maternity Kit | Disposable Maternity Kit | Disposable Maternity Kit
Secured Medical Direction UK Co., Ltd | هونج كونج | Hong Kong | ME0000003436SFDAA00003 | Adult Diaper | Adult Diaper | Adult Diaper
Secured Medical Direction UK Co., Ltd | هونج كونج | Hong Kong | ME0000003470SFDAA00001 | Sterilization Roll | Sterilization Roll | Sterilization Roll
Secured Medical Direction UK Co., Ltd | هونج كونج | Hong Kong | ME0000003464SFDAA00001 | Rubber Elastic Bandage | Rubber Elastic Bandage | Rubber Elastic Bandage
Secured Medical Direction UK Co., Ltd | هونج كونج | Hong Kong | ME0000003459SFDAA00005 | Padding Bandage | Padding Bandage | Padding Bandage
Secured Medical Direction UK Co., Ltd | هونج كونج | Hong Kong | ME0000003494SFDAA00003 | Trauma Gown | Trauma Gown | Trauma Gown
Secured Medical Direction UK Co., Ltd | هونج كونج | Hong Kong | ME0000003471SFDAA00003 | Sterilization Gusseted Roll | Sterilization Gusseted Roll | Sterilization Gusseted Roll
Secured Medical Direction UK Co., Ltd | هونج كونج | Hong Kong | ME0000003452SFDAA00048 | Non Woven Bed Cover | Non Woven Bed Cover | Non Woven Bed Cover
Secured Medical Direction UK Co., Ltd | هونج كونج | Hong Kong | ME0000003447SFDAA00001 | Absorbent Gauze Roll | Absorbent Gauze Roll | Absorbent Gauze Roll
Secured Medical Direction UK Co., Ltd | هونج كونج | Hong Kong | ME0000003441SFDAA00017 | Cotton Self-Adhesive Elastic Bandage | Cotton Self-Adhesive Elastic Bandage | Cotton Self-Adhesive Elastic Bandage
Secured Medical Direction UK Co., Ltd | هونج كونج | Hong Kong | ME0000003435SFDAA00238 | Absorbent Cotton Wool | Absorbent Cotton Wool | It is an Absorbent Cotton Wool
AL ATTAR CO., LIMITED | هونج كونج | Hong Kong | ME0000002407SFDAA00023 | Wix Oral Irrigator | Oral Irrigator | The oral irrigator is the most effective device for removing food particles and bacteria between the teeth using hydro pumping technology. Water floss has the advantages of 3 different mode options (Normal, Soft and Pulse) for cleaning teeth, pulse pumping suitable for gum massage. It contains 6 different heads to suit your daily need. Designed with 360-degree rotation and 220ml water tank capacity for easier use. Water floss is characterized by a deep cleaning of the mouth and lighter on the gums. A supercharged battery lasts a long time with you. Keep your teeth clean and gums healthy with this water-based floss.
Secured Medical Direction UK Co., Ltd | هونج كونج | Hong Kong | ME0000003461SFDAA00001 | Patient Gown | Patient Gown | Patient Gown
Secured Medical Direction UK Co., Ltd | هونج كونج | Hong Kong | ME0000003473SFDAA00010 | Disposable Non-woven Surgeon Cap | Disposable Non-woven Surgeon Cap | Disposable Non-woven Surgeon Cap
AL ATTAR CO., LIMITED | هونج كونج | Hong Kong | ME0000002407SFDAA00024 | Wix Massage Device | Massage Device | FASCIAL GUN is a kind of vibration massage equipment. It has the characteristics of large torque and multi-stage adjustment. It can effectively relieve the soreness caused by the accumulation of lactic acid after strenuous exercise, and relieve the muscles of the sedentary, office workers and fitness exercise groups. Discomfort.
AL ATTAR CO., LIMITED | هونج كونج | Hong Kong | ME0000002407SFDAA00024 | Wix Massage Device | Massage Device | FASCIAL GUN is a kind of vibration massage equipment. It has the characteristics of large torque and multi-stage adjustment. It can effectively relieve the soreness caused by the accumulation of lactic acid after strenuous exercise, and relieve the muscles of the sedentary, office workers and fitness exercise groups. Discomfort.
AL ATTAR CO., LIMITED | هونج كونج | Hong Kong | ME0000002407SFDAA00024 | Wix Massage Device | Massage Device | FASCIAL GUN is a kind of vibration massage equipment. It has the characteristics of large torque and multi-stage adjustment. It can effectively relieve the soreness caused by the accumulation of lactic acid after strenuous exercise, and relieve the muscles of the sedentary, office workers and fitness exercise groups. Discomfort.
AL ATTAR CO., LIMITED | هونج كونج | Hong Kong | ME0000002407SFDAA00026 | Roxana Invisible Hair Band Face | Invisible Hair Band Face | Convenient and practical: The elastic band used to lift the eyes and eyebrows is the easiest to use. The fastest and easiest solution for eyes and eyebrows.

## MetaData
column | Data Type | Description
ManufactureName | Text | اسم المصنع
ManufactureCountryAR | Text | الدولة المصنعة باللغة العربية
ManufactureCountry | Text | الدولة المصنعة باللغة الإنجليزية
ProductNumber | Number | رقم المنتج
ProductName | Text | اسم المنتج
GenericName | Text | الاسم العام للمنتج
Description | Text | وصف المنتج باللغة الإنجليزية
DescriptionAr | Text | وصف المنتج باللغة العربية